P7J8NCBQ | Acuity Brands Lighting | Holophane | EMW 9000LM PCL ND XXXXX GZ10 30K 90CRI | Indoor Luminaires | High-Bay | Low-Bay Luminaires for Commercial and Industrial Buildings | Standard | FALSE | [9 empty] | 42447 | Dimmable | Continuous Below 10 | Yes |  | 3.1 | 6855.46 | 89.67 | 76.45 | 13.32 | 0.96 | 3000 | 90
PP7VNYZH | Acuity Brands Lighting | Holophane | EMW 9000LM FST ND XXXXX GZ10 30K 90CRI | Indoor Luminaires | High-Bay | Low-Bay Luminaires for Commercial and Industrial Buildings | Standard | FALSE | [9 empty] | 42447 | Dimmable | Continuous Below 10 | Yes |  | 3.1 | 6849.61 | 89.6 | 76.45 | 13.32 | 0.96 | 3000 | 90
PNA51K4M | Acuity Brands Lighting | Lithonia Lighting | FHE 24000LM ACL MD XXXXX GZ10 30K 80CRI | Indoor Luminaires | High-Bay | High-Bay Luminaires for Commercial and Industrial Buildings | Standard | FALSE | [9 empty] | 42447 | Dimmable | Continuous Below 10 | Yes |  | 3.1 | 23223.24 | 103.42 | 224.55 | 13.32 | 0.96 | 3000 | 80
PKVA6H3Y | Acuity Brands Lighting | Holophane | EMW 24000LM ACL MD XXXXX GZ10 30K 80CRI | Indoor Luminaires | High-Bay | High-Bay Luminaires for Commercial and Industrial Buildings | Standard | FALSE | [9 empty] | 42447 | Dimmable | Continuous Below 10 | Yes |  | 3.1 | 23223.24 | 103.42 | 224.55 | 13.32 | 0.96 | 3000 | 80
PRFTFBNK | Acuity Brands Lighting | Lithonia Lighting | FHE 24000LM ACL ND XXXXX GZ10 30K 80CRI | Indoor Luminaires | High-Bay | High-Bay Luminaires for Commercial and Industrial Buildings | Standard | FALSE | [9 empty] | 42447 | Dimmable | Continuous Below 10 | Yes |  | 3.1 | 22912.42 | 102.04 | 224.55 | 13.32 | 0.96 | 3000 | 80
P81CE4W4 | Acuity Brands Lighting | Holophane | EMW 24000LM ACL ND XXXXX GZ10 30K 80CRI | Indoor Luminaires | High-Bay | High-Bay Luminaires for Commercial and Industrial Buildings | Standard | FALSE | [9 empty] | 42447 | Dimmable | Continuous Below 10 | Yes |  | 3.1 | 22912.42 | 102.04 | 224.55 | 13.32 | 0.96 | 3000 | 80
PNNEV7VP | Acuity Brands Lighting | Lithonia Lighting | FHE 24000LM FST MD XXXXX GZ10 30K 80CRI | Indoor Luminaires | High-Bay | High-Bay Luminaires for Commercial and Industrial Buildings | Standard | FALSE | [9 empty] | 42447 | Dimmable | Continuous Below 10 | Yes |  | 3.1 | 22777.92 | 101.44 | 224.55 | 13.32 | 0.96 | 3000 | 80
PNDHH4DG | Acuity Brands Lighting | Holophane | EMW 24000LM FST MD XXXXX GZ10 30K 80CRI | Indoor Luminaires | High-Bay | High-Bay Luminaires for Commercial and Industrial Buildings | Standard | FALSE | [9 empty] | 42447 | Dimmable | Continuous Below 10 | Yes |  | 3.1 | 22777.92 | 101.44 | 224.55 | 13.32 | 0.96 | 3000 | 80
PUE2EXEF | Acuity Brands Lighting | Holophane | EMW 24000LM PCL MD XXXXX GZ10 30K 80CRI | Indoor Luminaires | High-Bay | High-Bay Luminaires for Commercial and Industrial Buildings | Standard | FALSE | [9 empty] | 42447 | Dimmable | Continuous Below 10 | Yes |  | 3.1 | 22638.22 | 100.82 | 224.55 | 13.32 | 0.96 | 3000 | 80
PQRZE351 | Acuity Brands Lighting | Lithonia Lighting | FHE 24000LM PCL MD XXXXX GZ10 30K 80CRI | Indoor Luminaires | High-Bay | High-Bay Luminaires for Commercial and Industrial Buildings | Standard | FALSE | [9 empty] | 42447 | Dimmable | Continuous Below 10 | Yes |  | 3.1 | 22638.22 | 100.82 | 224.55 | 13.32 | 0.96 | 3000 | 80
PQGFNTS1 | Acuity Brands Lighting | Holophane | EMW 24000LM PCL ND XXXXX GZ10 30K 80CRI | Indoor Luminaires | High-Bay | High-Bay Luminaires for Commercial and Industrial Buildings | Standard | FALSE | [9 empty] | 42447 | Dimmable | Continuous Below 10 | Yes |  | 3.1 | 22507.35 | 100.23 | 224.55 | 13.32 | 0.96 | 3000 | 80
PE83HVSX | Acuity Brands Lighting | Lithonia Lighting | FHE 24000LM PCL ND XXXXX GZ10 30K 80CRI | Indoor Luminaires | High-Bay | High-Bay Luminaires for Commercial and Industrial Buildings | Standard | FALSE | [9 empty] | 42447 | Dimmable | Continuous Below 10 | Yes |  | 3.1 | 22507.35 | 100.23 | 224.55 | 13.32 | 0.96 | 3000 | 80
PDE89YYF | Acuity Brands Lighting | Lithonia Lighting | FHE 24000LM FST ND XXXXX GZ10 30K 80CRI | Indoor Luminaires | High-Bay | High-Bay Luminaires for Commercial and Industrial Buildings | Standard | FALSE | [9 empty] | 42447 | Dimmable | Continuous Below 10 | Yes |  | 3.1 | 22488.13 | 100.15 | 224.55 | 13.32 | 0.96 | 3000 | 80
P9BP1Y4D | Acuity Brands Lighting | Holophane | EMW 24000LM FST ND XXXXX GZ10 30K 80CRI | Indoor Luminaires | High-Bay | High-Bay Luminaires for Commercial and Industrial Buildings | Standard | FALSE | [9 empty] | 42447 | Dimmable | Continuous Below 10 | Yes |  | 3.1 | 22488.13 | 100.15 | 224.55 | 13.32 | 0.96 | 3000 | 80
PTCNPWMX | Acuity Brands Lighting | Lithonia Lighting | FHE 20000LM ACL MD XXXXX GZ10 30K 80CRI | Indoor Luminaires | High-Bay | High-Bay Luminaires for Commercial and Industrial Buildings | Standard | FALSE | [9 empty] | 42447 | Dimmable | Continuous Below 10 | Yes |  | 4.1 | 20042 | 116.19 | 172.5 | 13.32 | 0.96 | 3000 | 80
PQC4EXTN | Acuity Brands Lighting | Holophane | EMW 20000LM ACL MD XXXXX GZ10 30K 80CRI | Indoor Luminaires | High-Bay | High-Bay Luminaires for Commercial and Industrial Buildings | Standard | FALSE | [9 empty] | 42447 | Dimmable | Continuous Below 10 | Yes |  | 3.1 | 20042 | 116.19 | 172.5 | 13.32 | 0.96 | 3000 | 80
PXY2Z9BA | Acuity Brands Lighting | Holophane | EMW 20000LM ACL ND XXXXX GZ10 30K 80CRI | Indoor Luminaires | High-Bay | High-Bay Luminaires for Commercial and Industrial Buildings | Standard | FALSE | [9 empty] | 42447 | Dimmable | Continuous Below 10 | Yes |  | 3.1 | 19773.76 | 114.63 | 172.5 | 13.32 | 0.96 | 3000 | 80
PKEBY2K6 | Acuity Brands Lighting | Lithonia Lighting | FHE 20000LM ACL ND XXXXX GZ10 30K 80CRI | Indoor Luminaires | High-Bay | High-Bay Luminaires for Commercial and Industrial Buildings | Standard | FALSE | [9 empty] | 42447 | Dimmable | Continuous Below 10 | Yes |  | 4.1 | 19773.76 | 114.63 | 172.5 | 13.32 | 0.96 | 3000 | 80
PNS71F1C | Acuity Brands Lighting | Holophane | EMW 20000LM FST MD XXXXX GZ10 30K 80CRI | Indoor Luminaires | High-Bay | High-Bay Luminaires for Commercial and Industrial Buildings | Standard | FALSE | [9 empty] | 42447 | Dimmable | Continuous Below 10 | Yes |  | 3.1 | 19657.68 | 113.96 | 172.5 | 13.32 | 0.96 | 3000 | 80
P6T2K4GD | Acuity Brands Lighting | Lithonia Lighting | FHE 20000LM FST MD XXXXX GZ10 30K 80CRI | Indoor Luminaires | High-Bay | High-Bay Luminaires for Commercial and Industrial Buildings | Standard | FALSE | [9 empty] | 42447 | Dimmable | Continuous Below 10 | Yes |  | 4.1 | 19657.68 | 113.96 | 172.5 | 13.32 | 0.96 | 3000 | 80
P2TE4U8A | Acuity Brands Lighting | Lithonia Lighting | FHE 20000LM PCL MD XXXXX GZ10 30K 80CRI | Indoor Luminaires | High-Bay | High-Bay Luminaires for Commercial and Industrial Buildings | Standard | FALSE | [9 empty] | 42447 | Dimmable | Continuous Below 10 | Yes |  | 4.1 | 19537.12 | 113.26 | 172.5 | 13.32 | 0.96 | 3000 | 80
P1BWB1CB | Acuity Brands Lighting | Holophane | EMW 20000LM PCL MD XXXXX GZ10 30K 80CRI | Indoor Luminaires | High-Bay | High-Bay Luminaires for Commercial and Industrial Buildings | Standard | FALSE | [9 empty] | 42447 | Dimmable | Continuous Below 10 | Yes |  | 3.1 | 19537.12 | 113.26 | 172.5 | 13.32 | 0.96 | 3000 | 80
PV5NV71H | Acuity Brands Lighting | Lithonia Lighting | FHE 20000LM PCL ND XXXXX GZ10 30K 80CRI | Indoor Luminaires | High-Bay | High-Bay Luminaires for Commercial and Industrial Buildings | Standard | FALSE | [9 empty] | 42447 | Dimmable | Continuous Below 10 | Yes |  | 4.1 | 19424.17 | 112.6 | 172.5 | 13.32 | 0.96 | 3000 | 80
PH2V9ZDF | Acuity Brands Lighting | Holophane | EMW 20000LM PCL ND XXXXX GZ10 30K 80CRI | Indoor Luminaires | High-Bay | High-Bay Luminaires for Commercial and Industrial Buildings | Standard | FALSE | [9 empty] | 42447 | Dimmable | Continuous Below 10 | Yes |  | 3.1 | 19424.17 | 112.6 | 172.5 | 13.32 | 0.96 | 3000 | 80
PRBSSZQU | Acuity Brands Lighting | Lithonia Lighting | FHE 20000LM FST ND XXXXX GZ10 30K 80CRI | Indoor Luminaires | High-Bay | High-Bay Luminaires for Commercial and Industrial Buildings | Standard | FALSE | [9 empty] | 42447 | Dimmable | Continuous Below 10 | Yes |  | 4.1 | 19407.59 | 112.51 | 172.5 | 13.32 | 0.96 | 3000 | 80
PC157XT7 | Acuity Brands Lighting | Holophane | EMW 20000LM FST ND XXXXX GZ10 30K 80CRI | Indoor Luminaires | High-Bay | High-Bay Luminaires for Commercial and Industrial Buildings | Standard | FALSE | [9 empty] | 42447 | Dimmable | Continuous Below 10 | Yes |  | 3.1 | 19407.59 | 112.51 | 172.5 | 13.32 | 0.96 | 3000 | 80
PEWNHMEG | Acuity Brands Lighting | Lithonia Lighting | FHE 18000LM ACL MD XXXXX GZ10 30K 80CRI | Indoor Luminaires | High-Bay | High-Bay Luminaires for Commercial and Industrial Buildings | Standard | FALSE | [9 empty] | 42447 | Dimmable | Continuous Below 10 | Yes |  | 4.1 | 17818.29 | 119.79 | 148.75 | 13.32 | 0.96 | 3000 | 80
P61V4WKF | Acuity Brands Lighting | Holophane | EMW 18000LM ACL MD XXXXX GZ10 30K 80CRI | Indoor Luminaires | High-Bay | High-Bay Luminaires for Commercial and Industrial Buildings | Standard | FALSE | [9 empty] | 42447 | Dimmable | Continuous Below 10 | Yes |  | 3.1 | 17818.29 | 119.79 | 148.75 | 13.32 | 0.96 | 3000 | 80
PTZSYYYH | Acuity Brands Lighting | Lithonia Lighting | FHE 18000LM ACL ND XXXXX GZ10 30K 80CRI | Indoor Luminaires | High-Bay | High-Bay Luminaires for Commercial and Industrial Buildings | Standard | FALSE | [9 empty] | 42447 | Dimmable | Continuous Below 10 | Yes |  | 4.1 | 17579.81 | 118.18 | 148.75 | 13.32 | 0.96 | 3000 | 80
P2BZE4R1 | Acuity Brands Lighting | Holophane | EMW 18000LM ACL ND XXXXX GZ10 30K 80CRI | Indoor Luminaires | High-Bay | High-Bay Luminaires for Commercial and Industrial Buildings | Standard | FALSE | [9 empty] | 42447 | Dimmable | Continuous Below 10 | Yes |  | 3.1 | 17579.81 | 118.18 | 148.75 | 13.32 | 0.96 | 3000 | 80
PXPU8QNB | Acuity Brands Lighting | Lithonia Lighting | FHE 18000LM FST MD XXXXX GZ10 30K 80CRI | Indoor Luminaires | High-Bay | High-Bay Luminaires for Commercial and Industrial Buildings | Standard | FALSE | [9 empty] | 42447 | Dimmable | Continuous Below 10 | Yes |  | 4.1 | 17476.61 | 117.49 | 148.75 | 13.32 | 0.96 | 3000 | 80
P5CPRZ8K | Acuity Brands Lighting | Holophane | EMW 18000LM FST MD XXXXX GZ10 30K 80CRI | Indoor Luminaires | High-Bay | High-Bay Luminaires for Commercial and Industrial Buildings | Standard | FALSE | [9 empty] | 42447 | Dimmable | Continuous Below 10 | Yes |  | 3.1 | 17476.61 | 117.49 | 148.75 | 13.32 | 0.96 | 3000 | 80
PST1MM2N | Acuity Brands Lighting | Lithonia Lighting | FHE 18000LM PCL MD XXXXX GZ10 30K 80CRI | Indoor Luminaires | High-Bay | High-Bay Luminaires for Commercial and Industrial Buildings | Standard | FALSE | [9 empty] | 42447 | Dimmable | Continuous Below 10 | Yes |  | 4.1 | 17369.43 | 116.77 | 148.75 | 13.32 | 0.96 | 3000 | 80
P8F7S3B7 | Acuity Brands Lighting | Holophane | EMW 18000LM PCL MD XXXXX GZ10 30K 80CRI | Indoor Luminaires | High-Bay | High-Bay Luminaires for Commercial and Industrial Buildings | Standard | FALSE | [9 empty] | 42447 | Dimmable | Continuous Below 10 | Yes |  | 3.1 | 17369.43 | 116.77 | 148.75 | 13.32 | 0.96 | 3000 | 80
PTS7SBEY | Acuity Brands Lighting | Lithonia Lighting | FHE 18000LM PCL ND XXXXX GZ10 30K 80CRI | Indoor Luminaires | High-Bay | High-Bay Luminaires for Commercial and Industrial Buildings | Standard | FALSE | [9 empty] | 42447 | Dimmable | Continuous Below 10 | Yes |  | 4.1 | 17269.02 | 116.09 | 148.75 | 13.32 | 0.96 | 3000 | 80
PH6BDK4U | Acuity Brands Lighting | Holophane | EMW 18000LM PCL ND XXXXX GZ10 30K 80CRI | Indoor Luminaires | High-Bay | High-Bay Luminaires for Commercial and Industrial Buildings | Standard | FALSE | [9 empty] | 42447 | Dimmable | Continuous Below 10 | Yes |  | 3.1 | 17269.02 | 116.09 | 148.75 | 13.32 | 0.96 | 3000 | 80
PQKUQVVT | Acuity Brands Lighting | Lithonia Lighting | FHE 18000LM FST ND XXXXX GZ10 30K 80CRI | Indoor Luminaires | High-Bay | High-Bay Luminaires for Commercial and Industrial Buildings | Standard | FALSE | [9 empty] | 42447 | Dimmable | Continuous Below 10 | Yes |  | 4.1 | 17254.27 | 116 | 148.75 | 13.32 | 0.96 | 3000 | 80
P517PCHM | Acuity Brands Lighting | Holophane | EMW 18000LM FST ND XXXXX GZ10 30K 80CRI | Indoor Luminaires | High-Bay | High-Bay Luminaires for Commercial and Industrial Buildings | Standard | FALSE | [9 empty] | 42447 | Dimmable | Continuous Below 10 | Yes |  | 3.1 | 17254.27 | 116 | 148.75 | 13.32 | 0.96 | 3000 | 80
PHNRVV66 | Acuity Brands Lighting | Lithonia Lighting | FHE 15000LM ACL MD XXXXX GZ10 30K 80CRI | Indoor Luminaires | High-Bay | High-Bay Luminaires for Commercial and Industrial Buildings | Standard | FALSE | [9 empty] | 42447 | Dimmable | Continuous Below 10 | Yes |  | 4.1 | 14303.56 | 126.76 | 112.84 | 13.32 | 0.96 | 3000 | 80
PAGPUYD9 | Acuity Brands Lighting | Holophane | EMW 15000LM ACL MD XXXXX GZ10 30K 80CRI | Indoor Luminaires | High-Bay | High-Bay Luminaires for Commercial and Industrial Buildings | Standard | FALSE | [9 empty] | 42447 | Dimmable | Continuous Below 10 | Yes |  | 3.1 | 14303.56 | 126.76 | 112.84 | 13.32 | 0.96 | 3000 | 80
PWXWWN1T | Acuity Brands Lighting | Holophane | EMW 15000LM ACL ND XXXXX GZ10 30K 80CRI | Indoor Luminaires | High-Bay | High-Bay Luminaires for Commercial and Industrial Buildings | Standard | FALSE | [9 empty] | 42447 | Dimmable | Continuous Below 10 | Yes |  | 3.1 | 14112.12 | 125.06 | 112.84 | 13.32 | 0.96 | 3000 | 80
PTZG7AMG | Acuity Brands Lighting | Lithonia Lighting | FHE 15000LM ACL ND XXXXX GZ10 30K 80CRI | Indoor Luminaires | High-Bay | High-Bay Luminaires for Commercial and Industrial Buildings | Standard | FALSE | [9 empty] | 42447 | Dimmable | Continuous Below 10 | Yes |  | 4.1 | 14112.12 | 125.06 | 112.84 | 13.32 | 0.96 | 3000 | 80
PVKADFXD | Acuity Brands Lighting | Lithonia Lighting | FHE 15000LM FST MD XXXXX GZ10 30K 80CRI | Indoor Luminaires | High-Bay | High-Bay Luminaires for Commercial and Industrial Buildings | Standard | FALSE | [9 empty] | 42447 | Dimmable | Continuous Below 10 | Yes |  | 4.1 | 14029.28 | 124.33 | 112.84 | 13.32 | 0.96 | 3000 | 80
PDP4KU7Z | Acuity Brands Lighting | Holophane | EMW 15000LM FST MD XXXXX GZ10 30K 80CRI | Indoor Luminaires | High-Bay | High-Bay Luminaires for Commercial and Industrial Buildings | Standard | FALSE | [9 empty] | 42447 | Dimmable | Continuous Below 10 | Yes |  | 3.1 | 14029.28 | 124.33 | 112.84 | 13.32 | 0.96 | 3000 | 80
PUSEZ3T2 | Acuity Brands Lighting | Holophane | EMW 15000LM PCL MD XXXXX GZ10 30K 80CRI | Indoor Luminaires | High-Bay | High-Bay Luminaires for Commercial and Industrial Buildings | Standard | FALSE | [9 empty] | 42447 | Dimmable | Continuous Below 10 | Yes |  | 3.1 | 13943.24 | 123.57 | 112.84 | 13.32 | 0.96 | 3000 | 80
P6BMBNCJ | Acuity Brands Lighting | Lithonia Lighting | FHE 15000LM PCL MD XXXXX GZ10 30K 80CRI | Indoor Luminaires | High-Bay | High-Bay Luminaires for Commercial and Industrial Buildings | Standard | FALSE | [9 empty] | 42447 | Dimmable | Continuous Below 10 | Yes |  | 4.1 | 13943.24 | 123.57 | 112.84 | 13.32 | 0.96 | 3000 | 80
PNVUTDCZ | Acuity Brands Lighting | Holophane | EMW 15000LM PCL ND XXXXX GZ10 30K 80CRI | Indoor Luminaires | High-Bay | High-Bay Luminaires for Commercial and Industrial Buildings | Standard | FALSE | [9 empty] | 42447 | Dimmable | Continuous Below 10 | Yes |  | 3.1 | 13862.63 | 122.85 | 112.84 | 13.32 | 0.96 | 3000 | 80
PHXWBSH6 | Acuity Brands Lighting | Lithonia Lighting | FHE 15000LM PCL ND XXXXX GZ10 30K 80CRI | Indoor Luminaires | High-Bay | High-Bay Luminaires for Commercial and Industrial Buildings | Standard | FALSE | [9 empty] | 42447 | Dimmable | Continuous Below 10 | Yes |  | 4.1 | 13862.63 | 122.85 | 112.84 | 13.32 | 0.96 | 3000 | 80
PUHPUF5V | Acuity Brands Lighting | Lithonia Lighting | FHE 15000LM FST ND XXXXX GZ10 30K 80CRI | Indoor Luminaires | High-Bay | High-Bay Luminaires for Commercial and Industrial Buildings | Standard | FALSE | [9 empty] | 42447 | Dimmable | Continuous Below 10 | Yes |  | 4.1 | 13850.8 | 122.75 | 112.84 | 13.32 | 0.96 | 3000 | 80
PBF777GS | Acuity Brands Lighting | Holophane | EMW 15000LM FST ND XXXXX GZ10 30K 80CRI | Indoor Luminaires | High-Bay | High-Bay Luminaires for Commercial and Industrial Buildings | Standard | FALSE | [9 empty] | 42447 | Dimmable | Continuous Below 10 | Yes |  | 3.1 | 13850.8 | 122.75 | 112.84 | 13.32 | 0.96 | 3000 | 80
PWC4VF6X | Acuity Brands Lighting | Holophane | EMW 12000LM ACL MD XXXXX GZ10 30K 80CRI | Indoor Luminaires | High-Bay | High-Bay Luminaires for Commercial and Industrial Buildings | Standard | FALSE | [9 empty] | 42447 | Dimmable | Continuous Below 10 | Yes |  | 3.1 | 12421.01 | 128.38 | 96.75 | 13.32 | 0.96 | 3000 | 80
PC7JBXT8 | Acuity Brands Lighting | Lithonia Lighting | FHE 12000LM ACL MD XXXXX GZ10 30K 80CRI | Indoor Luminaires | High-Bay | High-Bay Luminaires for Commercial and Industrial Buildings | Standard | FALSE | [9 empty] | 42447 | Dimmable | Continuous Below 10 | Yes |  | 4.1 | 12421.01 | 128.38 | 96.75 | 13.32 | 0.96 | 3000 | 80
PRPSFTVS | Acuity Brands Lighting | Holophane | EMW 12000LM ACL ND XXXXX GZ10 30K 80CRI | Indoor Luminaires | High-Bay | High-Bay Luminaires for Commercial and Industrial Buildings | Standard | FALSE | [9 empty] | 42447 | Dimmable | Continuous Below 10 | Yes |  | 3.1 | 12254.77 | 126.66 | 96.75 | 13.32 | 0.96 | 3000 | 80
PJ61QQ6E | Acuity Brands Lighting | Lithonia Lighting | FHE 12000LM ACL ND XXXXX GZ10 30K 80CRI | Indoor Luminaires | High-Bay | High-Bay Luminaires for Commercial and Industrial Buildings | Standard | FALSE | [9 empty] | 42447 | Dimmable | Continuous Below 10 | Yes |  | 4.1 | 12254.77 | 126.66 | 96.75 | 13.32 | 0.96 | 3000 | 80
PHTHX29F | Acuity Brands Lighting | Holophane | EMW 12000LM FST MD XXXXX GZ10 30K 80CRI | Indoor Luminaires | High-Bay | High-Bay Luminaires for Commercial and Industrial Buildings | Standard | FALSE | [9 empty] | 42447 | Dimmable | Continuous Below 10 | Yes |  | 3.1 | 12182.83 | 125.92 | 96.75 | 13.32 | 0.96 | 3000 | 80
PBCAHF7U | Acuity Brands Lighting | Lithonia Lighting | FHE 12000LM FST MD XXXXX GZ10 30K 80CRI | Indoor Luminaires | High-Bay | High-Bay Luminaires for Commercial and Industrial Buildings | Standard | FALSE | [9 empty] | 42447 | Dimmable | Continuous Below 10 | Yes |  | 4.1 | 12182.83 | 125.92 | 96.75 | 13.32 | 0.96 | 3000 | 80
PZ6YGE69 | Acuity Brands Lighting | Lithonia Lighting | FHE 12000LM PCL MD XXXXX GZ10 30K 80CRI | Indoor Luminaires | High-Bay | High-Bay Luminaires for Commercial and Industrial Buildings | Standard | FALSE | [9 empty] | 42447 | Dimmable | Continuous Below 10 | Yes |  | 4.1 | 12108.11 | 125.15 | 96.75 | 13.32 | 0.96 | 3000 | 80
PHQ3NGTP | Acuity Brands Lighting | Holophane | EMW 12000LM PCL MD XXXXX GZ10 30K 80CRI | Indoor Luminaires | High-Bay | High-Bay Luminaires for Commercial and Industrial Buildings | Standard | FALSE | [9 empty] | 42447 | Dimmable | Continuous Below 10 | Yes |  | 3.1 | 12108.11 | 125.15 | 96.75 | 13.32 | 0.96 | 3000 | 80
PGVS4HPN | Acuity Brands Lighting | Lithonia Lighting | FHE 12000LM PCL ND XXXXX GZ10 30K 80CRI | Indoor Luminaires | High-Bay | High-Bay Luminaires for Commercial and Industrial Buildings | Standard | FALSE | [9 empty] | 42447 | Dimmable | Continuous Below 10 | Yes |  | 4.1 | 12038.11 | 124.42 | 96.75 | 13.32 | 0.96 | 3000 | 80
PBBRGHVA | Acuity Brands Lighting | Holophane | EMW 12000LM PCL ND XXXXX GZ10 30K 80CRI | Indoor Luminaires | High-Bay | High-Bay Luminaires for Commercial and Industrial Buildings | Standard | FALSE | [9 empty] | 42447 | Dimmable | Continuous Below 10 | Yes |  | 3.1 | 12038.11 | 124.42 | 96.75 | 13.32 | 0.96 | 3000 | 80
PKYUE2JG | Acuity Brands Lighting | Holophane | EMW 12000LM FST ND XXXXX GZ10 30K 80CRI | Indoor Luminaires | High-Bay | High-Bay Luminaires for Commercial and Industrial Buildings | Standard | FALSE | [9 empty] | 42447 | Dimmable | Continuous Below 10 | Yes |  | 3.1 | 12027.83 | 124.32 | 96.75 | 13.32 | 0.96 | 3000 | 80
P9XFTP2V | Acuity Brands Lighting | Lithonia Lighting | FHE 12000LM FST ND XXXXX GZ10 30K 80CRI | Indoor Luminaires | High-Bay | High-Bay Luminaires for Commercial and Industrial Buildings | Standard | FALSE | [9 empty] | 42447 | Dimmable | Continuous Below 10 | Yes |  | 4.1 | 12027.83 | 124.32 | 96.75 | 13.32 | 0.96 | 3000 | 80
PU57Q5BW | Acuity Brands Lighting | Holophane | EMW 9000LM ACL MD XXXXX GZ10 30K 80CRI | Indoor Luminaires | High-Bay | Low-Bay Luminaires for Commercial and Industrial Buildings | Standard | FALSE | [9 empty] | 42447 | Dimmable | Continuous Below 10 | Yes |  | 3.1 | 8765.16 | 114.65 | 76.45 | 13.32 | 0.96 | 3000 | 80
P62CC1TA | Acuity Brands Lighting | Lithonia Lighting | FHE 9000LM ACL MD XXXXX GZ10 30K 80CRI | Indoor Luminaires | High-Bay | Low-Bay Luminaires for Commercial and Industrial Buildings | Standard | FALSE | [9 empty] | 42447 | Dimmable | Continuous Below 10 | Yes |  | 4.1 | 8765.16 | 114.65 | 76.45 | 13.32 | 0.96 | 3000 | 80
PYJM9VYD | Acuity Brands Lighting | Holophane | EMW 9000LM ACL ND XXXXX GZ10 30K 80CRI | Indoor Luminaires | High-Bay | Low-Bay Luminaires for Commercial and Industrial Buildings | Standard | FALSE | [9 empty] | 42447 | Dimmable | Continuous Below 10 | Yes |  | 3.1 | 8647.84 | 113.12 | 76.45 | 13.32 | 0.96 | 3000 | 80
PWMZ48NA | Acuity Brands Lighting | Lithonia Lighting | FHE 9000LM ACL ND XXXXX GZ10 30K 80CRI | Indoor Luminaires | High-Bay | Low-Bay Luminaires for Commercial and Industrial Buildings | Standard | FALSE | [9 empty] | 42447 | Dimmable | Continuous Below 10 | Yes |  | 4.1 | 8647.84 | 113.12 | 76.45 | 13.32 | 0.96 | 3000 | 80
PQ9NV17C | Acuity Brands Lighting | Lithonia Lighting | FHE 9000LM FST MD XXXXX GZ10 30K 80CRI | Indoor Luminaires | High-Bay | Low-Bay Luminaires for Commercial and Industrial Buildings | Standard | FALSE | [9 empty] | 42447 | Dimmable | Continuous Below 10 | Yes |  | 4.1 | 8597.08 | 112.45 | 76.45 | 13.32 | 0.96 | 3000 | 80
P3Z7KJHH | Acuity Brands Lighting | Holophane | EMW 9000LM FST MD XXXXX GZ10 30K 80CRI | Indoor Luminaires | High-Bay | Low-Bay Luminaires for Commercial and Industrial Buildings | Standard | FALSE | [9 empty] | 42447 | Dimmable | Continuous Below 10 | Yes |  | 3.1 | 8597.08 | 112.45 | 76.45 | 13.32 | 0.96 | 3000 | 80
PW6Z4J8H | Acuity Brands Lighting | Lithonia Lighting | FHE 9000LM PCL MD XXXXX GZ10 30K 80CRI | Indoor Luminaires | High-Bay | Low-Bay Luminaires for Commercial and Industrial Buildings | Standard | FALSE | [9 empty] | 42447 | Dimmable | Continuous Below 10 | Yes |  | 4.1 | 8544.35 | 111.76 | 76.45 | 13.32 | 0.96 | 3000 | 80
PR714EPB | Acuity Brands Lighting | Holophane | EMW 9000LM PCL MD XXXXX GZ10 30K 80CRI | Indoor Luminaires | High-Bay | Low-Bay Luminaires for Commercial and Industrial Buildings | Standard | FALSE | [9 empty] | 42447 | Dimmable | Continuous Below 10 | Yes |  | 3.1 | 8544.35 | 111.76 | 76.45 | 13.32 | 0.96 | 3000 | 80
PX6DY3XW | Acuity Brands Lighting | Lithonia Lighting | FHE 9000LM PCL ND XXXXX GZ10 30K 80CRI | Indoor Luminaires | High-Bay | Low-Bay Luminaires for Commercial and Industrial Buildings | Standard | FALSE | [9 empty] | 42447 | Dimmable | Continuous Below 10 | Yes |  | 4.1 | 8494.96 | 111.12 | 76.45 | 13.32 | 0.96 | 3000 | 80
PJ2W89A8 | Acuity Brands Lighting | Holophane | EMW 9000LM PCL ND XXXXX GZ10 30K 80CRI | Indoor Luminaires | High-Bay | Low-Bay Luminaires for Commercial and Industrial Buildings | Standard | FALSE | [9 empty] | 42447 | Dimmable | Continuous Below 10 | Yes |  | 3.1 | 8494.96 | 111.12 | 76.45 | 13.32 | 0.96 | 3000 | 80
PQFY2MUG | Acuity Brands Lighting | Lithonia Lighting | FHE 9000LM FST ND XXXXX GZ10 30K 80CRI | Indoor Luminaires | High-Bay | Low-Bay Luminaires for Commercial and Industrial Buildings | Standard | FALSE | [9 empty] | 42447 | Dimmable | Continuous Below 10 | Yes |  | 4.1 | 8487.7 | 111.02 | 76.45 | 13.32 | 0.96 | 3000 | 80
PHH3GZDK | Acuity Brands Lighting | Holophane | EMW 9000LM FST ND XXXXX GZ10 30K 80CRI | Indoor Luminaires | High-Bay | Low-Bay Luminaires for Commercial and Industrial Buildings | Standard | FALSE | [9 empty] | 42447 | Dimmable | Continuous Below 10 | Yes |  | 3.1 | 8487.7 | 111.02 | 76.45 | 13.32 | 0.96 | 3000 | 80
PYH57Q51 | Acuity Brands Lighting | Holophane | EMW 24000LM ACL MD XXXXX GZ10 30K 70CRI | Indoor Luminaires | High-Bay | High-Bay Luminaires for Commercial and Industrial Buildings | Standard | FALSE | [9 empty] | 42447 | Dimmable | Continuous Below 10 | Yes |  | 3.1 | 25549.35 | 113.78 | 224.55 | 13.32 | 0.96 | 3000 | 70
PUNXFSTZ | Acuity Brands Lighting | Lithonia Lighting | FHE 24000LM ACL MD XXXXX GZ10 30K 70CRI | Indoor Luminaires | High-Bay | High-Bay Luminaires for Commercial and Industrial Buildings | Standard | FALSE | [9 empty] | 42447 | Dimmable | Continuous Below 10 | Yes |  | 4.1 | 25549.35 | 113.78 | 224.55 | 13.32 | 0.96 | 3000 | 70
PVXRZ464 | Acuity Brands Lighting | Lithonia Lighting | FHE 24000LM ACL ND XXXXX GZ10 30K 70CRI | Indoor Luminaires | High-Bay | High-Bay Luminaires for Commercial and Industrial Buildings | Standard | FALSE | [9 empty] | 42447 | Dimmable | Continuous Below 10 | Yes |  | 4.1 | 25207.4 | 112.26 | 224.55 | 13.32 | 0.96 | 3000 | 70
PAECPZ9W | Acuity Brands Lighting | Holophane | EMW 24000LM ACL ND XXXXX GZ10 30K 70CRI | Indoor Luminaires | High-Bay | High-Bay Luminaires for Commercial and Industrial Buildings | Standard | FALSE | [9 empty] | 42447 | Dimmable | Continuous Below 10 | Yes |  | 3.1 | 25207.4 | 112.26 | 224.55 | 13.32 | 0.96 | 3000 | 70
PKMG7U44 | Acuity Brands Lighting | Holophane | EMW 24000LM FST MD XXXXX GZ10 30K 70CRI | Indoor Luminaires | High-Bay | High-Bay Luminaires for Commercial and Industrial Buildings | Standard | FALSE | [9 empty] | 42447 | Dimmable | Continuous Below 10 | Yes |  | 3.1 | 25059.42 | 111.6 | 224.55 | 13.32 | 0.96 | 3000 | 70
P9SCSAMD | Acuity Brands Lighting | Lithonia Lighting | FHE 24000LM FST MD XXXXX GZ10 30K 70CRI | Indoor Luminaires | High-Bay | High-Bay Luminaires for Commercial and Industrial Buildings | Standard | FALSE | [9 empty] | 42447 | Dimmable | Continuous Below 10 | Yes |  | 4.1 | 25059.42 | 111.6 | 224.55 | 13.32 | 0.96 | 3000 | 70
PZF3AD7C | Acuity Brands Lighting | Lithonia Lighting | FHE 24000LM PCL MD XXXXX GZ10 30K 70CRI | Indoor Luminaires | High-Bay | High-Bay Luminaires for Commercial and Industrial Buildings | Standard | FALSE | [9 empty] | 42447 | Dimmable | Continuous Below 10 | Yes |  | 4.1 | 24905.73 | 110.91 | 224.55 | 13.32 | 0.96 | 3000 | 70
PYV4S42B | Acuity Brands Lighting | Holophane | EMW 24000LM PCL MD XXXXX GZ10 30K 70CRI | Indoor Luminaires | High-Bay | High-Bay Luminaires for Commercial and Industrial Buildings | Standard | FALSE | [9 empty] | 42447 | Dimmable | Continuous Below 10 | Yes |  | 3.1 | 24905.73 | 110.91 | 224.55 | 13.32 | 0.96 | 3000 | 70
PUEPD2E3 | Acuity Brands Lighting | Lithonia Lighting | FHE 24000LM PCL ND XXXXX GZ10 30K 70CRI | Indoor Luminaires | High-Bay | High-Bay Luminaires for Commercial and Industrial Buildings | Standard | FALSE | [9 empty] | 42447 | Dimmable | Continuous Below 10 | Yes |  | 4.1 | 24761.75 | 110.27 | 224.55 | 13.32 | 0.96 | 3000 | 70
PJ4YKXK6 | Acuity Brands Lighting | Holophane | EMW 24000LM PCL ND XXXXX GZ10 30K 70CRI | Indoor Luminaires | High-Bay | High-Bay Luminaires for Commercial and Industrial Buildings | Standard | FALSE | [9 empty] | 42447 | Dimmable | Continuous Below 10 | Yes |  | 3.1 | 24761.75 | 110.27 | 224.55 | 13.32 | 0.96 | 3000 | 70
PNXVKMC1 | Acuity Brands Lighting | Lithonia Lighting | FHE 24000LM FST ND XXXXX GZ10 30K 70CRI | Indoor Luminaires | High-Bay | High-Bay Luminaires for Commercial and Industrial Buildings | Standard | FALSE | [9 empty] | 42447 | Dimmable | Continuous Below 10 | Yes |  | 4.1 | 24740.61 | 110.18 | 224.55 | 13.32 | 0.96 | 3000 | 70
PAUCV7H7 | Acuity Brands Lighting | Holophane | EMW 24000LM FST ND XXXXX GZ10 30K 70CRI | Indoor Luminaires | High-Bay | High-Bay Luminaires for Commercial and Industrial Buildings | Standard | FALSE | [9 empty] | 42447 | Dimmable | Continuous Below 10 | Yes |  | 3.1 | 24740.61 | 110.18 | 224.55 | 13.32 | 0.96 | 3000 | 70
PJAC6W7R | Acuity Brands Lighting | Lithonia Lighting | FHE 20000LM ACL MD XXXXX GZ10 30K 70CRI | Indoor Luminaires | High-Bay | High-Bay Luminaires for Commercial and Industrial Buildings | Standard | FALSE | [9 empty] | 42447 | Dimmable | Continuous Below 10 | Yes |  | 4.1 | 22049.46 | 127.82 | 172.5 | 13.32 | 0.96 | 3000 | 70
P4JJPYAT | Acuity Brands Lighting | Holophane | EMW 20000LM ACL MD XXXXX GZ10 30K 70CRI | Indoor Luminaires | High-Bay | High-Bay Luminaires for Commercial and Industrial Buildings | Standard | FALSE | [9 empty] | 42447 | Dimmable | Continuous Below 10 | Yes |  | 3.1 | 22049.46 | 127.82 | 172.5 | 13.32 | 0.96 | 3000 | 70
PEW4JUA1 | Acuity Brands Lighting | Holophane | EMW 20000LM ACL ND XXXXX GZ10 30K 70CRI | Indoor Luminaires | High-Bay | High-Bay Luminaires for Commercial and Industrial Buildings | Standard | FALSE | [9 empty] | 42447 | Dimmable | Continuous Below 10 | Yes |  | 3.1 | 21754.36 | 126.11 | 172.5 | 13.32 | 0.96 | 3000 | 70
P5XMB6VQ | Acuity Brands Lighting | Lithonia Lighting | FHE 20000LM ACL ND XXXXX GZ10 30K 70CRI | Indoor Luminaires | High-Bay | High-Bay Luminaires for Commercial and Industrial Buildings | Standard | FALSE | [9 empty] | 42447 | Dimmable | Continuous Below 10 | Yes |  | 4.1 | 21754.36 | 126.11 | 172.5 | 13.32 | 0.96 | 3000 | 70
PCNGS4F1 | Acuity Brands Lighting | Lithonia Lighting | FHE 20000LM FST MD XXXXX GZ10 30K 70CRI | Indoor Luminaires | High-Bay | High-Bay Luminaires for Commercial and Industrial Buildings | Standard | FALSE | [9 empty] | 42447 | Dimmable | Continuous Below 10 | Yes |  | 4.1 | 21626.65 | 125.37 | 172.5 | 13.32 | 0.96 | 3000 | 70
P6ZB8Y6B | Acuity Brands Lighting | Holophane | EMW 20000LM FST MD XXXXX GZ10 30K 70CRI | Indoor Luminaires | High-Bay | High-Bay Luminaires for Commercial and Industrial Buildings | Standard | FALSE | [9 empty] | 42447 | Dimmable | Continuous Below 10 | Yes |  | 3.1 | 21626.65 | 125.37 | 172.5 | 13.32 | 0.96 | 3000 | 70
PCJ9W4H9 | Acuity Brands Lighting | Lithonia Lighting | FHE 20000LM PCL MD XXXXX GZ10 30K 70CRI | Indoor Luminaires | High-Bay | High-Bay Luminaires for Commercial and Industrial Buildings | Standard | FALSE | [9 empty] | 42447 | Dimmable | Continuous Below 10 | Yes |  | 4.1 | 21494.01 | 124.6 | 172.5 | 13.32 | 0.96 | 3000 | 70
P2YFSN54 | Acuity Brands Lighting | Holophane | EMW 20000LM PCL MD XXXXX GZ10 30K 70CRI | Indoor Luminaires | High-Bay | High-Bay Luminaires for Commercial and Industrial Buildings | Standard | FALSE | [9 empty] | 42447 | Dimmable | Continuous Below 10 | Yes |  | 3.1 | 21494.01 | 124.6 | 172.5 | 13.32 | 0.96 | 3000 | 70
PZCXVT7T | Acuity Brands Lighting | Holophane | EMW 20000LM PCL ND XXXXX GZ10 30K 70CRI | Indoor Luminaires | High-Bay | High-Bay Luminaires for Commercial and Industrial Buildings | Standard | FALSE | [9 empty] | 42447 | Dimmable | Continuous Below 10 | Yes |  | 3.1 | 21369.76 | 123.88 | 172.5 | 13.32 | 0.96 | 3000 | 70
P69DPSPR | Acuity Brands Lighting | Lithonia Lighting | FHE 20000LM PCL ND XXXXX GZ10 30K 70CRI | Indoor Luminaires | High-Bay | High-Bay Luminaires for Commercial and Industrial Buildings | Standard | FALSE | [9 empty] | 42447 | Dimmable | Continuous Below 10 | Yes |  | 4.1 | 21369.76 | 123.88 | 172.5 | 13.32 | 0.96 | 3000 | 70
PAX6M1KW | Acuity Brands Lighting | Lithonia Lighting | FHE 20000LM FST ND XXXXX GZ10 30K 70CRI | Indoor Luminaires | High-Bay | High-Bay Luminaires for Commercial and Industrial Buildings | Standard | FALSE | [9 empty] | 42447 | Dimmable | Continuous Below 10 | Yes |  | 4.1 | 21351.51 | 123.78 | 172.5 | 13.32 | 0.96 | 3000 | 70
P8JTHATN | Acuity Brands Lighting | Holophane | EMW 20000LM FST ND XXXXX GZ10 30K 70CRI | Indoor Luminaires | High-Bay | High-Bay Luminaires for Commercial and Industrial Buildings | Standard | FALSE | [9 empty] | 42447 | Dimmable | Continuous Below 10 | Yes |  | 3.1 | 21351.51 | 123.78 | 172.5 | 13.32 | 0.96 | 3000 | 70
PXZY1BPU | Acuity Brands Lighting | Lithonia Lighting | FHE 18000LM ACL MD XXXXX GZ10 30K 70CRI | Indoor Luminaires | High-Bay | High-Bay Luminaires for Commercial and Industrial Buildings | Standard | FALSE | [9 empty] | 42447 | Dimmable | Continuous Below 10 | Yes |  | 4.1 | 19603.02 | 131.79 | 148.75 | 13.32 | 0.96 | 3000 | 70
PE27Q3NZ | Acuity Brands Lighting | Holophane | EMW 18000LM ACL MD XXXXX GZ10 30K 70CRI | Indoor Luminaires | High-Bay | High-Bay Luminaires for Commercial and Industrial Buildings | Standard | FALSE | [9 empty] | 42447 | Dimmable | Continuous Below 10 | Yes |  | 3.1 | 19603.02 | 131.79 | 148.75 | 13.32 | 0.96 | 3000 | 70
PE5P75K2 | Acuity Brands Lighting | Holophane | EMW 18000LM ACL ND XXXXX GZ10 30K 70CRI | Indoor Luminaires | High-Bay | High-Bay Luminaires for Commercial and Industrial Buildings | Standard | FALSE | [9 empty] | 42447 | Dimmable | Continuous Below 10 | Yes |  | 3.1 | 19340.66 | 130.02 | 148.75 | 13.32 | 0.96 | 3000 | 70
P231FQYQ | Acuity Brands Lighting | Lithonia Lighting | FHE 18000LM ACL ND XXXXX GZ10 30K 70CRI | Indoor Luminaires | High-Bay | High-Bay Luminaires for Commercial and Industrial Buildings | Standard | FALSE | [9 empty] | 42447 | Dimmable | Continuous Below 10 | Yes |  | 4.1 | 19340.66 | 130.02 | 148.75 | 13.32 | 0.96 | 3000 | 70
PC6ANFXF | Acuity Brands Lighting | Holophane | EMW 18000LM FST MD XXXXX GZ10 30K 70CRI | Indoor Luminaires | High-Bay | High-Bay Luminaires for Commercial and Industrial Buildings | Standard | FALSE | [9 empty] | 42447 | Dimmable | Continuous Below 10 | Yes |  | 3.1 | 19227.12 | 129.26 | 148.75 | 13.32 | 0.96 | 3000 | 70
P13K154T | Acuity Brands Lighting | Lithonia Lighting | FHE 18000LM FST MD XXXXX GZ10 30K 70CRI | Indoor Luminaires | High-Bay | High-Bay Luminaires for Commercial and Industrial Buildings | Standard | FALSE | [9 empty] | 42447 | Dimmable | Continuous Below 10 | Yes |  | 4.1 | 19227.12 | 129.26 | 148.75 | 13.32 | 0.96 | 3000 | 70
PUHE57KS | Acuity Brands Lighting | Lithonia Lighting | FHE 18000LM PCL MD XXXXX GZ10 30K 70CRI | Indoor Luminaires | High-Bay | High-Bay Luminaires for Commercial and Industrial Buildings | Standard | FALSE | [9 empty] | 42447 | Dimmable | Continuous Below 10 | Yes |  | 4.1 | 19109.2 | 128.47 | 148.75 | 13.32 | 0.96 | 3000 | 70
PPUGKUDF | Acuity Brands Lighting | Holophane | EMW 18000LM PCL MD XXXXX GZ10 30K 70CRI | Indoor Luminaires | High-Bay | High-Bay Luminaires for Commercial and Industrial Buildings | Standard | FALSE | [9 empty] | 42447 | Dimmable | Continuous Below 10 | Yes |  | 3.1 | 19109.2 | 128.47 | 148.75 | 13.32 | 0.96 | 3000 | 70
PJGJH6KN | Acuity Brands Lighting | Holophane | EMW 18000LM PCL ND XXXXX GZ10 30K 70CRI | Indoor Luminaires | High-Bay | High-Bay Luminaires for Commercial and Industrial Buildings | Standard | FALSE | [9 empty] | 42447 | Dimmable | Continuous Below 10 | Yes |  | 3.1 | 18998.73 | 127.72 | 148.75 | 13.32 | 0.96 | 3000 | 70
P8JZ2QET | Acuity Brands Lighting | Lithonia Lighting | FHE 18000LM PCL ND XXXXX GZ10 30K 70CRI | Indoor Luminaires | High-Bay | High-Bay Luminaires for Commercial and Industrial Buildings | Standard | FALSE | [9 empty] | 42447 | Dimmable | Continuous Below 10 | Yes |  | 4.1 | 18998.73 | 127.72 | 148.75 | 13.32 | 0.96 | 3000 | 70
PC33JCKV | Acuity Brands Lighting | Lithonia Lighting | FHE 18000LM FST ND XXXXX GZ10 30K 70CRI | Indoor Luminaires | High-Bay | High-Bay Luminaires for Commercial and Industrial Buildings | Standard | FALSE | [9 empty] | 42447 | Dimmable | Continuous Below 10 | Yes |  | 4.1 | 18982.51 | 127.61 | 148.75 | 13.32 | 0.96 | 3000 | 70
P9CJ41KJ | Acuity Brands Lighting | Holophane | EMW 18000LM FST ND XXXXX GZ10 30K 70CRI | Indoor Luminaires | High-Bay | High-Bay Luminaires for Commercial and Industrial Buildings | Standard | FALSE | [9 empty] | 42447 | Dimmable | Continuous Below 10 | Yes |  | 3.1 | 18982.51 | 127.61 | 148.75 | 13.32 | 0.96 | 3000 | 70
P5QQ1PQW | Acuity Brands Lighting | Holophane | EMW 15000LM ACL MD XXXXX GZ10 30K 70CRI | Indoor Luminaires | High-Bay | High-Bay Luminaires for Commercial and Industrial Buildings | Standard | FALSE | [9 empty] | 42447 | Dimmable | Continuous Below 10 | Yes |  | 3.1 | 15736.25 | 139.46 | 112.84 | 13.32 | 0.96 | 3000 | 70
P22KUNCY | Acuity Brands Lighting | Lithonia Lighting | FHE 15000LM ACL MD XXXXX GZ10 30K 70CRI | Indoor Luminaires | High-Bay | High-Bay Luminaires for Commercial and Industrial Buildings | Standard | FALSE | [9 empty] | 42447 | Dimmable | Continuous Below 10 | Yes |  | 4.1 | 15736.25 | 139.46 | 112.84 | 13.32 | 0.96 | 3000 | 70
PSKEFVF5 | Acuity Brands Lighting | Holophane | EMW 15000LM ACL ND XXXXX GZ10 30K 70CRI | Indoor Luminaires | High-Bay | High-Bay Luminaires for Commercial and Industrial Buildings | Standard | FALSE | [9 empty] | 42447 | Dimmable | Continuous Below 10 | Yes |  | 3.1 | 15525.64 | 137.59 | 112.84 | 13.32 | 0.96 | 3000 | 70
PABVNR8B | Acuity Brands Lighting | Lithonia Lighting | FHE 15000LM ACL ND XXXXX GZ10 30K 70CRI | Indoor Luminaires | High-Bay | High-Bay Luminaires for Commercial and Industrial Buildings | Standard | FALSE | [9 empty] | 42447 | Dimmable | Continuous Below 10 | Yes |  | 4.1 | 15525.64 | 137.59 | 112.84 | 13.32 | 0.96 | 3000 | 70
PN9BQ3YR | Acuity Brands Lighting | Lithonia Lighting | FHE 15000LM FST MD XXXXX GZ10 30K 70CRI | Indoor Luminaires | High-Bay | High-Bay Luminaires for Commercial and Industrial Buildings | Standard | FALSE | [9 empty] | 42447 | Dimmable | Continuous Below 10 | Yes |  | 4.1 | 15434.49 | 136.78 | 112.84 | 13.32 | 0.96 | 3000 | 70
PE87H1F6 | Acuity Brands Lighting | Holophane | EMW 15000LM FST MD XXXXX GZ10 30K 70CRI | Indoor Luminaires | High-Bay | High-Bay Luminaires for Commercial and Industrial Buildings | Standard | FALSE | [9 empty] | 42447 | Dimmable | Continuous Below 10 | Yes |  | 3.1 | 15434.49 | 136.78 | 112.84 | 13.32 | 0.96 | 3000 | 70
PQ9NF3FV | Acuity Brands Lighting | Holophane | EMW 15000LM PCL MD XXXXX GZ10 30K 70CRI | Indoor Luminaires | High-Bay | High-Bay Luminaires for Commercial and Industrial Buildings | Standard | FALSE | [9 empty] | 42447 | Dimmable | Continuous Below 10 | Yes |  | 3.1 | 15339.83 | 135.94 | 112.84 | 13.32 | 0.96 | 3000 | 70
PNJBT3D1 | Acuity Brands Lighting | Lithonia Lighting | FHE 15000LM PCL MD XXXXX GZ10 30K 70CRI | Indoor Luminaires | High-Bay | High-Bay Luminaires for Commercial and Industrial Buildings | Standard | FALSE | [9 empty] | 42447 | Dimmable | Continuous Below 10 | Yes |  | 4.1 | 15339.83 | 135.94 | 112.84 | 13.32 | 0.96 | 3000 | 70
PFMS15G6 | Acuity Brands Lighting | Holophane | EMW 15000LM PCL ND XXXXX GZ10 30K 70CRI | Indoor Luminaires | High-Bay | High-Bay Luminaires for Commercial and Industrial Buildings | Standard | FALSE | [9 empty] | 42447 | Dimmable | Continuous Below 10 | Yes |  | 3.1 | 15251.15 | 135.16 | 112.84 | 13.32 | 0.96 | 3000 | 70
P6NCXZUM | Acuity Brands Lighting | Lithonia Lighting | FHE 15000LM PCL ND XXXXX GZ10 30K 70CRI | Indoor Luminaires | High-Bay | High-Bay Luminaires for Commercial and Industrial Buildings | Standard | FALSE | [9 empty] | 42447 | Dimmable | Continuous Below 10 | Yes |  | 4.1 | 15251.15 | 135.16 | 112.84 | 13.32 | 0.96 | 3000 | 70
PYPZ2AP8 | Acuity Brands Lighting | Lithonia Lighting | FHE 15000LM FST ND XXXXX GZ10 30K 70CRI | Indoor Luminaires | High-Bay | High-Bay Luminaires for Commercial and Industrial Buildings | Standard | FALSE | [9 empty] | 42447 | Dimmable | Continuous Below 10 | Yes |  | 4.1 | 15238.13 | 135.04 | 112.84 | 13.32 | 0.96 | 3000 | 70
PVGESGZ8 | Acuity Brands Lighting | Holophane | EMW 15000LM FST ND XXXXX GZ10 30K 70CRI | Indoor Luminaires | High-Bay | High-Bay Luminaires for Commercial and Industrial Buildings | Standard | FALSE | [9 empty] | 42447 | Dimmable | Continuous Below 10 | Yes |  | 3.1 | 15238.13 | 135.04 | 112.84 | 13.32 | 0.96 | 3000 | 70
PSH3T83P | Acuity Brands Lighting | Holophane | EMW 12000LM ACL MD XXXXX GZ10 30K 70CRI | Indoor Luminaires | High-Bay | High-Bay Luminaires for Commercial and Industrial Buildings | Standard | FALSE | [9 empty] | 42447 | Dimmable | Continuous Below 10 | Yes |  | 3.1 | 13665.13 | 141.24 | 96.75 | 13.32 | 0.96 | 3000 | 70
P4JPS3D8 | Acuity Brands Lighting | Lithonia Lighting | FHE 12000LM ACL MD XXXXX GZ10 30K 70CRI | Indoor Luminaires | High-Bay | High-Bay Luminaires for Commercial and Industrial Buildings | Standard | FALSE | [9 empty] | 42447 | Dimmable | Continuous Below 10 | Yes |  | 4.1 | 13665.13 | 141.24 | 96.75 | 13.32 | 0.96 | 3000 | 70
PTVVPBK9 | Acuity Brands Lighting | Lithonia Lighting | FHE 12000LM ACL ND XXXXX GZ10 30K 70CRI | Indoor Luminaires | High-Bay | High-Bay Luminaires for Commercial and Industrial Buildings | Standard | FALSE | [9 empty] | 42447 | Dimmable | Continuous Below 10 | Yes |  | 4.1 | 13482.24 | 139.35 | 96.75 | 13.32 | 0.96 | 3000 | 70
P5NKHHSJ | Acuity Brands Lighting | Holophane | EMW 12000LM ACL ND XXXXX GZ10 30K 70CRI | Indoor Luminaires | High-Bay | High-Bay Luminaires for Commercial and Industrial Buildings | Standard | FALSE | [9 empty] | 42447 | Dimmable | Continuous Below 10 | Yes |  | 3.1 | 13482.24 | 139.35 | 96.75 | 13.32 | 0.96 | 3000 | 70
PT1WRTMV | Acuity Brands Lighting | Lithonia Lighting | FHE 12000LM FST MD XXXXX GZ10 30K 70CRI | Indoor Luminaires | High-Bay | High-Bay Luminaires for Commercial and Industrial Buildings | Standard | FALSE | [9 empty] | 42447 | Dimmable | Continuous Below 10 | Yes |  | 4.1 | 13403.09 | 138.53 | 96.75 | 13.32 | 0.96 | 3000 | 70
P775YZU6 | Acuity Brands Lighting | Holophane | EMW 12000LM FST MD XXXXX GZ10 30K 70CRI | Indoor Luminaires | High-Bay | High-Bay Luminaires for Commercial and Industrial Buildings | Standard | FALSE | [9 empty] | 42447 | Dimmable | Continuous Below 10 | Yes |  | 3.1 | 13403.09 | 138.53 | 96.75 | 13.32 | 0.96 | 3000 | 70
PFHZA3EJ | Acuity Brands Lighting | Lithonia Lighting | FHE 12000LM PCL MD XXXXX GZ10 30K 70CRI | Indoor Luminaires | High-Bay | High-Bay Luminaires for Commercial and Industrial Buildings | Standard | FALSE | [9 empty] | 42447 | Dimmable | Continuous Below 10 | Yes |  | 4.1 | 13320.89 | 137.68 | 96.75 | 13.32 | 0.96 | 3000 | 70
P1YEAFVW | Acuity Brands Lighting | Holophane | EMW 12000LM PCL MD XXXXX GZ10 30K 70CRI | Indoor Luminaires | High-Bay | High-Bay Luminaires for Commercial and Industrial Buildings | Standard | FALSE | [9 empty] | 42447 | Dimmable | Continuous Below 10 | Yes |  | 3.1 | 13320.89 | 137.68 | 96.75 | 13.32 | 0.96 | 3000 | 70
P8FWVNCQ | Acuity Brands Lighting | Lithonia Lighting | FHE 12000LM PCL ND XXXXX GZ10 30K 70CRI | Indoor Luminaires | High-Bay | High-Bay Luminaires for Commercial and Industrial Buildings | Standard | FALSE | [9 empty] | 42447 | Dimmable | Continuous Below 10 | Yes |  | 4.1 | 13243.88 | 136.89 | 96.75 | 13.32 | 0.96 | 3000 | 70
P8FBAS58 | Acuity Brands Lighting | Holophane | EMW 12000LM PCL ND XXXXX GZ10 30K 70CRI | Indoor Luminaires | High-Bay | High-Bay Luminaires for Commercial and Industrial Buildings | Standard | FALSE | [9 empty] | 42447 | Dimmable | Continuous Below 10 | Yes |  | 3.1 | 13243.88 | 136.89 | 96.75 | 13.32 | 0.96 | 3000 | 70
PEDSP4K4 | Acuity Brands Lighting | Lithonia Lighting | FHE 12000LM FST ND XXXXX GZ10 30K 70CRI | Indoor Luminaires | High-Bay | High-Bay Luminaires for Commercial and Industrial Buildings | Standard | FALSE | [9 empty] | 42447 | Dimmable | Continuous Below 10 | Yes |  | 4.1 | 13232.58 | 136.77 | 96.75 | 13.32 | 0.96 | 3000 | 70
P9UN36HU | Acuity Brands Lighting | Holophane | EMW 12000LM FST ND XXXXX GZ10 30K 70CRI | Indoor Luminaires | High-Bay | High-Bay Luminaires for Commercial and Industrial Buildings | Standard | FALSE | [9 empty] | 42447 | Dimmable | Continuous Below 10 | Yes |  | 3.1 | 13232.58 | 136.77 | 96.75 | 13.32 | 0.96 | 3000 | 70
PNNMJDYU | Acuity Brands Lighting | Holophane | EMW 9000LM ACL MD XXXXX GZ10 30K 70CRI | Indoor Luminaires | High-Bay | High-Bay Luminaires for Commercial and Industrial Buildings | Standard | FALSE | [9 empty] | 42447 | Dimmable | Continuous Below 10 | Yes |  | 3.1 | 9643.1 | 126.14 | 76.45 | 13.32 | 0.96 | 3000 | 70
P2GJYECS | Acuity Brands Lighting | Lithonia Lighting | FHE 9000LM ACL MD XXXXX GZ10 30K 70CRI | Indoor Luminaires | High-Bay | High-Bay Luminaires for Commercial and Industrial Buildings | Standard | FALSE | [9 empty] | 42447 | Dimmable | Continuous Below 10 | Yes |  | 4.1 | 9643.1 | 126.14 | 76.45 | 13.32 | 0.96 | 3000 | 70
PKDFTRNY | Acuity Brands Lighting | Holophane | EMW 9000LM ACL ND XXXXX GZ10 30K 70CRI | Indoor Luminaires | High-Bay | High-Bay Luminaires for Commercial and Industrial Buildings | Standard | FALSE | [9 empty] | 42447 | Dimmable | Continuous Below 10 | Yes |  | 3.1 | 9514.04 | 124.45 | 76.45 | 13.32 | 0.96 | 3000 | 70
PBXK4RUA | Acuity Brands Lighting | Lithonia Lighting | FHE 9000LM ACL ND XXXXX GZ10 30K 70CRI | Indoor Luminaires | High-Bay | High-Bay Luminaires for Commercial and Industrial Buildings | Standard | FALSE | [9 empty] | 42447 | Dimmable | Continuous Below 10 | Yes |  | 4.1 | 9514.04 | 124.45 | 76.45 | 13.32 | 0.96 | 3000 | 70
PKWUNCKE | Acuity Brands Lighting | Lithonia Lighting | FHE 9000LM FST MD XXXXX GZ10 30K 70CRI | Indoor Luminaires | High-Bay | High-Bay Luminaires for Commercial and Industrial Buildings | Standard | FALSE | [9 empty] | 42447 | Dimmable | Continuous Below 10 | Yes |  | 4.1 | 9458.19 | 123.72 | 76.45 | 13.32 | 0.96 | 3000 | 70
P1KUR23F | Acuity Brands Lighting | Holophane | EMW 9000LM FST MD XXXXX GZ10 30K 70CRI | Indoor Luminaires | High-Bay | High-Bay Luminaires for Commercial and Industrial Buildings | Standard | FALSE | [9 empty] | 42447 | Dimmable | Continuous Below 10 | Yes |  | 3.1 | 9458.19 | 123.72 | 76.45 | 13.32 | 0.96 | 3000 | 70
PUU7WYKE | Acuity Brands Lighting | Lithonia Lighting | FHE 9000LM PCL MD XXXXX GZ10 30K 70CRI | Indoor Luminaires | High-Bay | High-Bay Luminaires for Commercial and Industrial Buildings | Standard | FALSE | [9 empty] | 42447 | Dimmable | Continuous Below 10 | Yes |  | 4.1 | 9400.18 | 122.96 | 76.45 | 13.32 | 0.96 | 3000 | 70
PKCAQPZ6 | Acuity Brands Lighting | Holophane | EMW 9000LM PCL MD XXXXX GZ10 30K 70CRI | Indoor Luminaires | High-Bay | High-Bay Luminaires for Commercial and Industrial Buildings | Standard | FALSE | [9 empty] | 42447 | Dimmable | Continuous Below 10 | Yes |  | 3.1 | 9400.18 | 122.96 | 76.45 | 13.32 | 0.96 | 3000 | 70
PZXU9VTD | Acuity Brands Lighting | Holophane | EMW 9000LM PCL ND XXXXX GZ10 30K 70CRI | Indoor Luminaires | High-Bay | High-Bay Luminaires for Commercial and Industrial Buildings | Standard | FALSE | [9 empty] | 42447 | Dimmable | Continuous Below 10 | Yes |  | 3.1 | 9345.84 | 122.25 | 76.45 | 13.32 | 0.96 | 3000 | 70
PMQPA9SS | Acuity Brands Lighting | Lithonia Lighting | FHE 9000LM PCL ND XXXXX GZ10 30K 70CRI | Indoor Luminaires | High-Bay | High-Bay Luminaires for Commercial and Industrial Buildings | Standard | FALSE | [9 empty] | 42447 | Dimmable | Continuous Below 10 | Yes |  | 4.1 | 9345.84 | 122.25 | 76.45 | 13.32 | 0.96 | 3000 | 70
PSDB5V8R | Acuity Brands Lighting | Holophane | EMW 9000LM FST ND XXXXX GZ10 30K 70CRI | Indoor Luminaires | High-Bay | High-Bay Luminaires for Commercial and Industrial Buildings | Standard | FALSE | [9 empty] | 42447 | Dimmable | Continuous Below 10 | Yes |  | 3.1 | 9337.86 | 122.14 | 76.45 | 13.32 | 0.96 | 3000 | 70
P1GEETG8 | Super Bright LEDs | Super Bright LEDs | MDHB-200W | Indoor Luminaires | High-Bay | High-Bay Luminaires for Commercial and Industrial Buildings | Standard | TRUE | 17391 | 83.64 | 207.9 | 10.34 | 0.97 | 5386 | 75.2 | 5 | 50000 | 42446 |  |  | NotYetVerified |  | 3 | 17300 | 82 | 205 |  | 0.95 | 5000 | 70
P4BM1W37 | Precision Lighting & Transformer Inc | PLT | PLT/E3402 | Indoor Luminaires | High-Bay | High-Bay Luminaires for Commercial and Industrial Buildings | Standard | TRUE | 17391 | 83.64 | 207.9 | 10.34 | 0.97 | 5386 | 75.2 | 5 | 50000 | 42446 |  |  | NotYetVerified |  | 3 | 17300 | 82 | 205 |  | 0.95 | 5000 | 70
PXHB34SB | ZhongShan Halcon Lighting & Electrical Co. Ltd | Halcon | HG-L225A/DM-XX/2700K | Indoor Luminaires | High-Bay | High-Bay Luminaires for Commercial and Industrial Buildings | Standard | TRUE | 15534 | 84.52 | 183.8 | 5.85 | 0.9652 | 2769 | 83.3 | 5 | 50000 | 42446 |  |  | No |  | 3.1 | 16000 | 88.89 | 180 | 10 | 0.9 | 2700 | 75
PRJDV62R | Orion Energy Systems Inc | Harris | HBHC1A2AAXXXFDX840XX-XXXXXXXX | Indoor Luminaires | High-Bay | High-Bay Aisle Luminaires | Premium | TRUE | 13900 | 124 | 111.7 | 21.4 | 0.962 | 4063 | 83.6 | 5 | 100000 | 42446 |  |  | Yes |  | 3.1 | 13900 | 123.4458 | 112.6 | 13.5 | 0.991 | 4063 | 83.6
PJ6WNA4K | Orion Energy Systems Inc | Harris | HBHC1A2AAXXXFDX850XX-XXXXXXXX | Indoor Luminaires | High-Bay | High-Bay Aisle Luminaires | Premium | TRUE | 13780 | 123 | 111.7 | 21.3 | 0.962 | 5137 | 83.1 | 5 | 100000 | 42446 |  |  | Yes |  | 3.1 | 13780 | 122.2715 | 112.7 | 13.4 | 0.991 | 5137 | 83.1
P4P9KPS7 | ZhongShan Halcon Lighting & Electrical Co. Ltd | Halcon | HG-L225A/DM-X/2700K | Indoor Luminaires | High-Bay | High-Bay Luminaires for Commercial and Industrial Buildings | Standard | TRUE | 10940 | 93.25 | 117.32 | 5.72 | 0.9608 | 2754 | 83.6 | 5 | 50000 | 42446 |  |  | No |  | 3.1 | 11000 | 91.67 | 120 | 10 | 0.9 | 2700 | 75
PCC87CY9 | Super Bright LEDs | Super Bright LEDs | MDHB-120W | Indoor Luminaires | High-Bay | High-Bay Luminaires for Commercial and Industrial Buildings | Standard | TRUE | 11427 | 86.14 | 132.7 | 14.77 | 0.96 | 5347 | 72.4 | 5 | 50000 | 42446 |  |  | NotYetVerified |  | 3 | 11400 | 90 | 110 |  | 0.95 | 5000 | 70
PGF1F1NN | Precision Lighting & Transformer Inc | PLT | PLT/E3202 | Indoor Luminaires | High-Bay | High-Bay Luminaires for Commercial and Industrial Buildings | Standard | TRUE | 11427 | 86.14 | 132.7 | 14.77 | 0.96 | 5347 | 72.4 | 5 | 50000 | 42446 |  |  | NotYetVerified |  | 3 | 11400 | 90 | 110 |  | 0.95 | 5000 | 70
P1MVYD6N | Precision Lighting & Transformer Inc | PLT | PLT/E2402 | Indoor Luminaires | High-Bay | High-Bay Luminaires for Commercial and Industrial Buildings | Standard | TRUE | 19537 | 108.85 | 179.1 | 7.27 | 0.96 | 5308 | 85.4 | 5 | 50000 | 42446 |  |  | NotYetVerified |  | 3 | 19537.85 | 108.85 | 179.5 | 4.52 | 0.998 | 5308 | 85
P7BJKTXF | ZhongShan Halcon Lighting & Electrical Co. Ltd | Halcon | HG-L225A/DM-XX/3000K | Indoor Luminaires | High-Bay | High-Bay Luminaires for Commercial and Industrial Buildings | Premium | TRUE | 23465 | 129.53 | 181.2 | 10.58 | 0.9562 | 3154 | 85 | 5 | 50000 | 42446 |  |  | No | Updated on 11/2/2016 | 4 | 23400 | 130 | 180 | 10 | 0.9 | 3000 | 80
PECEYQU6 | Super Bright LEDs | Super Bright LEDs | MDHB-300W | Indoor Luminaires | High-Bay | High-Bay Luminaires for Commercial and Industrial Buildings | Standard | TRUE | 25817 | 82.21 | 314 | 15.51 | 0.9529 | 5110 | 72.6 | 5 | 50000 | 42446 |  |  | NotYetVerified |  | 3 | 25800 | 85 | 307 |  | 0.95 | 5000 | 70
PFMQKDEG | Precision Lighting & Transformer Inc | PLT | PLT/E3502 | Indoor Luminaires | High-Bay | High-Bay Luminaires for Commercial and Industrial Buildings | Standard | TRUE | 25817 | 82.21 | 314 | 15.51 | 0.9529 | 5110 | 72.6 | 5 | 50000 | 42446 |  |  | NotYetVerified |  | 3 | 25800 | 85 | 307 |  | 0.95 | 5000 | 70
P3M2QGUF | Precision Lighting & Transformer Inc | PLT | PLT/E2302 | Indoor Luminaires | High-Bay | High-Bay Luminaires for Commercial and Industrial Buildings | Standard | TRUE | 15156.97 | 104.89 | 144.5 | 5.08 | 0.952 | 5304 | 84.7 | 5 | 50000 | 42446 |  |  | NotYetVerified |  | 3 | 15156.97 | 104.89 | 144.5 | 4.47 | 0.996 | 5304 | 85
P4EHRVF8 | Super Bright LEDs | Super Bright LEDs | MDHB-450W | Indoor Luminaires | High-Bay | High-Bay Luminaires for Commercial and Industrial Buildings | Standard | TRUE | 43057 | 92.34 | 466.3 | 13.08 | 0.9515 | 5406 | 72.4 | 5 | 50000 | 42446 |  |  | NotYetVerified |  | 3 | 43000 | 82 | 460 |  | 0.95 | 5000 | 70
PHA5DEJZ | Precision Lighting & Transformer Inc | PLT | PLT/E3602 | Indoor Luminaires | High-Bay | High-Bay Luminaires for Commercial and Industrial Buildings | Standard | TRUE | 43057 | 92.34 | 466.3 | 13.08 | 0.9515 | 5406 | 72.4 | 5 | 50000 | 42446 |  |  | NotYetVerified |  | 3 | 43000 | 82 | 460 |  | 0.95 | 5000 | 70
PD9S7MMP | Super Bright LEDs | Super Bright LEDs | MDHB-150W | Indoor Luminaires | High-Bay | High-Bay Luminaires for Commercial and Industrial Buildings | Standard | TRUE | 13483 | 89.22 | 151.1 | 12.71 | 0.9496 | 5399 | 72.8 | 5 | 50000 | 42446 |  |  | NotYetVerified |  | 3 | 13400 | 82 | 154 |  | 0.95 | 5000 | 70
PC4CMADC | Precision Lighting & Transformer Inc | PLT | PLT/E3302 | Indoor Luminaires | High-Bay | High-Bay Luminaires for Commercial and Industrial Buildings | Standard | TRUE | 13483 | 89.22 | 151.1 | 12.71 | 0.9496 | 5399 | 72.8 | 5 | 50000 | 42446 |  |  | NotYetVerified |  | 3 | 13400 | 82 | 154 |  | 0.95 | 5000 | 70
PNBKDPFU | Metro LED | Metro LED | ML-HBD-150W | Indoor Luminaires | High-Bay | High-Bay Luminaires for Commercial and Industrial Buildings | Premium | TRUE | 18344 | 126.25 | 145.3 | 11.46 | 0.931 | 4100 | 74.9 | 6 |  | 42446 |  |  | No |  | 3 | 18344 | 126.25 | 145.3 | 11.46 | 0.931 | 4100 | 74.9
P22VX8ZH | Precision Lighting & Transformer Inc | PLT | PLT/E2202 | Indoor Luminaires | High-Bay | High-Bay Luminaires for Commercial and Industrial Buildings | Standard | TRUE | 10710.49 | 107.21 | 99.25 | 10.57 | 0.925 | 5302 | 85.3 | 5 | 50000 | 42446 |  |  | NotYetVerified |  | 3 | 10710.49 | 107.21 | 99.9 | 5.61 | 0.995 | 5302 | 85
PX739JJC | TQ International Industrial Corporation | IOED | DA-HB200W(3000K) | Indoor Luminaires | High-Bay | High-Bay Luminaires for Commercial and Industrial Buildings | Standard | TRUE | 19770.068 | 97.799 | 202.15 | 14.38 | 0.923 | 3030 | 83.8 | 5 | 50000 | 42446 |  |  | No | Updated on 10/14/2016 | 3.1 | 19770.068 | 97.799 | 202.15 | 14.38 | 0.996 | 3000 | 83.8
P4GP7R2K | Precision Lighting & Transformer Inc | PLT | PLT/E2102 | Indoor Luminaires | High-Bay | Low-Bay Luminaires for Commercial and Industrial Buildings | Standard | TRUE | 5237.31 | 103.3 | 50.7 | 16.55 | 0.901 | 5292 | 85.7 | 5 | 50000 | 42446 |  |  | NotYetVerified |  | 3 | 5000 | 100 | 50 | 15 | 0.95 | 5000 | 80
PJRMSP65 | ZhongShan Halcon Lighting & Electrical Co. Ltd | Halcon | HG-L225A/DM-XX/5700K | Indoor Luminaires | High-Bay | High-Bay Luminaires for Commercial and Industrial Buildings | Premium | FALSE | [9 empty] | 42446 |  |  | No | Updated on 11/2/2016 | 3.1 | 23400 | 130 | 180 | 10 | 0.9 | 5700 | 80
PBCPVSA8 | ZhongShan Halcon Lighting & Electrical Co. Ltd | Halcon | HG-L225A/DM-X/5700K | Indoor Luminaires | High-Bay | High-Bay Luminaires for Commercial and Industrial Buildings | Premium | FALSE | [9 empty] | 42446 |  |  | No | Product updated 2/23/17 | 4.1 | 15600 | 130 | 120 | 10 | 0.9 | 5700 | 80
PXF7HCBJ | ZhongShan Halcon Lighting & Electrical Co. Ltd | Halcon | HG-L225A/DM-XX/5000K | Indoor Luminaires | High-Bay | High-Bay Luminaires for Commercial and Industrial Buildings | Premium | FALSE | [9 empty] | 42446 |  |  | No | Updated on 11/2/2016 | 3.1 | 23400 | 130 | 180 | 10 | 0.9 | 5000 | 80
PUCGM1XA | ZhongShan Halcon Lighting & Electrical Co. Ltd | Halcon | HG-L225A/DM-X/5000K | Indoor Luminaires | High-Bay | High-Bay Luminaires for Commercial and Industrial Buildings | Premium | FALSE | [9 empty] | 42446 |  |  | No | Product updated 2/23/17 | 4.1 | 15600 | 130 | 120 | 10 | 0.9 | 5000 | 80
P35FXXV5 | ZhongShan Halcon Lighting & Electrical Co. Ltd | Halcon | HG-L225A/DM-XX/4500K | Indoor Luminaires | High-Bay | High-Bay Luminaires for Commercial and Industrial Buildings | Premium | FALSE | [9 empty] | 42446 |  |  | No | Updated on 11/2/2016 | 3.1 | 23400 | 130 | 180 | 10 | 0.9 | 4500 | 80
P2FS6H1C | ZhongShan Halcon Lighting & Electrical Co. Ltd | Halcon | HG-L225A/DM-X/4500K | Indoor Luminaires | High-Bay | High-Bay Luminaires for Commercial and Industrial Buildings | Premium | FALSE | [9 empty] | 42446 |  |  | No | Product updated 2/23/17 | 4.1 | 15600 | 130 | 120 | 10 | 0.9 | 4500 | 80
PKGWN85T | ZhongShan Halcon Lighting & Electrical Co. Ltd | Halcon | HG-L225A/DM-XX/4000K | Indoor Luminaires | High-Bay | High-Bay Luminaires for Commercial and Industrial Buildings | Premium | FALSE | [9 empty] | 42446 |  |  | No | Updated on 11/2/2016 | 3.1 | 23400 | 130 | 180 | 10 | 0.9 | 4000 | 80
P977NMGW | ZhongShan Halcon Lighting & Electrical Co. Ltd | Halcon | HG-L225A/DM-X/4000K | Indoor Luminaires | High-Bay | High-Bay Luminaires for Commercial and Industrial Buildings | Premium | FALSE | [9 empty] | 42446 |  |  | No | Product updated 2/23/17 | 4.1 | 15600 | 130 | 120 | 10 | 0.9 | 4000 | 80
PUJFN5QG | ZhongShan Halcon Lighting & Electrical Co. Ltd | Halcon | HG-L225A/DM-XX/3500K | Indoor Luminaires | High-Bay | High-Bay Luminaires for Commercial and Industrial Buildings | Premium | FALSE | [9 empty] | 42446 |  |  | No | Updated on 11/2/2016 | 3.1 | 23400 | 130 | 180 | 10 | 0.9 | 3500 | 80
PQSPW7HN | ZhongShan Halcon Lighting & Electrical Co. Ltd | Halcon | HG-L225A/DM-X/3500K | Indoor Luminaires | High-Bay | High-Bay Luminaires for Commercial and Industrial Buildings | Premium | FALSE | [9 empty] | 42446 |  |  | No | Product updated 2/23/17 | 4.1 | 15600 | 130 | 120 | 10 | 0.9 | 3500 | 80
PK4XQT7R | ZhongShan Halcon Lighting & Electrical Co. Ltd | Halcon | HG-L225A/DM-X/3000K | Indoor Luminaires | High-Bay | High-Bay Luminaires for Commercial and Industrial Buildings | Premium | TRUE | 15767 | 132.32 | 119.2 | 9.44 | 0.9496 | 3174 | 84.1 | 5 | 50000 | 42446 |  |  | No | Product updated 2/23/17 | 4.1 | 15600 | 130 | 120 | 10 | 0.9 | 3000 | 80
PS57YDXB | Orion Energy Systems Inc | Harris | HBHC1A2AAXXXNDX850XX-XXXXXXXX | Indoor Luminaires | High-Bay | High-Bay Aisle Luminaires | Premium | FALSE | [9 empty] | 42446 |  |  | No |  | 3.1 | 13780 | 122.2715 | 112.7 | 13.4 | 0.991 | 5137 | 83.1
PDH1G2AF | Orion Energy Systems Inc | Harris | HBHC1A2AAUNVNDX850XX-XXXXXXXX | Indoor Luminaires | High-Bay | High-Bay Aisle Luminaires | Premium | FALSE | [9 empty] | 42446 |  |  | No |  | 3.1 | 13970 | 130.5608 | 107 | 9.73 | 0.96 | 5133 | 83.2
PN937DGK | Orion Energy Systems Inc | Harris | HBHC1A2OAUNVNDX850XX-XXXXXXXX | Indoor Luminaires | High-Bay | High-Bay Luminaires for Commercial and Industrial Buildings | Premium | FALSE | [9 empty] | 42446 |  |  | No |  | 3.1 | 14780 | 138.1308 | 107 | 9.63 | 0.96 | 5133 | 83.2
PC5AAU2R | Orion Energy Systems Inc | Harris | HBHC1A2AAUNVFDX850XX-XXXXXXXX | Indoor Luminaires | High-Bay | High-Bay Aisle Luminaires | Premium | FALSE | [9 empty] | 42446 |  |  | Yes |  | 3.1 | 13970 | 130.5608 | 107 | 9.73 | 0.96 | 5133 | 83.2
P2G2KRHB | Orion Energy Systems Inc | Harris | HBHC1A2OAUNVFDX850XX-XXXXXXXX | Indoor Luminaires | High-Bay | High-Bay Luminaires for Commercial and Industrial Buildings | Premium | FALSE | [9 empty] | 42446 |  |  | Yes |  | 3.1 | 14780 | 138.1308 | 107 | 9.63 | 0.96 | 5133 | 83.2
PBWEPG1X | Orion Energy Systems Inc | Harris | HBHC1A2OAXXXNDX850XX-XXXXXXXX | Indoor Luminaires | High-Bay | High-Bay Luminaires for Commercial and Industrial Buildings | Premium | FALSE | [9 empty] | 42446 |  |  | No |  | 3.1 | 14720 | 129.9206 | 113.3 | 13.3 | 0.991 | 5132 | 83.2
P8ACZH6J | Orion Energy Systems Inc | Harris | HBHC1A2OAXXXFDX850XX-XXXXXXXX | Indoor Luminaires | High-Bay | High-Bay Luminaires for Commercial and Industrial Buildings | Premium | FALSE | [9 empty] | 42446 |  |  | Yes |  | 3.1 | 14720 | 129.9206 | 113.3 | 13.3 | 0.991 | 5132 | 83.2
PMJGUCSV | Orion Energy Systems Inc | Harris | HBHC1A2AAXXXNDX840XX-XXXXXXXX | Indoor Luminaires | High-Bay | High-Bay Aisle Luminaires | Premium | FALSE | [9 empty] | 42446 |  |  | No |  | 3.1 | 13900 | 123.4458 | 112.6 | 13.5 | 0.991 | 4063 | 83.6
PNGKGD48 | Orion Energy Systems Inc | Harris | HBHC1A2AAUNVNDX840XX-XXXXXXXX | Indoor Luminaires | High-Bay | High-Bay Aisle Luminaires | Premium | FALSE | [9 empty] | 42446 |  |  | No |  | 3.1 | 13870 | 129.6262 | 107 | 13.3 | 0.96 | 4050 | 83.7
PHRHFDPF | Orion Energy Systems Inc | Harris | HBHC1A2OAUNVNDX840XX-XXXXXXXX | Indoor Luminaires | High-Bay | High-Bay Luminaires for Commercial and Industrial Buildings | Premium | FALSE | [9 empty] | 42446 |  |  | No |  | 3.1 | 14750 | 137.8505 | 107 | 13.1 | 0.96 | 4050 | 83.7
P47F31AU | Orion Energy Systems Inc | Harris | HBHC1A2AAUNVFDX840XX-XXXXXXXX | Indoor Luminaires | High-Bay | High-Bay Aisle Luminaires | Premium | FALSE | [9 empty] | 42446 |  |  | Yes |  | 3.1 | 13870 | 129.6262 | 107 | 13.3 | 0.96 | 4050 | 83.7
PD4BCP75 | Orion Energy Systems Inc | Harris | HBHC1A2OAUNVFDX840XX-XXXXXXXX | Indoor Luminaires | High-Bay | High-Bay Luminaires for Commercial and Industrial Buildings | Premium | FALSE | [9 empty] | 42446 |  |  | Yes |  | 3.1 | 14750 | 137.8505 | 107 | 13.1 | 0.96 | 4050 | 83.7
PJR6YEE2 | Orion Energy Systems Inc | Harris | HBHC1A2OAXXXNDX840XX-XXXXXXXX | Indoor Luminaires | High-Bay | High-Bay Luminaires for Commercial and Industrial Buildings | Premium | FALSE | [9 empty] | 42446 |  |  | No |  | 3.1 | 14750 | 130.7624 | 112.8 | 13.5 | 0.991 | 4049 | 83.7
PX26KC7U | Orion Energy Systems Inc | Harris | HBHC1A2OAXXXFDX840XX-XXXXXXXX | Indoor Luminaires | High-Bay | High-Bay Luminaires for Commercial and Industrial Buildings | Premium | FALSE | [9 empty] | 42446 |  |  | Yes |  | 3.1 | 14750 | 130.7624 | 112.8 | 13.5 | 0.991 | 4049 | 83.7
P1AS1N4W | Metro LED | Metro LED | ML-HB-150W | Indoor Luminaires | High-Bay | High-Bay Luminaires for Commercial and Industrial Buildings | Premium | FALSE | [9 empty] | 42446 | Not Dimmable | Not Dimmable | No |  | 3 | 18895 | 128.19 | 147.4 | 11.27 | 0.9315 | 5500 | 71.8
PVYP3Z4K | Metro LED | Metro LED | ML-HBAY-150W | Indoor Luminaires | High-Bay | High-Bay Luminaires for Commercial and Industrial Buildings | Premium | FALSE | [9 empty] | 42446 |  |  | No |  | 3 | 18344 | 126.25 | 145.3 | 11.46 | 0.931 | 5000 | 74.9
P5B4ZSR3 | Metro LED | Metro LED | ML-HBAYK-150w | Indoor Luminaires | High-Bay | High-Bay Luminaires for Commercial and Industrial Buildings | Premium | FALSE | [9 empty] | 42446 | Not Dimmable | Not Dimmable | No |  | 3 | 18344 | 126.25 | 145.3 | 11.46 | 0.931 | 4500 | 74.9
PBHVXGPT | Metro LED | Metro LED | ML-HBK-150W | Indoor Luminaires | High-Bay | High-Bay Luminaires for Commercial and Industrial Buildings | Premium | FALSE | [9 empty] | 42446 | Not Dimmable | Not Dimmable | No |  | 3 | 18344 | 126.25 | 145.3 | 11.46 | 0.931 | 4100 | 74.9
PH5X967A | TQ International Industrial Corporation | IOED | DA-HB200W(5700K) | Indoor Luminaires | High-Bay | High-Bay Luminaires for Commercial and Industrial Buildings | Standard | FALSE | [9 empty] | 42446 | Not Dimmable | Not Dimmable | No | Updated on 10/14/2016 | 3.1 | 20560.713 | 101.68 | 202.21 | 13.65 | 0.995 | 5700 | 85.5
P1E9AR23 | TQ International Industrial Corporation | IOED | DA-HB200W(5000K) | Indoor Luminaires | High-Bay | High-Bay Luminaires for Commercial and Industrial Buildings | Standard | FALSE | [9 empty] | 42446 | Not Dimmable | Not Dimmable | No | Updated on 10/14/2016 | 3.1 | 19770.068 | 97.799 | 202.15 | 14.38 | 0.996 | 5000 | 83.8
PANQV3FS | TQ International Industrial Corporation | IOED | DA-HB200W(4500K) | Indoor Luminaires | High-Bay | High-Bay Luminaires for Commercial and Industrial Buildings | Standard | FALSE | [9 empty] | 42446 | Not Dimmable | Not Dimmable | No | Updated on 10/14/2016 | 3.1 | 19770.068 | 97.799 | 202.15 | 14.38 | 0.996 | 4500 | 83.8
P4EYYBSA | TQ International Industrial Corporation | IOED | DA-HB200W(4000K) | Indoor Luminaires | High-Bay | High-Bay Luminaires for Commercial and Industrial Buildings | Standard | FALSE | [9 empty] | 42446 | Not Dimmable | Not Dimmable | No | Updated on 10/14/2016 | 3.1 | 19770.068 | 97.799 | 202.15 | 14.38 | 0.996 | 4000 | 83.8
PEV82ZV6 | TQ International Industrial Corporation | IOED | DA-HB200W(3500K) | Indoor Luminaires | High-Bay | High-Bay Luminaires for Commercial and Industrial Buildings | Standard | FALSE | [9 empty] | 42446 | Not Dimmable | Not Dimmable | No | Updated on 10/14/2016 | 3.1 | 19770.068 | 97.799 | 202.15 | 14.38 | 0.996 | 3500 | 83.8
P9WKYWUJ | Precision Lighting & Transformer Inc | PLT | PLT/E2212 | Indoor Luminaires | High-Bay | High-Bay Luminaires for Commercial and Industrial Buildings | Standard | FALSE | [9 empty] | 42446 | Dimmable | Stepped | NotYetVerified | Updated on 12/6/2016 | 3 | 10000 | 105 | 100 | 5.61 | 0.995 | 5000 | 85
P7Z2RDCC | Precision Lighting & Transformer Inc | PLT | PLT/E2412 | Indoor Luminaires | High-Bay | High-Bay Luminaires for Commercial and Industrial Buildings | Standard | FALSE | [9 empty] | 42446 | Dimmable | Stepped | NotYetVerified | Updated on 12/6/2016 | 3 | 19000 | 105 | 180 | 4.52 | 0.998 | 5000 | 85
P7DQ88E9 | Precision Lighting & Transformer Inc | PLT | PLT/E2312 | Indoor Luminaires | High-Bay | High-Bay Luminaires for Commercial and Industrial Buildings | Standard | FALSE | [9 empty] | 42446 | Dimmable | Stepped | NotYetVerified |  | 3 | 15000 | 100 | 150 | 4.47 | 0.996 | 5000 | 85
PJ2WUQCF | Precision Lighting & Transformer Inc | PLT | PLT/E2112 | Indoor Luminaires | High-Bay | Low-Bay Luminaires for Commercial and Industrial Buildings | Standard | FALSE | [9 empty] | 42446 | Dimmable | Stepped | NotYetVerified |  | 3 | 5000 | 100 | 50 | 15 | 0.95 | 5000 | 80
PQRXM2YM | Helius Illumination | helius illumination | XLX-100-5000D [277V] | Indoor Luminaires | High-Bay | High-Bay Luminaires for Commercial and Industrial Buildings | Standard | TRUE | 19004.55 | 81.376 | 233.54 | 10.41 | 0.995 | 5102 | 85.1 | 5 | 50000 | 42445 |  |  | No |  | 3.1 | 19004.55 | 81.376 | 233.54 | 10.41 | 0.995 | 5000 | 85.1
P4EPHQ7H | Helius Illumination | helius illumination | STLX-100-5000D [277V] | Indoor Luminaires | High-Bay | Low-Bay Luminaires for Commercial and Industrial Buildings | Standard | TRUE | 6940.889 | 83.284 | 83.34 | 10.44 | 0.994 | 4943 | 85.2 | 5 | 50000 | 42445 |  |  | No |  | 3.1 | 6940.889 | 83.284 | 83.34 | 10.44 | 0.994 | 5000 | 85.2
P2A7B3XA | Helius Illumination | helius illumination | STHX-100-5000D [277V] | Indoor Luminaires | High-Bay | High-Bay Luminaires for Commercial and Industrial Buildings | Standard | TRUE | 10341.949 | 81.228 | 127.32 | 10.26 | 0.994 | 4792 | 84.4 | 5 | 50000 | 42445 |  |  | No |  | 3.1 | 10341.949 | 81.228 | 127.32 | 10.26 | 0.994 | 5000 | 84.4
PA57T4T5 | Helius Illumination | helius illumination | STPX-140-5000D [277V] | Indoor Luminaires | High-Bay | Low-Bay Luminaires for Commercial and Industrial Buildings | Standard | TRUE | 4607.496 | 98.725 | 46.67 | 11.89 | 0.992 | 4818 | 85.3 | 5 | 50000 | 42445 |  |  | No |  | 3.1 | 4607.496 | 98.725 | 46.67 | 11.89 | 0.992 | 5000 | 85.3
PYZDHCCA | James Trading Company Limited | JAMES | ZY-H5-160W XDZ 4000K | Indoor Luminaires | High-Bay | High-Bay Luminaires for Commercial and Industrial Buildings | Standard | TRUE | 18520 | 116.7 | 158.7 | 8.8 | 0.972 | 4121 | 84.25 | 5 | 50000 | 42445 |  |  | No |  | 3.1 | 18520 | 116.7 | 158.7 | 20 | 0.9 | 4000 | 84
PTSFP7E9 | James Trading Company Limited | JAMES | ZY-H6-320W XDZ 4000K | Indoor Luminaires | High-Bay | High-Bay Luminaires for Commercial and Industrial Buildings | Standard | TRUE | 37301 | 116.8 | 319.2 | 8.6 | 0.971 | 4189 | 84 | 5 | 50000 | 42445 |  |  | No |  | 3.1 | 37301 | 116.8 | 319.2 | 20 | 0.9 | 4000 | 84
P18HW5PK | James Trading Company Limited | JAMES | ZY-H3-220W XDZ 4000K | Indoor Luminaires | High-Bay | High-Bay Luminaires for Commercial and Industrial Buildings | Standard | TRUE | 25161 | 117.1 | 214.9 | 9.2 | 0.969 | 4197 | 84 | 5 | 50000 | 42445 |  |  | No |  | 3.1 | 25161 | 117.1 | 214.9 | 20 | 0.9 | 4000 | 84
PS9XJFK4 | James Trading Company Limited | JAMES | ZY-H2-110W XDZ 4000K | Indoor Luminaires | High-Bay | High-Bay Luminaires for Commercial and Industrial Buildings | Standard | TRUE | 12282 | 115.2 | 106.6 | 15.2 | 0.963 | 4092 | 84 | 5 | 50000 | 42445 |  |  | No |  | 3.1 | 12282 | 115.2 | 106.6 | 20 | 0.9 | 4000 | 84
PUEVAZD9 | James Trading Company Limited | JAMES | ZY-H6-320W XNZ 5500K | Indoor Luminaires | High-Bay | High-Bay Luminaires for Commercial and Industrial Buildings | Standard | FALSE | [9 empty] | 42445 |  |  | No |  | 3.1 | 37301 | 116.8 | 319.2 | 20 | 0.9 | 5500 | 84
PWE14PS4 | James Trading Company Limited | JAMES | ZY-H3-220W XNZ 5500K | Indoor Luminaires | High-Bay | High-Bay Luminaires for Commercial and Industrial Buildings | Standard | FALSE | [9 empty] | 42445 |  |  | No |  | 3.1 | 25161 | 117.1 | 214.9 | 20 | 0.9 | 5500 | 84
PDU6U2UG | James Trading Company Limited | JAMES | ZY-H5-160W XNZ 5500K | Indoor Luminaires | High-Bay | High-Bay Luminaires for Commercial and Industrial Buildings | Standard | FALSE | [9 empty] | 42445 |  |  | No |  | 3.1 | 18520 | 116.7 | 158.7 | 20 | 0.9 | 5500 | 84
PBPJQP3Z | James Trading Company Limited | JAMES | ZY-H2-110W XNZ 5500K | Indoor Luminaires | High-Bay | High-Bay Luminaires for Commercial and Industrial Buildings | Standard | FALSE | [9 empty] | 42445 |  |  | No |  | 3.1 | 12282 | 115.2 | 106.6 | 20 | 0.9 | 5500 | 84
PUDTX7KF | James Trading Company Limited | JAMES | ZY-H6-320W XDZ 5500K | Indoor Luminaires | High-Bay | High-Bay Luminaires for Commercial and Industrial Buildings | Standard | FALSE | [9 empty] | 42445 |  |  | No |  | 3.1 | 37301 | 116.8 | 319.2 | 20 | 0.9 | 5500 | 84
P7R1QRSE | James Trading Company Limited | JAMES | ZY-H3-220W XDZ 5500K | Indoor Luminaires | High-Bay | High-Bay Luminaires for Commercial and Industrial Buildings | Standard | FALSE | [9 empty] | 42445 |  |  | No |  | 3.1 | 25161 | 117.1 | 214.9 | 20 | 0.9 | 5500 | 84
PR8E9SHW | James Trading Company Limited | JAMES | ZY-H5-160W XDZ 5500K | Indoor Luminaires | High-Bay | High-Bay Luminaires for Commercial and Industrial Buildings | Standard | FALSE | [9 empty] | 42445 |  |  | No |  | 3.1 | 18520 | 116.7 | 158.7 | 20 | 0.9 | 5500 | 84
P2M8F8G2 | James Trading Company Limited | JAMES | ZY-H2-110W XDZ 5500K | Indoor Luminaires | High-Bay | High-Bay Luminaires for Commercial and Industrial Buildings | Standard | FALSE | [9 empty] | 42445 |  |  | No |  | 3.1 | 12282 | 115.2 | 106.6 | 20 | 0.9 | 5500 | 84
PHKWRXXJ | James Trading Company Limited | JAMES | ZY-H6-320W XNZ 5000K | Indoor Luminaires | High-Bay | High-Bay Luminaires for Commercial and Industrial Buildings | Standard | FALSE | [9 empty] | 42445 |  |  | No |  | 3.1 | 37301 | 116.8 | 319.2 | 20 | 0.9 | 5000 | 84
PF7W63V5 | James Trading Company Limited | JAMES | ZY-H3-220W XNZ 5000K | Indoor Luminaires | High-Bay | High-Bay Luminaires for Commercial and Industrial Buildings | Standard | FALSE | [9 empty] | 42445 |  |  | No |  | 3.1 | 25161 | 117.1 | 214.9 | 20 | 0.9 | 5000 | 84
P1BYHC2E | James Trading Company Limited | JAMES | ZY-H5-160W XNZ 5000K | Indoor Luminaires | High-Bay | High-Bay Luminaires for Commercial and Industrial Buildings | Standard | FALSE | [9 empty] | 42445 |  |  | No |  | 3.1 | 18520 | 116.7 | 158.7 | 20 | 0.9 | 5000 | 84
PV59B8ZU | James Trading Company Limited | JAMES | ZY-H2-110W XNZ 5000K | Indoor Luminaires | High-Bay | High-Bay Luminaires for Commercial and Industrial Buildings | Standard | FALSE | [9 empty] | 42445 |  |  | No |  | 3.1 | 12282 | 115.2 | 106.6 | 20 | 0.9 | 5000 | 84
PNVVJP21 | James Trading Company Limited | JAMES | ZY-H6-320W XDZ 5000K | Indoor Luminaires | High-Bay | High-Bay Luminaires for Commercial and Industrial Buildings | Standard | FALSE | [9 empty] | 42445 |  |  | No |  | 3.1 | 37301 | 116.8 | 319.2 | 20 | 0.9 | 5000 | 84
PJ7238EZ | James Trading Company Limited | JAMES | ZY-H3-220W XDZ 5000K | Indoor Luminaires | High-Bay | High-Bay Luminaires for Commercial and Industrial Buildings | Standard | FALSE | [9 empty] | 42445 |  |  | No |  | 3.1 | 25161 | 117.1 | 214.9 | 20 | 0.9 | 5000 | 84
P7JZT5AF | James Trading Company Limited | JAMES | ZY-H5-160W XDZ 5000K | Indoor Luminaires | High-Bay | High-Bay Luminaires for Commercial and Industrial Buildings | Standard | FALSE | [9 empty] | 42445 |  |  | No |  | 3.1 | 18520 | 116.7 | 158.7 | 20 | 0.9 | 5000 | 84
PHAPZP8D | James Trading Company Limited | JAMES | ZY-H2-110W XDZ 5000K | Indoor Luminaires | High-Bay | High-Bay Luminaires for Commercial and Industrial Buildings | Standard | FALSE | [9 empty] | 42445 |  |  | No |  | 3.1 | 12282 | 115.2 | 106.6 | 20 | 0.9 | 5000 | 84
PC932W8U | James Trading Company Limited | JAMES | ZY-H6-320W XNZ 4500K | Indoor Luminaires | High-Bay | High-Bay Luminaires for Commercial and Industrial Buildings | Standard | FALSE | [9 empty] | 42445 |  |  | No |  | 3.1 | 37301 | 116.8 | 319.2 | 20 | 0.9 | 4500 | 84
PBUFGY28 | James Trading Company Limited | JAMES | ZY-H3-220W XNZ 4500K | Indoor Luminaires | High-Bay | High-Bay Luminaires for Commercial and Industrial Buildings | Standard | FALSE | [9 empty] | 42445 |  |  | No |  | 3.1 | 25161 | 117.1 | 214.9 | 20 | 0.9 | 4500 | 84
PPA32BCB | James Trading Company Limited | JAMES | ZY-H5-160W XNZ 4500K | Indoor Luminaires | High-Bay | High-Bay Luminaires for Commercial and Industrial Buildings | Standard | FALSE | [9 empty] | 42445 |  |  | No |  | 3.1 | 18520 | 116.7 | 158.7 | 20 | 0.9 | 4500 | 84
PSCDA5DC | James Trading Company Limited | JAMES | ZY-H2-110W XNZ 4500K | Indoor Luminaires | High-Bay | High-Bay Luminaires for Commercial and Industrial Buildings | Standard | FALSE | [9 empty] | 42445 |  |  | No |  | 3.1 | 12282 | 115.2 | 106.6 | 20 | 0.9 | 4500 | 84
PXZMJN7G | James Trading Company Limited | JAMES | ZY-H6-320W XDZ 4500K | Indoor Luminaires | High-Bay | High-Bay Luminaires for Commercial and Industrial Buildings | Standard | FALSE | [9 empty] | 42445 |  |  | No |  | 3.1 | 37301 | 116.8 | 319.2 | 20 | 0.9 | 4500 | 84
P352XF8U | James Trading Company Limited | JAMES | ZY-H3-220W XDZ 4500K | Indoor Luminaires | High-Bay | High-Bay Luminaires for Commercial and Industrial Buildings | Standard | FALSE | [9 empty] | 42445 |  |  | No |  | 3.1 | 25161 | 117.1 | 214.9 | 20 | 0.9 | 4500 | 84
PUE8NZX2 | James Trading Company Limited | JAMES | ZY-H5-160W XDZ 4500K | Indoor Luminaires | High-Bay | High-Bay Luminaires for Commercial and Industrial Buildings | Standard | FALSE | [9 empty] | 42445 |  |  | No |  | 3.1 | 18520 | 116.7 | 158.7 | 20 | 0.9 | 4500 | 84
PZG1RMV3 | James Trading Company Limited | JAMES | ZY-H2-110W XDZ 4500K | Indoor Luminaires | High-Bay | High-Bay Luminaires for Commercial and Industrial Buildings | Standard | FALSE | [9 empty] | 42445 |  |  | No |  | 3.1 | 12282 | 115.2 | 106.6 | 20 | 0.9 | 4500 | 84
PCMRTD3U | James Trading Company Limited | JAMES | ZY-H6-320W XNZ 4000K | Indoor Luminaires | High-Bay | High-Bay Luminaires for Commercial and Industrial Buildings | Standard | FALSE | [9 empty] | 42445 |  |  | No |  | 3.1 | 37301 | 116.8 | 319.2 | 20 | 0.9 | 4000 | 84
P3GBK7WX | James Trading Company Limited | JAMES | ZY-H3-220W XNZ 4000K | Indoor Luminaires | High-Bay | High-Bay Luminaires for Commercial and Industrial Buildings | Standard | FALSE | [9 empty] | 42445 |  |  | No |  | 3.1 | 25161 | 117.1 | 214.9 | 20 | 0.9 | 4000 | 84
PJNDWCR3 | James Trading Company Limited | JAMES | ZY-H5-160W XNZ 4000K | Indoor Luminaires | High-Bay | High-Bay Luminaires for Commercial and Industrial Buildings | Standard | FALSE | [9 empty] | 42445 |  |  | No |  | 3.1 | 18520 | 116.7 | 158.7 | 20 | 0.9 | 4000 | 84
PYYWT95F | James Trading Company Limited | JAMES | ZY-H2-110W XNZ 4000K | Indoor Luminaires | High-Bay | High-Bay Luminaires for Commercial and Industrial Buildings | Standard | FALSE | [9 empty] | 42445 |  |  | No |  | 3.1 | 12282 | 115.2 | 106.6 | 20 | 0.9 | 4000 | 84
PQKJF68J | Green Efficiency Solutions | GEFFSO | G-Proof60wld-50F | Indoor Luminaires | High-Bay | Low-Bay Luminaires for Commercial and Industrial Buildings | Standard | FALSE | [9 empty] | 42445 | Dimmable | Continuous Below 10 | NotYetVerified |  | 3 | 6600 | 110 | 60 | 13.4 | 0.99 | 5000 | 85
PB525VYM | Green Efficiency Solutions | GEFFSO | G-Proof60wld-45F | Indoor Luminaires | High-Bay | Low-Bay Luminaires for Commercial and Industrial Buildings | Standard | FALSE | [9 empty] | 42445 | Dimmable | Continuous Below 10 | NotYetVerified |  | 3 | 6600 | 110 | 60 | 13.4 | 0.99 | 4500 | 85
PRMXCE3J | Green Efficiency Solutions | GEFFSO | G-Proof60wld-40F | Indoor Luminaires | High-Bay | Low-Bay Luminaires for Commercial and Industrial Buildings | Standard | FALSE | [9 empty] | 42445 | Dimmable | Continuous Below 10 | NotYetVerified |  | 3 | 6600 | 110 | 60 | 13.4 | 0.99 | 4000 | 85
PP8ZFHQC | Green Efficiency Solutions | GEFFSO | G-Proof60wld-35F | Indoor Luminaires | High-Bay | Low-Bay Luminaires for Commercial and Industrial Buildings | Standard | FALSE | [9 empty] | 42445 | Dimmable | Continuous Below 10 | NotYetVerified |  | 3 | 6600 | 110 | 60 | 13.4 | 0.99 | 3500 | 85
P7D3T8C4 | Green Efficiency Solutions | GEFFSO | G-Proof60wld-30F | Indoor Luminaires | High-Bay | Low-Bay Luminaires for Commercial and Industrial Buildings | Standard | FALSE | [9 empty] | 42445 | Dimmable | Continuous Below 10 | NotYetVerified |  | 3 | 6600 | 110 | 60 | 13.4 | 0.99 | 3000 | 85
P4W1T6U9 | Ultron Industries Corp. | Ultron | U-IHB-100-30 | Indoor Luminaires | High-Bay | High-Bay Luminaires for Commercial and Industrial Buildings | Standard | TRUE | 10119.4 | 108.6 | 93.2 | 12.18 | 0.983 | 3027 | 71.7 | 5 | 100000 | 42444 |  |  | No |  | 3.1 | 10119 | 108 | 100 | 13 | 0.9 | 3000 | 70
P67R5QWT | LumenPros Inc. | High Bay II | LP-HB2-50-RL-60 | Indoor Luminaires | High-Bay | Low-Bay Luminaires for Commercial and Industrial Buildings | Standard | TRUE | 4711.7 | 99.08 | 47.56 | 13.51 | 0.9583 | 4038 | 75 | 5 | 50000 | 42444 |  |  | NotYetVerified |  | 3 | 4711.7 | 99.08 | 47.56 | 20 | 0.9 | 5700 | 75
PY751EZ6 | LumenPros Inc. | High Bay II | LP-HB2-300-RL-60 | Indoor Luminaires | High-Bay | High-Bay Luminaires for Commercial and Industrial Buildings | Standard | TRUE | 27663 | 97.56 | 283.5 | 6.78 | 0.9573 | 4087 | 75.1 | 5 | 50000 | 42444 |  |  | NotYetVerified |  | 3 | 27663 | 97.56 | 283.5 | 20 | 0.9 | 5700 | 75
PTSUYG31 | LumenPros Inc. | High Bay II | LP-HB2-150-RL-60 | Indoor Luminaires | High-Bay | High-Bay Luminaires for Commercial and Industrial Buildings | Standard | TRUE | 14274 | 98.3 | 145.2 | 11.37 | 0.9534 | 4048 | 75 | 5 | 50000 | 42444 |  |  | NotYetVerified |  | 3 | 14274 | 98.3 | 145.2 | 20 | 0.9 | 5700 | 75
PSACRX6N | LumenPros Inc. | High Bay II | LP-HB2-120-RL-60 | Indoor Luminaires | High-Bay | High-Bay Luminaires for Commercial and Industrial Buildings | Standard | TRUE | 13283 | 101.02 | 131.5 | 11.37 | 0.9534 | 3965 | 74.7 | 5 | 50000 | 42444 |  |  | NotYetVerified |  | 3 | 13283 | 101.02 | 131.5 | 20 | 0.9 | 5700 | 75
P4GMZGAZ | TechBrite LLC | VaporBrite | VH48SS1B50CX0XX | Indoor Luminaires | High-Bay | High-Bay Luminaires for Commercial and Industrial Buildings | Standard | TRUE | 14210 | 119.6 | 118.8 | 18.1 | 0.951 | 5075 | 83.9 | 5 | 50000 | 42444 |  |  | Yes |  | 3.1 | 14210 | 119 | 118.8 | 18.1 | 0.951 | 5000 | 83.9
P1R8S2T6 | LumenPros Inc. | High Bay II | LP-HB2-250-RL-60 | Indoor Luminaires | High-Bay | High-Bay Luminaires for Commercial and Industrial Buildings | Standard | TRUE | 23562 | 96.23 | 244.9 | 7.83 | 0.9441 | 4055 | 75 | 5 | 50000 | 42444 |  |  | NotYetVerified |  | 3 | 23562 | 96.23 | 244.9 | 20 | 0.9 | 5700 | 75
PS6BDSHE | ICEPIPE Corporation | ICEPIPE | CD4000-300W-B3E-3000K [Pointing Straight Down] | Indoor Luminaires | High-Bay | High-Bay Luminaires for Commercial and Industrial Buildings | Standard | TRUE | 33548.14 | 111.11 | 301.93 | 23.24 | 0.939 | 3063 | 80.5 | 5 |  | 42444 |  |  | No |  | 3.1 | 33548.14 | 111.11 | 301.93 | 23.24 | 0.939 | 3063 | 80.5
P1EJ6KX8 | Ultron Industries Corp. | Ultron | U-IHB-150-30 | Indoor Luminaires | High-Bay | High-Bay Luminaires for Commercial and Industrial Buildings | Standard | TRUE | 15953.7 | 106.2 | 150.16 | 13.14 | 0.937 | 3012 | 71.1 | 5 | 100000 | 42444 |  |  | No |  | 3.1 | 15953 | 106 | 150 | 14 | 0.9 | 3000 | 70
P6RC88C5 | LumenPros Inc. | High Bay II | LP-HB2-100-RL-60 | Indoor Luminaires | High-Bay | High-Bay Luminaires for Commercial and Industrial Buildings | Standard | TRUE | 9898 | 101.24 | 97.77 | 12.79 | 0.9306 | 4021 | 74.9 | 5 | 50000 | 42444 |  |  | NotYetVerified |  | 3 | 9898 | 101.24 | 97.77 | 20 | 0.9 | 5700 | 75
PUE43U9D | LumenPros Inc. | High Bay II | LP-HB2-400-RL-60 | Indoor Luminaires | High-Bay | High-Bay Luminaires for Commercial and Industrial Buildings | Standard | TRUE | 37521 | 96.35 | 389.4 | 9.99 | 0.9244 | 3975 | 74.6 | 5 | 50000 | 42444 |  |  | NotYetVerified |  | 3 | 37521 | 96.35 | 389.4 | 20 | 0.9 | 5700 | 75
PB8PXH9M | Ultron Industries Corp. | Ultron | U-IHB-240-30 | Indoor Luminaires | High-Bay | High-Bay Luminaires for Commercial and Industrial Buildings | Standard | TRUE | 22450 | 99.3 | 226.18 | 18.46 | 0.923 | 3016 | 71 | 5 | 100000 | 42444 |  |  | No |  | 3.1 | 22450 | 99 | 240 | 20 | 0.9 | 3000 | 70
P74RUBNJ | TechBrite LLC | VaporBrite | VH48SS1B30AX0XX | Indoor Luminaires | High-Bay | High-Bay Luminaires for Commercial and Industrial Buildings | Standard | TRUE | 9275 | 110.7 | 83.78 | 21.4 | 0.912 | 3554 | 85 | 5 | 50000 | 42444 |  |  | Yes |  | 3.1 | 9275 | 110 | 83.75 | 21.4 | 0.912 | 3500 | 85
PW52VTKJ | CEA GROUP INTERNATIONAL CO.LTD | CEA/EAEC | HBL3-100-DRHB410PC(2700K) | Indoor Luminaires | High-Bay | High-Bay Luminaires for Commercial and Industrial Buildings | Standard | TRUE | 9780 | 96.83 | 101 | 13.05 | 0.9091 | 2746 | 80.3 | 5 | 50000 | 42444 |  |  | No |  | 3.1 | 9780 | 96.83 | 101 | 13.05 | 0.9091 | 2700 | 80.3
P2MMXSS5 | LumenPros Inc. | High Bay II | LP-HB2-400-RR-60 | Indoor Luminaires | High-Bay | High-Bay Luminaires for Commercial and Industrial Buildings | Standard | FALSE | [9 empty] | 42444 |  |  | NotYetVerified |  | 3 | 40564 | 104.06 | 389.8 | 20 | 0.9 | 5700 | 75
PXUF38UX | LumenPros Inc. | High Bay II | LP-HB2-400-RL-120 | Indoor Luminaires | High-Bay | High-Bay Luminaires for Commercial and Industrial Buildings | Standard | FALSE | [9 empty] | 42444 |  |  | NotYetVerified |  | 3 | 39193 | 97.64 | 401.4 | 20 | 0.9 | 5700 | 75
PE2TTFQ3 | LumenPros Inc. | High Bay II | LP-HB2-400-RR-120 | Indoor Luminaires | High-Bay | High-Bay Luminaires for Commercial and Industrial Buildings | Standard | FALSE | [9 empty] | 42444 |  |  | NotYetVerified |  | 3 | 39193 | 97.64 | 401.4 | 20 | 0.9 | 5700 | 75
PY2AEQ3S | LumenPros Inc. | High Bay II | LP-HB2-300-RR-60 | Indoor Luminaires | High-Bay | High-Bay Luminaires for Commercial and Industrial Buildings | Standard | FALSE | [9 empty] | 42444 |  |  | NotYetVerified |  | 3 | 29923 | 105.41 | 283.9 | 20 | 0.9 | 5700 | 75
PYNZSA73 | LumenPros Inc. | High Bay II | LP-HB2-300-RL-120 | Indoor Luminaires | High-Bay | High-Bay Luminaires for Commercial and Industrial Buildings | Standard | FALSE | [9 empty] | 42444 |  |  | NotYetVerified |  | 3 | 29068.8 | 99.4 | 292.4 | 20 | 0.9 | 5700 | 75
P6ECNVMG | LumenPros Inc. | High Bay II | LP-HB2-300-RR-120 | Indoor Luminaires | High-Bay | High-Bay Luminaires for Commercial and Industrial Buildings | Standard | FALSE | [9 empty] | 42444 |  |  | NotYetVerified |  | 3 | 29068.8 | 99.4 | 292.4 | 20 | 0.9 | 5700 | 75
PMDA3XQK | LumenPros Inc. | High Bay II | LP-HB2-250-RR-60 | Indoor Luminaires | High-Bay | High-Bay Luminaires for Commercial and Industrial Buildings | Standard | FALSE | [9 empty] | 42444 |  |  | NotYetVerified |  | 3 | 25424 | 103.45 | 245.8 | 20 | 0.9 | 5700 | 75
PU63Y896 | LumenPros Inc. | High Bay II | LP-HB2-250-RR-120 | Indoor Luminaires | High-Bay | High-Bay Luminaires for Commercial and Industrial Buildings | Standard | FALSE | [9 empty] | 42444 |  |  | NotYetVerified |  | 3 | 24020.7 | 97.47 | 246.4 | 20 | 0.9 | 5700 | 75
P3UQ77XQ | LumenPros Inc. | High Bay II | LP-HB2-250-RL-120 | Indoor Luminaires | High-Bay | High-Bay Luminaires for Commercial and Industrial Buildings | Standard | FALSE | [9 empty] | 42444 |  |  | NotYetVerified |  | 3 | 24020.7 | 97.47 | 246.4 | 20 | 0.9 | 5700 | 75
PVHF7CCH | LumenPros Inc. | High Bay II | LP-HB2-200-RR-60 | Indoor Luminaires | High-Bay | High-Bay Luminaires for Commercial and Industrial Buildings | Standard | FALSE | [9 empty] | 42444 |  |  | NotYetVerified |  | 3 | 20494 | 107.37 | 190.9 | 20 | 0.9 | 5700 | 75
PWEKFHU4 | LumenPros Inc. | High Bay II | LP-HB2-200-RL-120 | Indoor Luminaires | High-Bay | High-Bay Luminaires for Commercial and Industrial Buildings | Standard | FALSE | [9 empty] | 42444 |  |  | NotYetVerified |  | 3 | 19287.4 | 100.68 | 191.6 | 20 | 0.9 | 5700 | 75
P4AF699W | LumenPros Inc. | High Bay II | LP-HB2-200-RR-120 | Indoor Luminaires | High-Bay | High-Bay Luminaires for Commercial and Industrial Buildings | Standard | FALSE | [9 empty] | 42444 |  |  | NotYetVerified |  | 3 | 19287.4 | 100.68 | 191.6 | 20 | 0.9 | 5700 | 75
PZZC11EM | LumenPros Inc. | High Bay II | LP-HB2-200-RL-60 | Indoor Luminaires | High-Bay | High-Bay Luminaires for Commercial and Industrial Buildings | Standard | FALSE | [9 empty] | 42444 |  |  | NotYetVerified |  | 3 | 18713 | 98.49 | 190 | 20 | 0.9 | 5700 | 75
PBSPGBFH | LumenPros Inc. | High Bay II | LP-HB2-150-RR-60 | Indoor Luminaires | High-Bay | High-Bay Luminaires for Commercial and Industrial Buildings | Standard | FALSE | [9 empty] | 42444 |  |  | NotYetVerified |  | 3 | 15440 | 106.43 | 145.1 | 20 | 0.9 | 5700 | 75
PWSWEXB8 | LumenPros Inc. | High Bay II | LP-HB2-150-RL-120 | Indoor Luminaires | High-Bay | High-Bay Luminaires for Commercial and Industrial Buildings | Standard | FALSE | [9 empty] | 42444 |  |  | NotYetVerified |  | 3 | 14661.9 | 100.49 | 145.9 | 20 | 0.9 | 5700 | 75
P62C11BG | LumenPros Inc. | High Bay II | LP-HB2-150-RR-120 | Indoor Luminaires | High-Bay | High-Bay Luminaires for Commercial and Industrial Buildings | Standard | FALSE | [9 empty] | 42444 |  |  | NotYetVerified |  | 3 | 14661.9 | 100.49 | 145.9 | 20 | 0.9 | 5700 | 75
PQC4MVEB | LumenPros Inc. | High Bay II | LP-HB2-120-RR-60 | Indoor Luminaires | High-Bay | High-Bay Luminaires for Commercial and Industrial Buildings | Standard | FALSE | [9 empty] | 42444 |  |  | NotYetVerified |  | 3 | 14198 | 108.87 | 130.4 | 20 | 0.9 | 5700 | 75
PKKPN7FH | LumenPros Inc. | High Bay II | LP-HB2-120-RR-120 | Indoor Luminaires | High-Bay | High-Bay Luminaires for Commercial and Industrial Buildings | Standard | FALSE | [9 empty] | 42444 |  |  | NotYetVerified |  | 3 | 13506.6 | 103.68 | 130.3 | 20 | 0.9 | 5700 | 75
P4DZ8PAJ | LumenPros Inc. | High Bay II | LP-HB2-120-RL-120 | Indoor Luminaires | High-Bay | High-Bay Luminaires for Commercial and Industrial Buildings | Standard | FALSE | [9 empty] | 42444 |  |  | NotYetVerified |  | 3 | 13506.6 | 103.68 | 130.3 | 20 | 0.9 | 5700 | 75
P3FFNWBR | LumenPros Inc. | High Bay II | LP-HB2-100-RR-60 | Indoor Luminaires | High-Bay | High-Bay Luminaires for Commercial and Industrial Buildings | Standard | FALSE | [9 empty] | 42444 |  |  | NotYetVerified |  | 3 | 10535 | 107.93 | 97.61 | 20 | 0.9 | 5700 | 75
PY8VQK5C | LumenPros Inc. | High Bay II | LP-HB2-100-RR-120 | Indoor Luminaires | High-Bay | High-Bay Luminaires for Commercial and Industrial Buildings | Standard | FALSE | [9 empty] | 42444 |  |  | NotYetVerified |  | 3 | 9966.75 | 103.27 | 96.51 | 20 | 0.9 | 5700 | 75
PHWVB3TQ | LumenPros Inc. | High Bay II | LP-HB2-100-RL-120 | Indoor Luminaires | High-Bay | High-Bay Luminaires for Commercial and Industrial Buildings | Standard | FALSE | [9 empty] | 42444 |  |  | NotYetVerified |  | 3 | 9966.75 | 103.27 | 96.51 | 20 | 0.9 | 5700 | 75
PSBX6EDU | LumenPros Inc. | High Bay II | LP-HB2-50-RR-60 | Indoor Luminaires | High-Bay | Low-Bay Luminaires for Commercial and Industrial Buildings | Standard | FALSE | [9 empty] | 42444 |  |  | NotYetVerified |  | 3 | 5225.4 | 105.79 | 49.39 | 20 | 0.9 | 5700 | 75
PHJFX7S6 | LumenPros Inc. | High Bay II | LP-HB2-50-RL-120 | Indoor Luminaires | High-Bay | Low-Bay Luminaires for Commercial and Industrial Buildings | Standard | FALSE | [9 empty] | 42444 |  |  | NotYetVerified |  | 3 | 4979.42 | 102.3 | 48.67 | 20 | 0.9 | 5700 | 75
P4RR298W | LumenPros Inc. | High Bay II | LP-HB2-50-RR-120 | Indoor Luminaires | High-Bay | Low-Bay Luminaires for Commercial and Industrial Buildings | Standard | FALSE | [9 empty] | 42444 |  |  | NotYetVerified |  | 3 | 4979.42 | 102.3 | 48.67 | 20 | 0.9 | 5700 | 75
PBVMVEM6 | TechBrite LLC | VaporBrite | VH48SS1B50AX0XX | Indoor Luminaires | High-Bay | High-Bay Luminaires for Commercial and Industrial Buildings | Standard | FALSE | [9 empty] | 42444 |  |  | Yes |  | 3.1 | 9939 | 118 | 83.78 | 21.4 | 0.912 | 5000 | 83.9
PKDCUKFT | TechBrite LLC | VaporBrite | VH48SS1B50BX0XX | Indoor Luminaires | High-Bay | High-Bay Luminaires for Commercial and Industrial Buildings | Standard | FALSE | [9 empty] | 42444 |  |  | Yes |  | 3.1 | 11267 | 118 | 94.76 | 19.75 | 0.932 | 5000 | 83.9
PPT3V3AP | TechBrite LLC | VaporBrite | VH48SS1B40AX0XX | Indoor Luminaires | High-Bay | High-Bay Luminaires for Commercial and Industrial Buildings | Standard | FALSE | [9 empty] | 42444 |  |  | Yes |  | 3.1 | 9496 | 113 | 83.78 | 21.4 | 0.912 | 4000 | 84.45
PZMH7DY4 | TechBrite LLC | VaporBrite | VH48SS1B40BX0XX | Indoor Luminaires | High-Bay | High-Bay Luminaires for Commercial and Industrial Buildings | Standard | FALSE | [9 empty] | 42444 |  |  | Yes |  | 3.1 | 10764 | 113 | 94.76 | 19.75 | 0.932 | 4000 | 84.45
PNDKEPRF | TechBrite LLC | VaporBrite | VH48SS1B40CX0XX | Indoor Luminaires | High-Bay | High-Bay Luminaires for Commercial and Industrial Buildings | Standard | FALSE | [9 empty] | 42444 |  |  | Yes |  | 3.1 | 13576 | 114 | 118.95 | 18.1 | 0.951 | 4000 | 84.45
P1AHHNEJ | TechBrite LLC | VaporBrite | VH48SS1B30BX0XX | Indoor Luminaires | High-Bay | High-Bay Luminaires for Commercial and Industrial Buildings | Standard | FALSE | [9 empty] | 42444 |  |  | Yes |  | 3.1 | 10514 | 110 | 94.76 | 19.75 | 0.932 | 3500 | 85
PMUFZ131 | TechBrite LLC | VaporBrite | VH48SS1B30CX0XX | Indoor Luminaires | High-Bay | High-Bay Luminaires for Commercial and Industrial Buildings | Standard | FALSE | [9 empty] | 42444 |  |  | Yes |  | 3.1 | 13260 | 111 | 119.1 | 18.1 | 0.951 | 3500 | 85
P1Q4CAWT | CEA GROUP INTERNATIONAL CO.LTD | CEA/EAEC | HBL3-100-DRHB410PC(5700K) | Indoor Luminaires | High-Bay | High-Bay Luminaires for Commercial and Industrial Buildings | Standard | FALSE | [9 empty] | 42444 |  |  | No |  | 3.1 | 10273 | 100.91 | 101.8 | 12.98 | 0.9105 | 5700 | 83.8
PCDTWEMA | CEA GROUP INTERNATIONAL CO.LTD | CEA/EAEC | HBL3-100-DRHB410PC(5000K) | Indoor Luminaires | High-Bay | High-Bay Luminaires for Commercial and Industrial Buildings | Standard | FALSE | [9 empty] | 42444 |  |  | No |  | 3.1 | 10191 | 100.5 | 101.4 | 13.05 | 0.9091 | 5000 | 80.3
P7W9WBB2 | CEA GROUP INTERNATIONAL CO.LTD | CEA/EAEC | HBL3-100-DRHB410PC(4500K) | Indoor Luminaires | High-Bay | High-Bay Luminaires for Commercial and Industrial Buildings | Standard | FALSE | [9 empty] | 42444 |  |  | No |  | 3.1 | 10109 | 99.69 | 101.4 | 13.05 | 0.9091 | 4500 | 80.3
PV9TUXSS | CEA GROUP INTERNATIONAL CO.LTD | CEA/EAEC | HBL3-100-DRHB410PC(4000K) | Indoor Luminaires | High-Bay | High-Bay Luminaires for Commercial and Industrial Buildings | Standard | FALSE | [9 empty] | 42444 |  |  | No |  | 3.1 | 10027 | 98.88 | 101.4 | 13.05 | 0.9091 | 4000 | 80.3
PF8XS9WM | CEA GROUP INTERNATIONAL CO.LTD | CEA/EAEC | HBL3-100-DRHB410PC(3500K) | Indoor Luminaires | High-Bay | High-Bay Luminaires for Commercial and Industrial Buildings | Standard | FALSE | [9 empty] | 42444 |  |  | No |  | 3.1 | 9944.3 | 98.07 | 101.4 | 13.05 | 0.9091 | 3500 | 80.3
PDSHZYVK | CEA GROUP INTERNATIONAL CO.LTD | CEA/EAEC | HBL3-100-DRHB410PC(3000K) | Indoor Luminaires | High-Bay | High-Bay Luminaires for Commercial and Industrial Buildings | Standard | FALSE | [9 empty] | 42444 |  |  | No |  | 3.1 | 9862.2 | 97.26 | 101.4 | 13.05 | 0.9091 | 3000 | 80.3
PW6B9S5H | ICEPIPE Corporation | ICEPIPE | CD4000-300W-B3E-5700K [Pointing Straight Down] | Indoor Luminaires | High-Bay | High-Bay Luminaires for Commercial and Industrial Buildings | Standard | FALSE | [9 empty] | 42444 | Not Dimmable | Not Dimmable | No |  | 3.1 | 36520 | 124.18 | 294.09 | 23.24 | 0.939 | 5721 | 82.4
PC9YVW7R | Ultron Industries Corp. | Ultron | U-IHB-240-57 | Indoor Luminaires | High-Bay | High-Bay Luminaires for Commercial and Industrial Buildings | Standard | FALSE | [9 empty] | 42444 | Dimmable | Continuous Above 10 | No |  | 3.1 | 25000 | 110 | 240 | 20 | 0.9 | 5700 | 70
PVQB1E5Y | Ultron Industries Corp. | Ultron | U-IHB-150-57 | Indoor Luminaires | High-Bay | High-Bay Luminaires for Commercial and Industrial Buildings | Standard | FALSE | [9 empty] | 42444 | Dimmable | Continuous Above 10 | No |  | 3.1 | 17500 | 116 | 150 | 14 | 0.9 | 5700 | 70
PHWPQKMB | Ultron Industries Corp. | Ultron | U-IHB-100-57 | Indoor Luminaires | High-Bay | High-Bay Luminaires for Commercial and Industrial Buildings | Standard | FALSE | [9 empty] | 42444 | Dimmable | Continuous Above 10 | No |  | 3.1 | 11180 | 120 | 100 | 13 | 0.9 | 5700 | 70
PXTEXK5N | Ultron Industries Corp. | Ultron | U-IHB-240-50 | Indoor Luminaires | High-Bay | High-Bay Luminaires for Commercial and Industrial Buildings | Standard | FALSE | [9 empty] | 42444 | Dimmable | Continuous Above 10 | No |  | 3.1 | 24500 | 108 | 240 | 20 | 0.9 | 5000 | 70
PA5495KJ | Ultron Industries Corp. | Ultron | U-IHB-150-50 | Indoor Luminaires | High-Bay | High-Bay Luminaires for Commercial and Industrial Buildings | Standard | FALSE | [9 empty] | 42444 | Dimmable | Continuous Above 10 | No |  | 3.1 | 17100 | 114 | 150 | 14 | 0.9 | 5000 | 70
PHA64QE3 | Ultron Industries Corp. | Ultron | U-IHB-100-50 | Indoor Luminaires | High-Bay | High-Bay Luminaires for Commercial and Industrial Buildings | Standard | FALSE | [9 empty] | 42444 | Dimmable | Continuous Above 10 | No |  | 3.1 | 10800 | 116 | 100 | 13 | 0.9 | 5000 | 70
PDDQ7XUM | Ultron Industries Corp. | Ultron | U-IHB-240-45 | Indoor Luminaires | High-Bay | High-Bay Luminaires for Commercial and Industrial Buildings | Standard | FALSE | [9 empty] | 42444 | Dimmable | Continuous Above 10 | No |  | 3.1 | 24000 | 106 | 240 | 20 | 0.9 | 4500 | 70
PQAPM3WJ | Ultron Industries Corp. | Ultron | U-IHB-150-45 | Indoor Luminaires | High-Bay | High-Bay Luminaires for Commercial and Industrial Buildings | Standard | FALSE | [9 empty] | 42444 | Dimmable | Continuous Above 10 | No |  | 3.1 | 16800 | 112 | 150 | 14 | 0.9 | 4500 | 70
PAZY8A24 | Ultron Industries Corp. | Ultron | U-IHB-100-45 | Indoor Luminaires | High-Bay | High-Bay Luminaires for Commercial and Industrial Buildings | Standard | FALSE | [9 empty] | 42444 | Dimmable | Continuous Above 10 | No |  | 3.1 | 10620 | 114 | 100 | 13 | 0.9 | 4500 | 70
PD6VTAZV | Ultron Industries Corp. | Ultron | U-IHB-240-40 | Indoor Luminaires | High-Bay | High-Bay Luminaires for Commercial and Industrial Buildings | Standard | FALSE | [9 empty] | 42444 | Dimmable | Continuous Above 10 | No |  | 3.1 | 23500 | 104 | 240 | 20 | 0.9 | 4000 | 70
P6CV53FU | Ultron Industries Corp. | Ultron | U-IHB-150-40 | Indoor Luminaires | High-Bay | High-Bay Luminaires for Commercial and Industrial Buildings | Standard | FALSE | [9 empty] | 42444 | Dimmable | Continuous Above 10 | No |  | 3.1 | 16500 | 110 | 150 | 14 | 0.9 | 4000 | 70
PTWHJJFM | Ultron Industries Corp. | Ultron | U-IHB-100-40 | Indoor Luminaires | High-Bay | High-Bay Luminaires for Commercial and Industrial Buildings | Standard | FALSE | [9 empty] | 42444 | Dimmable | Continuous Above 10 | No |  | 3.1 | 10430 | 112 | 100 | 13 | 0.9 | 4000 | 70
PU4VTETM | Ultron Industries Corp. | Ultron | U-IHB-240-35 | Indoor Luminaires | High-Bay | High-Bay Luminaires for Commercial and Industrial Buildings | Standard | FALSE | [9 empty] | 42444 | Dimmable | Continuous Above 10 | No |  | 3.1 | 23070 | 102 | 240 | 20 | 0.9 | 3500 | 70
PV87Q373 | Ultron Industries Corp. | Ultron | U-IHB-150-35 | Indoor Luminaires | High-Bay | High-Bay Luminaires for Commercial and Industrial Buildings | Standard | FALSE | [9 empty] | 42444 | Dimmable | Continuous Above 10 | No |  | 3.1 | 16200 | 108 | 150 | 14 | 0.9 | 3500 | 70
P3Q6G27Q | Ultron Industries Corp. | Ultron | U-IHB-100-35 | Indoor Luminaires | High-Bay | High-Bay Luminaires for Commercial and Industrial Buildings | Standard | FALSE | [9 empty] | 42444 | Dimmable | Continuous Above 10 | No |  | 3.1 | 10250 | 110 | 100 | 13 | 0.9 | 3500 | 70
PJJ8XD2V | Dialight | Vigilant | H2 [D or BLANK] LMC [58] N [NM]-XXX | Indoor Luminaires | High-Bay | High-Bay Luminaires for Commercial and Industrial Buildings | Standard | TRUE | 23685 | 117.78 | 201.1 | 12 | 0.986 | 4859 | 74.8 | 10 | 100000 | 42443 |  |  | Yes |  | 3.1 | 22472.5 | 117.04 | 192 | 20 | 0.9 | 5000 | 75
PJUGQCJG | Dialight | Vigilant | H2 [D or BLANK] LMC [41] N [NM]-XXX | Indoor Luminaires | High-Bay | High-Bay Luminaires for Commercial and Industrial Buildings | Standard | TRUE | 22831 | 126.5 | 180.5 | 13.67 | 0.956 | 4898 | 77.5 | 10 | 100000 | 42443 |  |  | Yes |  | 3.1 | 22472.5 | 124.43 | 180.6 | 5.439 | 0.997 | 4898 | 77.5
PV2PNDB6 | Amled Technologies Inc | AMLED TECHNOLOGIES | HB220FCP40[BW]N | Indoor Luminaires | High-Bay | High-Bay Luminaires for Commercial and Industrial Buildings | Standard | TRUE | 27110 | 123 | 220.9 | 19 | 0.929 | 4100 | 83.8 | 5 | 50000 | 42443 |  |  | No |  | 3.1 | 27110 | 123 | 220.9 | 6.08 | 0.994 | 4100 | 83.8
PNYCTRB9 | Amled Technologies Inc | AMLED TECHNOLOGIES | HB125DCP40[BW]N | Indoor Luminaires | High-Bay | High-Bay Luminaires for Commercial and Industrial Buildings | Standard | TRUE | 16130 | 128.1 | 125.9 | 16 | 0.927 | 4017 | 84.1 | 5 | 50000 | 42443 |  |  | No |  | 3.1 | 16130 | 128.1 | 125.9 | 8.12 | 0.993 | 4017 | 84.1
P39TTA2J | FEIERT TECHNOLOGY CO.LTD | FEIERT | HB150-100W(30K120) | Indoor Luminaires | High-Bay | High-Bay Luminaires for Commercial and Industrial Buildings | Standard | TRUE | 9452.547 | 91.427 | 103.39 | 17.51 | 0.926 | 3029 | 82.4 | 5 | 50000 | 42443 |  |  | No | Only qualified pointing straight down | 3.1 | 9452.547 | 91.427 | 103.39 | 17.51 | 0.994 | 3000 | 82.4
PBPQX4NT | Dialight | Vigilant | H2 [D or BLANK] GMC [41] N [NM]-XXX | Indoor Luminaires | High-Bay | High-Bay Luminaires for Commercial and Industrial Buildings | Standard | FALSE | [9 empty] | 42443 |  |  | Yes |  | 3.1 | 25250 | 140.28 | 180 | 20 | 0.9 | 5000 | 75
PR2HTSVB | Dialight | Vigilant | H2 [D or BLANK] 1MC [58] N [NM]-XXX | Indoor Luminaires | High-Bay | High-Bay Luminaires for Commercial and Industrial Buildings | Standard | FALSE | [9 empty] | 42443 |  |  | Yes |  | 3.1 | 24492.5 | 127.57 | 192 | 20 | 0.9 | 5000 | 75
PD3THMDU | Dialight | Vigilant | H2 [D or BLANK] 2MC [58] N [NM]-XXX | Indoor Luminaires | High-Bay | High-Bay Luminaires for Commercial and Industrial Buildings | Standard | FALSE | [9 empty] | 42443 |  |  | Yes |  | 3.1 | 24240 | 126.25 | 192 | 20 | 0.9 | 5000 | 75
P2Z3D573 | Dialight | Vigilant | H2 [D or BLANK] 2MC [41] N [NM]-XXX | Indoor Luminaires | High-Bay | High-Bay Luminaires for Commercial and Industrial Buildings | Standard | FALSE | [9 empty] | 42443 |  |  | Yes |  | 3.1 | 24240 | 134.67 | 180 | 20 | 0.9 | 5000 | 75
PYXU9R19 | Dialight | Vigilant | H2 [D or BLANK] GMC [58] N [NM]-XXX | Indoor Luminaires | High-Bay | High-Bay Luminaires for Commercial and Industrial Buildings | Standard | FALSE | [9 empty] | 42443 |  |  | Yes |  | 3.1 | 25250 | 131.51 | 192 | 20 | 0.9 | 5000
PNS9RAF4 | Dialight | Vigilant | H2 [D or BLANK] GMC5ND-XXX | Indoor Luminaires | High-Bay | High-Bay Luminaires for Commercial and Industrial Buildings | Standard | FALSE | [9 empty] | 42443 |  |  | No |  | 3.1 | 25250 | 131.51 | 192 | 20 | 0.9 | 5000 | 75
PJJ7SRER | Dialight | Vigilant | H2 [D or BLANK] GMC4ND-XXX | Indoor Luminaires | High-Bay | High-Bay Luminaires for Commercial and Industrial Buildings | Standard | FALSE | [9 empty] | 42443 |  |  | No |  | 3.1 | 25250 | 140.28 | 180 | 20 | 0.9 | 5000 | 75
PKB8T4DJ | Dialight | Vigilant | H2 [D or BLANK] 1MC5ND-XXX | Indoor Luminaires | High-Bay | High-Bay Luminaires for Commercial and Industrial Buildings | Standard | FALSE | [9 empty] | 42443 |  |  | No |  | 3.1 | 24492.5 | 127.57 | 192 | 20 | 0.9 | 5000 | 75
P1V9VXVY | Dialight | Vigilant | H2 [D or BLANK] 1MC4ND-XXX | Indoor Luminaires | High-Bay | High-Bay Luminaires for Commercial and Industrial Buildings | Standard | FALSE | [9 empty] | 42443 |  |  | No |  | 3.1 | 24492.5 | 136.07 | 180 | 20 | 0.9 | 5000 | 75
PFG9SUGV | Dialight | Vigilant | H2 [D or BLANK] 2MC5ND-XXX | Indoor Luminaires | High-Bay | High-Bay Luminaires for Commercial and Industrial Buildings | Standard | FALSE | [9 empty] | 42443 |  |  | No |  | 3.1 | 24240 | 126.25 | 192 | 20 | 0.9 | 5000 | 75
P17QS9EJ | Dialight | Vigilant | H2 [D or BLANK] 2MC4ND-XXX | Indoor Luminaires | High-Bay | High-Bay Luminaires for Commercial and Industrial Buildings | Standard | FALSE | [9 empty] | 42443 |  |  | No |  | 3.1 | 24240 | 134.67 | 180 | 20 | 0.9 | 5000 | 75
PTQ2EC5V | Dialight | Vigilant | H2 [D or BLANK] LMC4ND-XXX | Indoor Luminaires | High-Bay | High-Bay Luminaires for Commercial and Industrial Buildings | Standard | FALSE | [9 empty] | 42443 |  |  | No |  | 3.1 | 22472.5 | 124.85 | 180 | 20 | 0.9 | 5000 | 75
P2HFWEVS | Dialight | Vigilant | H2 [D or BLANK] LMC5ND-XXX | Indoor Luminaires | High-Bay | High-Bay Luminaires for Commercial and Industrial Buildings | Standard | FALSE | [9 empty] | 42443 |  |  | No |  | 3.1 | 22472.5 | 117.04 | 192 | 20 | 0.9 | 5000 | 75
PC6TNWNE | Dialight | Vigilant | H2 [D or BLANK] 1MC [41] N [NM]-XXX | Indoor Luminaires | High-Bay | High-Bay Luminaires for Commercial and Industrial Buildings | Standard | FALSE | [9 empty] | 42443 |  |  | Yes |  | 3.1 | 24492.5 | 135.47 | 180.8 | 5.431 | 0.997 | 4841 | 76.2
PEVGXQSR | FEIERT TECHNOLOGY CO.LTD | FEIERT | HB150-100W(57K120) | Indoor Luminaires | High-Bay | High-Bay Luminaires for Commercial and Industrial Buildings | Standard | FALSE | [9 empty] | 42443 | Dimmable | Stepped | No | Only qualified pointing straight down | 3.1 | 9603.142 | 92.681 | 103.615 | 16.39 | 0.994 | 5700 | 84.8
PKY9BTQ3 | FEIERT TECHNOLOGY CO.LTD | FEIERT | HB150-100W(50K120) | Indoor Luminaires | High-Bay | High-Bay Luminaires for Commercial and Industrial Buildings | Standard | FALSE | [9 empty] | 42443 | Dimmable | Stepped | No | Only qualified pointing straight down | 3.1 | 9452.547 | 91.427 | 103.39 | 17.51 | 0.994 | 5000 | 82.4
PE17NGDY | FEIERT TECHNOLOGY CO.LTD | FEIERT | HB150-100W(40K120) | Indoor Luminaires | High-Bay | High-Bay Luminaires for Commercial and Industrial Buildings | Standard | FALSE | [9 empty] | 42443 | Dimmable | Stepped | No | Only qualified pointing straight down | 3.1 | 9452.547 | 91.427 | 103.39 | 17.51 | 0.994 | 4000 | 82.4
PF2W9296 | KMW Inc. | GigaTera | EFL130-A30080TN | Indoor Luminaires | High-Bay | High-Bay Luminaires for Commercial and Industrial Buildings | Standard | TRUE | 14648.07 | 107.46 | 136.31 | 5.14 | 0.9609 | 3153 | 83.94 | 5 | 50000 | 42440 |  |  | No |  | 3.1 | 14650 | 107.47 | 136.31 | 5.14 | 0.9952 | 3153 | 84
PFA283G9 | Luminance | Luminance | F9966-30(4000K) | Indoor Luminaires | High-Bay | High-Bay Luminaires for Commercial and Industrial Buildings | Standard | TRUE | 13969.58 | 94.19 | 148.32 | 10.4 | 0.959 | 4136 | 83 | 5 | 50000 | 42440 |  |  | No |  | 3.1 | 13900 | 99.29 | 140 | 10 | 0.95 | 4000 | 80
PMHC4V2M | Acuity Brands Lighting | Lithonia Lighting | IBH 9000LM L/LENS MD XXXXX OZ10 50K 70CRI | Indoor Luminaires | High-Bay | High-Bay Luminaires for Commercial and Industrial Buildings | Premium | TRUE | 10294 | 134.04 | 76.8 | 9.69 | 0.953 | 5027 | 73.21 | 5 | 50000 | 42440 |  |  | Yes |  | 4.1 | 10053.83 | 131.59 | 76.4 | 13.61 | 0.95 | 5000 | 70
P6GW66PU | HuBei Botanica Lighting Co;Ltd | botanica | BLT-HBR-150H-27 | Indoor Luminaires | High-Bay | High-Bay Luminaires for Commercial and Industrial Buildings | Standard | TRUE | 19449 | 119.03 | 163.4 | 10.09 | 0.9503 | 2763 | 82.7 | 5 | 50000 | 42440 |  |  | NotYetVerified |  | 3.1 | 19300 | 116 | 165 | 20 | 0.9503 | 2700 | 80
PTJ7CPDD | Unlimited Lighting Inc | ATTAIN LED | AT-ACHB-060-16-301 | Indoor Luminaires | High-Bay | Low-Bay Luminaires for Commercial and Industrial Buildings | Standard | TRUE | 5553.34 | 98.59 | 56.33 | 10.8 | 0.9416 | 2916 | 83.5 | 5 | 50000 | 42440 |  |  | No |  | 3.1 | 6000 | 100 | 60 | 10.8 | 0.9416 | 3000 | 80
PJRY4PQR | KMW Inc. | GigaTera | EFL100-A50080TN | Indoor Luminaires | High-Bay | High-Bay Luminaires for Commercial and Industrial Buildings | Standard | TRUE | 11938.27 | 116.05 | 102.87 | 6.12 | 0.9392 | 5165 | 83.23 | 5 | 50000 | 42440 |  |  | No |  | 3.1 | 11940 | 116.06 | 102.87 | 6.12 | 0.9392 | 5166 | 83
PKTN6BRE | CEA GROUP INTERNATIONAL CO.LTD | CEA | HBL3-200-DRHB420AL(2700K) | Indoor Luminaires | High-Bay | High-Bay Luminaires for Commercial and Industrial Buildings | Standard | TRUE | 16685 | 80.72 | 206.7 | 14.12 | 0.9359 | 2771 | 81.7 | 5 | 50000 | 42440 |  |  | No |  | 3.1 | 16685 | 80.72 | 206.7 | 14.12 | 0.9359 | 2700 | 81.7
PSP69Z2B | Unlimited Lighting Inc | ATTAIN LED | AT-ACHB-110-22-302 | Indoor Luminaires | High-Bay | Low-Bay Luminaires for Commercial and Industrial Buildings | Standard | TRUE | 8660.23 | 84.75 | 102.2 | 10.7 | 0.9314 | 3048 | 83.7 | 5 | 50000 | 42440 |  |  | No |  | 3.1 | 9600 | 87.27 | 110 | 10.7 | 0.9314 | 3000 | 80
PXJTHMC8 | HuBei Botanica Lighting Co;Ltd | botanica | BLT-HBR-200H-27 | Indoor Luminaires | High-Bay | High-Bay Luminaires for Commercial and Industrial Buildings | Standard | TRUE | 24919 | 115.31 | 216.1 | 18.68 | 0.9217 | 2772 | 82.6 | 5 | 50000 | 42440 |  |  | NotYetVerified |  | 3.1 | 24800 | 112 | 220 | 20 | 0.9952 | 2700 | 80
PR9F8QTC | CEA GROUP INTERNATIONAL CO.LTD | CEA | HBL3-150-DRHB420AL(2700K) | Indoor Luminaires | High-Bay | High-Bay Luminaires for Commercial and Industrial Buildings | Standard | TRUE | 12345 | 84.27 | 146.5 | 13.35 | 0.9201 | 2756 | 81.8 | 5 | 50000 | 42440 |  |  | No |  | 3.1 | 12345 | 84.27 | 146.5 | 13.35 | 0.9201 | 2700 | 81.8
P9S7RN9F | Shenzhen Xinshengyang Opto-electronics Technology Co.Ltd. | XSY | XSY-HBPF-HV150W-40K-120 [MeanWell Driver] | Indoor Luminaires | High-Bay | High-Bay Luminaires for Commercial and Industrial Buildings | Premium | TRUE | 20145 | 136.06 | 148.1 | 14.62 | 0.9164 | 3960 | 70.6 | 5 | 50000 | 42440 |  |  | No |  | 3.1 | 20235 | 136.17 | 148.6 | 14.62 | 0.9164 | 4000 | 70.6
P6S8ZE3H | CEA GROUP INTERNATIONAL CO.LTD | CEA | HBL3-100-DRHB420AL(2700K) | Indoor Luminaires | High-Bay | Low-Bay Luminaires for Commercial and Industrial Buildings | Standard | TRUE | 8506.2 | 85.95 | 98.97 | 13.39 | 0.9151 | 2760 | 82 | 5 | 50000 | 42440 |  |  | No |  | 3.1 | 8506.2 | 98.97 | 85.95 | 13.39 | 0.9151 | 2700 | 82
PDFJ9TNM | Shenzhen Xinshengyang Opto-electronics Technology Co.Ltd. | XSY | XSY-HBPF-HV150W-40K-60 [MeanWell Driver] | Indoor Luminaires | High-Bay | High-Bay Luminaires for Commercial and Industrial Buildings | Premium | TRUE | 19752 | 132.73 | 148.8 | 14.85 | 0.9138 | 3928 | 83.2 | 5 | 50000 | 42440 |  |  | No |  | 3.1 | 19610 | 132.77 | 147.7 | 14.85 | 0.9138 | 4000 | 83.2
PAXFM239 | Shenzhen Xinshengyang Opto-electronics Technology Co.Ltd. | XSY | XSY-HBP-HV100W-40K-120 [MeanWell Driver] | Indoor Luminaires | High-Bay | High-Bay Luminaires for Commercial and Industrial Buildings | Premium | TRUE | 11698 | 114.92 | 101.8 | 14.66 | 0.9027 | 3850 | 71.6 | 5 | 50000 | 42440 |  |  | No |  | 3.1 | 11722 | 116.87 | 100.3 | 14.66 | 0.9027 | 4000 | 70.6
P6CUXW94 | KMW Inc. | GigaTera | EFL070-A50080TN | Indoor Luminaires | High-Bay | Low-Bay Luminaires for Commercial and Industrial Buildings | Standard | TRUE | 8634 | 114.77 | 75.23 | 7.65 | 0.8998 | 5124 | 84.27 | 5 | 50000 | 42440 |  |  | No |  | 3.1 | 8634 | 114.76 | 75.23 | 7.65 | 0.8998 | 5124 | 84
PZZCGXQQ | KMW Inc. | GigaTera | EFL070-A30080TN | Indoor Luminaires | High-Bay | Low-Bay Luminaires for Commercial and Industrial Buildings | Standard | TRUE | 7854.62 | 107.32 | 73.19 | 8.2 | 0.8951 | 3157 | 85.04 | 5 | 50000 | 42440 |  |  | No |  | 3.1 | 7856 | 107.33 | 73.19 | 8.2 | 0.8951 | 3157 | 85
PUAH65FD | Unlimited Lighting Inc | ATTAIN LED | AT-ACHB-060-16-571 | Indoor Luminaires | High-Bay | Low-Bay Luminaires for Commercial and Industrial Buildings | Standard | FALSE | [9 empty] | 42440 |  |  | No |  | 3.1 | 6000 | 100 | 60 | 10.8 | 0.9416 | 5700 | 80
PT3524B2 | Unlimited Lighting Inc | ATTAIN LED | AT-ACHB-110-22-572 | Indoor Luminaires | High-Bay | Low-Bay Luminaires for Commercial and Industrial Buildings | Standard | FALSE | [9 empty] | 42440 |  |  | No |  | 3.1 | 9600 | 87.27 | 110 | 10.7 | 0.9314 | 5700 | 80
PHHTYMSH | Unlimited Lighting Inc | ATTAIN LED | AT-ACHB-060-16-501 | Indoor Luminaires | High-Bay | Low-Bay Luminaires for Commercial and Industrial Buildings | Standard | FALSE | [9 empty] | 42440 |  |  | No |  | 3.1 | 6000 | 100 | 60 | 10.8 | 0.9416 | 5000 | 80
P5K3UR6Z | Unlimited Lighting Inc | ATTAIN LED | AT-ACHB-110-22-502 | Indoor Luminaires | High-Bay | Low-Bay Luminaires for Commercial and Industrial Buildings | Standard | FALSE | [9 empty] | 42440 |  |  | No |  | 3.1 | 9600 | 87.27 | 110 | 10.7 | 0.9314 | 5000 | 80
PG7Y4RWC | Unlimited Lighting Inc | ATTAIN LED | AT-ACHB-060-16-451 | Indoor Luminaires | High-Bay | Low-Bay Luminaires for Commercial and Industrial Buildings | Standard | FALSE | [9 empty] | 42440 |  |  | No |  | 3.1 | 6000 | 100 | 60 | 10.8 | 0.9416 | 4500 | 80
P3QF1MSC | Unlimited Lighting Inc | ATTAIN LED | AT-ACHB-110-22-452 | Indoor Luminaires | High-Bay | Low-Bay Luminaires for Commercial and Industrial Buildings | Standard | FALSE | [9 empty] | 42440 |  |  | No |  | 3.1 | 9600 | 87.27 | 110 | 10.7 | 0.9314 | 4500 | 80
PX5UZQXA | Unlimited Lighting Inc | ATTAIN LED | AT-ACHB-060-16-401 | Indoor Luminaires | High-Bay | Low-Bay Luminaires for Commercial and Industrial Buildings | Standard | FALSE | [9 empty] | 42440 |  |  | No |  | 3.1 | 6000 | 100 | 60 | 10.8 | 0.9416 | 4000 | 80
PMJH8TA3 | Unlimited Lighting Inc | ATTAIN LED | AT-ACHB-110-22-402 | Indoor Luminaires | High-Bay | Low-Bay Luminaires for Commercial and Industrial Buildings | Standard | FALSE | [9 empty] | 42440 |  |  | No |  | 3.1 | 9600 | 87.27 | 110 | 10.7 | 0.9314 | 4000 | 80
PAA85C41 | Unlimited Lighting Inc | ATTAIN LED | AT-ACHB-060-16-351 | Indoor Luminaires | High-Bay | Low-Bay Luminaires for Commercial and Industrial Buildings | Standard | FALSE | [9 empty] | 42440 |  |  | No |  | 3.1 | 6000 | 100 | 60 | 10.8 | 0.9416 | 3500 | 80
PRCD61DK | Unlimited Lighting Inc | ATTAIN LED | AT-ACHB-110-22-352 | Indoor Luminaires | High-Bay | Low-Bay Luminaires for Commercial and Industrial Buildings | Standard | FALSE | [9 empty] | 42440 |  |  | No |  | 3.1 | 9600 | 87.27 | 110 | 10.7 | 0.9314 | 3500 | 80
PWDA6JT7 | Luminance | Luminance | F9966-30(5700K) | Indoor Luminaires | High-Bay | High-Bay Luminaires for Commercial and Industrial Buildings | Standard | FALSE | [9 empty] | 42440 |  |  | No |  | 3.1 | 13900 | 99.29 | 140 | 10 | 0.95 | 5700 | 80
P34VRYJT | Luminance | Luminance | F9966-30(5000K) | Indoor Luminaires | High-Bay | High-Bay Luminaires for Commercial and Industrial Buildings | Standard | FALSE | [9 empty] | 42440 |  |  | No |  | 3.1 | 13900 | 99.29 | 140 | 10 | 0.95 | 5000 | 80
P65JGJA7 | Luminance | Luminance | F9966-30(4500K) | Indoor Luminaires | High-Bay | High-Bay Luminaires for Commercial and Industrial Buildings | Standard | FALSE | [9 empty] | 42440 |  |  | No |  | 3.1 | 13900 | 99.29 | 140 | 10 | 0.95 | 4500 | 80
PVUPQ5PJ | CEA GROUP INTERNATIONAL CO.LTD | CEA | HBL3-150-DRHB420AL(5700K) | Indoor Luminaires | High-Bay | High-Bay Luminaires for Commercial and Industrial Buildings | Standard | FALSE | [9 empty] | 42440 |  |  | No |  | 3.1 | 13017 | 87.54 | 148.7 | 13.11 | 0.9208 | 5700 | 84.2
PNXVX69S | CEA GROUP INTERNATIONAL CO.LTD | CEA | HBL3-200-DRHB420AL(5700K) | Indoor Luminaires | High-Bay | High-Bay Luminaires for Commercial and Industrial Buildings | Standard | FALSE | [9 empty] | 42440 |  |  | No |  | 3.1 | 17791 | 85.17 | 208.9 | 14.48 | 0.9375 | 5700 | 84
PS5835MB | CEA GROUP INTERNATIONAL CO.LTD | CEA | HBL3-100-DRHB420AL(5700K) | Indoor Luminaires | High-Bay | Low-Bay Luminaires for Commercial and Industrial Buildings | Standard | FALSE | [9 empty] | 42440 |  |  | No |  | 3.1 | 8935 | 99.75 | 89.57 | 13.56 | 0.9145 | 5700 | 83.8
P6E3UBNZ | CEA GROUP INTERNATIONAL CO.LTD | CEA | HBL3-100-DRHB420AL(5000K) | Indoor Luminaires | High-Bay | Low-Bay Luminaires for Commercial and Industrial Buildings | Standard | FALSE | [9 empty] | 42440 |  |  | No |  | 3.1 | 8863.5 | 99.36 | 89.21 | 13.39 | 0.9151 | 5000 | 82
PC1ASNYP | CEA GROUP INTERNATIONAL CO.LTD | CEA | HBL3-150-DRHB420AL(5000K) | Indoor Luminaires | High-Bay | High-Bay Luminaires for Commercial and Industrial Buildings | Standard | FALSE | [9 empty] | 42440 |  |  | No |  | 3.1 | 12905 | 87.43 | 147.6 | 13.35 | 0.9201 | 5000 | 81.8
P7JH3HHV | CEA GROUP INTERNATIONAL CO.LTD | CEA | HBL3-200-DRHB420AL(5000K) | Indoor Luminaires | High-Bay | High-Bay Luminaires for Commercial and Industrial Buildings | Standard | FALSE | [9 empty] | 42440 |  |  | No |  | 3.1 | 17607 | 84.73 | 207.8 | 14.12 | 0.9359 | 5000 | 81.7
P4B68662 | CEA GROUP INTERNATIONAL CO.LTD | CEA | HBL3-100-DRHB420AL(4500K) | Indoor Luminaires | High-Bay | Low-Bay Luminaires for Commercial and Industrial Buildings | Standard | FALSE | [9 empty] | 42440 |  |  | No |  | 3.1 | 8792.1 | 99.36 | 88.49 | 13.39 | 0.9151 | 4500 | 82
PDRXD5ZN | CEA GROUP INTERNATIONAL CO.LTD | CEA | HBL3-150-DRHB420AL(4500K) | Indoor Luminaires | High-Bay | High-Bay Luminaires for Commercial and Industrial Buildings | Standard | FALSE | [9 empty] | 42440 |  |  | No |  | 3.1 | 12793 | 86.67 | 147.6 | 13.35 | 0.9201 | 4500 | 81.8
P8PEXPB4 | CEA GROUP INTERNATIONAL CO.LTD | CEA | HBL3-200-DRHB420AL(4500K) | Indoor Luminaires | High-Bay | High-Bay Luminaires for Commercial and Industrial Buildings | Standard | FALSE | [9 empty] | 42440 |  |  | No |  | 3.1 | 17422 | 83.84 | 207.8 | 14.12 | 0.9359 | 4500 | 81.7
P38PQ9F1 | CEA GROUP INTERNATIONAL CO.LTD | CEA | HBL3-100-DRHB420AL(4000K) | Indoor Luminaires | High-Bay | Low-Bay Luminaires for Commercial and Industrial Buildings | Standard | FALSE | [9 empty] | 42440 |  |  | No |  | 3.1 | 8720.6 | 99.36 | 87.77 | 13.39 | 0.9151 | 4000 | 82
PKS3UT3K | CEA GROUP INTERNATIONAL CO.LTD | CEA | HBL3-150-DRHB420AL(4000K) | Indoor Luminaires | High-Bay | High-Bay Luminaires for Commercial and Industrial Buildings | Standard | FALSE | [9 empty] | 42440 |  |  | No |  | 3.1 | 12681 | 85.91 | 147.6 | 13.35 | 0.9201 | 4000 | 81.8
P4P7WWG1 | CEA GROUP INTERNATIONAL CO.LTD | CEA | HBL3-200-DRHB420AL(4000K) | Indoor Luminaires | High-Bay | High-Bay Luminaires for Commercial and Industrial Buildings | Standard | FALSE | [9 empty] | 42440 |  |  | No |  | 3.1 | 17238 | 82.95 | 207.8 | 14.12 | 0.9359 | 4000 | 81.7
PSRKNW5T | CEA GROUP INTERNATIONAL CO.LTD | CEA | HBL3-100-DRHB420AL(3500K) | Indoor Luminaires | High-Bay | Low-Bay Luminaires for Commercial and Industrial Buildings | Standard | FALSE | [9 empty] | 42440 |  |  | No |  | 3.1 | 8649.1 | 99.36 | 87.05 | 13.39 | 0.9151 | 3500 | 82
PGUQQ9JV | CEA GROUP INTERNATIONAL CO.LTD | CEA | HBL3-150-DRHB420AL(3500K) | Indoor Luminaires | High-Bay | High-Bay Luminaires for Commercial and Industrial Buildings | Standard | FALSE | [9 empty] | 42440 |  |  | No |  | 3.1 | 12569 | 85.16 | 147.6 | 13.35 | 0.9201 | 3500 | 81.8
PDXB338E | CEA GROUP INTERNATIONAL CO.LTD | CEA | HBL3-200-DRHB420AL(3500K) | Indoor Luminaires | High-Bay | High-Bay Luminaires for Commercial and Industrial Buildings | Standard | FALSE | [9 empty] | 42440 |  |  | No |  | 3.1 | 17054 | 82.07 | 207.8 | 14.12 | 0.9359 | 3500 | 81.7
PEJQPK5B | CEA GROUP INTERNATIONAL CO.LTD | CEA | HBL3-100-DRHB420AL(3000K) | Indoor Luminaires | High-Bay | Low-Bay Luminaires for Commercial and Industrial Buildings | Standard | FALSE | [9 empty] | 42440 |  |  | No |  | 3.1 | 8577.7 | 99.36 | 86.33 | 13.39 | 0.9151 | 3000 | 82
PTVJFXSM | CEA GROUP INTERNATIONAL CO.LTD | CEA | HBL3-150-DRHB420AL(3000K) | Indoor Luminaires | High-Bay | High-Bay Luminaires for Commercial and Industrial Buildings | Standard | FALSE | [9 empty] | 42440 |  |  | No |  | 3.1 | 12457 | 84.4 | 147.6 | 13.35 | 0.9201 | 3000 | 81.8
PSNP7Z2P | CEA GROUP INTERNATIONAL CO.LTD | CEA | HBL3-200-DRHB420AL(3000K) | Indoor Luminaires | High-Bay | High-Bay Luminaires for Commercial and Industrial Buildings | Standard | FALSE | [9 empty] | 42440 |  |  | No |  | 3.1 | 16869 | 81.18 | 207.8 | 14.12 | 0.9359 | 3000 | 81.7
PWTVFZRE | Shenzhen Xinshengyang Opto-electronics Technology Co.Ltd. | XSY | XSY-HBP-HV100W-57K-120 [MeanWell Driver] | Indoor Luminaires | High-Bay | High-Bay Luminaires for Commercial and Industrial Buildings | Premium | FALSE | [9 empty] | 42440 |  |  | No |  | 3.1 | 12043 | 119.83 | 100.5 | 14.17 | 0.903 | 5700 | 77.2
PVREHYP5 | Shenzhen Xinshengyang Opto-electronics Technology Co.Ltd. | XSY | XSY-HBPF-HV150W-57K-120 [MeanWell Driver] | Indoor Luminaires | High-Bay | High-Bay Luminaires for Commercial and Industrial Buildings | Premium | FALSE | [9 empty] | 42440 |  |  | No |  | 3.1 | 20743 | 139.4 | 148.8 | 14.33 | 0.9114 | 5700 | 77
PCNQA2HY | Shenzhen Xinshengyang Opto-electronics Technology Co.Ltd. | XSY | XSY-HBPF-HV150W-57K-60 [MeanWell Driver] | Indoor Luminaires | High-Bay | High-Bay Luminaires for Commercial and Industrial Buildings | Premium | FALSE | [9 empty] | 42440 |  |  | No |  | 3.1 | 20100 | 135.54 | 148.3 | 14.83 | 0.9117 | 5700 | 75.7
PJZNM71H | Shenzhen Xinshengyang Opto-electronics Technology Co.Ltd. | XSY | XSY-HBP-HV150W-57K-120 [MeanWell Driver] | Indoor Luminaires | High-Bay | High-Bay Luminaires for Commercial and Industrial Buildings | Premium | FALSE | [9 empty] | 42440 |  |  | No |  | 3.1 | 21000.09 | 142.18 | 147.7 | 14.53 | 0.9101 | 5700 | 70.7
P7XK7G6Q | Shenzhen Xinshengyang Opto-electronics Technology Co.Ltd. | XSY | XSY-HBP-HV120W-57K-120 [MeanWell Driver] | Indoor Luminaires | High-Bay | High-Bay Luminaires for Commercial and Industrial Buildings | Premium | FALSE | [9 empty] | 42440 |  |  | No |  | 3.1 | 15732.2 | 131.1 | 120 | 14.23 | 0.9037 | 5700 | 70
PNZSJNYW | Shenzhen Xinshengyang Opto-electronics Technology Co.Ltd. | XSY | XSY-HBPF-HV150W-50K-60 [MeanWell Driver] | Indoor Luminaires | High-Bay | High-Bay Luminaires for Commercial and Industrial Buildings | Premium | FALSE | [9 empty] | 42440 |  |  | No |  | 3.1 | 19977.5 | 135.25 | 147.7 | 14.85 | 0.9138 | 5000 | 83.2
PBB438HB | Shenzhen Xinshengyang Opto-electronics Technology Co.Ltd. | XSY | XSY-HBP-HV150W-50K-120 [MeanWell Driver] | Indoor Luminaires | High-Bay | High-Bay Luminaires for Commercial and Industrial Buildings | Premium | FALSE | [9 empty] | 42440 |  |  | No |  | 3.1 | 20862.07 | 141.24 | 147.7 | 14.53 | 0.9101 | 5000 | 70.7
PB9X2WWT | Shenzhen Xinshengyang Opto-electronics Technology Co.Ltd. | XSY | XSY-HBP-HV100W-50K-120 [MeanWell Driver] | Indoor Luminaires | High-Bay | High-Bay Luminaires for Commercial and Industrial Buildings | Premium | FALSE | [9 empty] | 42440 |  |  | No |  | 3.1 | 11962.75 | 119.26 | 100.3 | 14.66 | 0.9027 | 5000 | 70.6
P3R9YMY6 | Shenzhen Xinshengyang Opto-electronics Technology Co.Ltd. | XSY | XSY-HBPF-HV150W-50K-120 [MeanWell Driver] | Indoor Luminaires | High-Bay | High-Bay Luminaires for Commercial and Industrial Buildings | Premium | FALSE | [9 empty] | 42440 |  |  | No |  | 3.1 | 20616 | 138.73 | 148.6 | 14.62 | 0.9164 | 5000 | 70.6
PVH54NTQ | Shenzhen Xinshengyang Opto-electronics Technology Co.Ltd. | XSY | XSY-HBP-HV120W-50K-120 [MeanWell Driver] | Indoor Luminaires | High-Bay | High-Bay Luminaires for Commercial and Industrial Buildings | Premium | FALSE | [9 empty] | 42440 |  |  | No |  | 3.1 | 15628.8 | 130.24 | 120 | 14.23 | 0.9037 | 5000 | 70
PGVYX9KF | Shenzhen Xinshengyang Opto-electronics Technology Co.Ltd. | XSY | XSY-HBPF-HV150W-45K-60 [MeanWell Driver] | Indoor Luminaires | High-Bay | High-Bay Luminaires for Commercial and Industrial Buildings | Premium | FALSE | [9 empty] | 42440 |  |  | No |  | 3.1 | 19855 | 134.42 | 147.7 | 14.85 | 0.9138 | 4500 | 83.2
PHRQ4YG1 | Shenzhen Xinshengyang Opto-electronics Technology Co.Ltd. | XSY | XSY-HBP-HV150W-45K-120 [MeanWell Driver] | Indoor Luminaires | High-Bay | High-Bay Luminaires for Commercial and Industrial Buildings | Premium | FALSE | [9 empty] | 42440 |  |  | No |  | 3.1 | 20724.04 | 140.31 | 147.7 | 14.53 | 0.9101 | 4500 | 70.7
PV6HHS7W | Shenzhen Xinshengyang Opto-electronics Technology Co.Ltd. | XSY | XSY-HBP-HV100W-45K-120 [MeanWell Driver] | Indoor Luminaires | High-Bay | High-Bay Luminaires for Commercial and Industrial Buildings | Premium | FALSE | [9 empty] | 42440 |  |  | No |  | 3.1 | 11882.5 | 118.46 | 100.3 | 14.66 | 0.9027 | 4500 | 70.6
PNQ5S36M | Shenzhen Xinshengyang Opto-electronics Technology Co.Ltd. | XSY | XSY-HBPF-HV150W-45K-120 [MeanWell Driver] | Indoor Luminaires | High-Bay | High-Bay Luminaires for Commercial and Industrial Buildings | Premium | FALSE | [9 empty] | 42440 |  |  | No |  | 3.1 | 20489 | 137.88 | 148.6 | 14.62 | 0.9164 | 4500 | 70.6
PK8V74XK | Shenzhen Xinshengyang Opto-electronics Technology Co.Ltd. | XSY | XSY-HBP-HV120W-45K-120 [MeanWell Driver] | Indoor Luminaires | High-Bay | High-Bay Luminaires for Commercial and Industrial Buildings | Premium | FALSE | [9 empty] | 42440 |  |  | No |  | 3.1 | 15525.4 | 129.37 | 120 | 14.23 | 0.9037 | 4500 | 70
PEWECN4Q | Shenzhen Xinshengyang Opto-electronics Technology Co.Ltd. | XSY | XSY-HBP-HV150W-40K-120 [MeanWell Driver] | Indoor Luminaires | High-Bay | High-Bay Luminaires for Commercial and Industrial Buildings | Premium | FALSE | [9 empty] | 42440 |  |  | No |  | 3.1 | 20448 | 138.44 | 147.7 | 14.53 | 0.9101 | 4000 | 70.7
PFX24XJP | Shenzhen Xinshengyang Opto-electronics Technology Co.Ltd. | XSY | XSY-HBP-HV120W-40K-120 [MeanWell Driver] | Indoor Luminaires | High-Bay | High-Bay Luminaires for Commercial and Industrial Buildings | Premium | FALSE | [9 empty] | 42440 |  |  | No |  | 3.1 | 15318.6 | 127.65 | 120 | 14.23 | 0.9037 | 4000 | 70
PQREJUTR | KMW Inc. | GigaTera | EFL070-A50120NN | Indoor Luminaires | High-Bay | Low-Bay Luminaires for Commercial and Industrial Buildings | Standard | FALSE | [9 empty] | 42440 |  |  | No |  | 3.1 | 8942 | 120.5 | 74.21 | 7.93 | 0.8975 | 5000 | 85
PC7U17Z5 | KMW Inc. | GigaTera | EFL070-A50080NN | Indoor Luminaires | High-Bay | Low-Bay Luminaires for Commercial and Industrial Buildings | Standard | FALSE | [9 empty] | 42440 |  |  | No |  | 3.1 | 8516 | 114.76 | 74.21 | 7.93 | 0.8975 | 5000 | 85
PSBMXWDC | KMW Inc. | GigaTera | EFL100-A50120NN | Indoor Luminaires | High-Bay | High-Bay Luminaires for Commercial and Industrial Buildings | Standard | FALSE | [9 empty] | 42440 |  |  | No |  | 3.1 | 12668 | 121.86 | 103.96 | 6.02 | 0.9406 | 5000 | 84
PWFGHS2S | KMW Inc. | GigaTera | EFL100-A50080NN | Indoor Luminaires | High-Bay | High-Bay Luminaires for Commercial and Industrial Buildings | Standard | FALSE | [9 empty] | 42440 |  |  | No |  | 3.1 | 12065 | 116.06 | 103.96 | 6.02 | 0.9406 | 5000 | 84
P81EGE6T | KMW Inc. | GigaTera | EFL130-A50120NN | Indoor Luminaires | High-Bay | High-Bay Luminaires for Commercial and Industrial Buildings | Standard | FALSE | [9 empty] | 42440 |  |  | No |  | 3.1 | 15382 | 112.85 | 136.31 | 5.14 | 0.9952 | 5000 | 84
PV7WRRC5 | KMW Inc. | GigaTera | EFL130-A50080NN | Indoor Luminaires | High-Bay | High-Bay Luminaires for Commercial and Industrial Buildings | Standard | FALSE | [9 empty] | 42440 |  |  | No |  | 3.1 | 14650 | 107.47 | 136.31 | 5.14 | 0.9952 | 5000 | 84
P3EDKFRW | KMW Inc. | GigaTera | EFL070-A50120TN | Indoor Luminaires | High-Bay | Low-Bay Luminaires for Commercial and Industrial Buildings | Standard | FALSE | [9 empty] | 42440 |  |  | No |  | 3.1 | 8942 | 120.5 | 74.21 | 6.02 | 0.8975 | 5000 | 85
PS8NDF68 | KMW Inc. | GigaTera | EFL100-A50120TN | Indoor Luminaires | High-Bay | High-Bay Luminaires for Commercial and Industrial Buildings | Standard | FALSE | [9 empty] | 42440 |  |  | No |  | 3.1 | 12668 | 121.86 | 103.96 | 6.02 | 0.9406 | 5000 | 84
PZGA7W6R | KMW Inc. | GigaTera | EFL130-A50120TN | Indoor Luminaires | High-Bay | High-Bay Luminaires for Commercial and Industrial Buildings | Standard | FALSE | [9 empty] | 42440 |  |  | No |  | 3.1 | 15382 | 112.85 | 136.31 | 5.14 | 0.9952 | 5000 | 84
P485RWRD | KMW Inc. | GigaTera | EFL130-A50080TN | Indoor Luminaires | High-Bay | High-Bay Luminaires for Commercial and Industrial Buildings | Standard | FALSE | [9 empty] | 42440 |  |  | No |  | 3.1 | 14650 | 107.47 | 136.31 | 5.14 | 0.9952 | 5000 | 84
PUQQV4D1 | KMW Inc. | GigaTera | EFL070-A40120NN | Indoor Luminaires | High-Bay | Low-Bay Luminaires for Commercial and Industrial Buildings | Standard | FALSE | [9 empty] | 42440 |  |  | No |  | 3.1 | 8653 | 116.6 | 74.21 | 7.93 | 0.8975 | 4000 | 85
PPQTS3TY | KMW Inc. | GigaTera | EFL070-A40080NN | Indoor Luminaires | High-Bay | Low-Bay Luminaires for Commercial and Industrial Buildings | Standard | FALSE | [9 empty] | 42440 |  |  | No |  | 3.1 | 8241 | 111.05 | 74.21 | 7.93 | 0.8975 | 4000 | 85
P7QNRUHP | KMW Inc. | GigaTera | EFL100-A40120NN | Indoor Luminaires | High-Bay | High-Bay Luminaires for Commercial and Industrial Buildings | Standard | FALSE | [9 empty] | 42440 |  |  | No |  | 3.1 | 12631 | 121.51 | 103.96 | 6.02 | 0.9406 | 4000 | 84
PNWW8UWZ | KMW Inc. | GigaTera | EFL100-A40080NN | Indoor Luminaires | High-Bay | High-Bay Luminaires for Commercial and Industrial Buildings | Standard | FALSE | [9 empty] | 42440 |  |  | No |  | 3.1 | 12030 | 115.72 | 103.96 | 6.02 | 0.9406 | 4000 | 84
PSKZGUTX | KMW Inc. | GigaTera | EFL130-A40120NN | Indoor Luminaires | High-Bay | High-Bay Luminaires for Commercial and Industrial Buildings | Standard | FALSE | [9 empty] | 42440 |  |  | No |  | 3.1 | 15382 | 112.85 | 136.31 | 5.14 | 0.9952 | 4000 | 84
PWY4HYXX | KMW Inc. | GigaTera | EFL130-A40080NN | Indoor Luminaires | High-Bay | High-Bay Luminaires for Commercial and Industrial Buildings | Standard | FALSE | [9 empty] | 42440 |  |  | No |  | 3.1 | 14650 | 107.47 | 136.31 | 5.14 | 0.9952 | 4000 | 84
PRPSNFQS | KMW Inc. | GigaTera | EFL070-A40120TN | Indoor Luminaires | High-Bay | Low-Bay Luminaires for Commercial and Industrial Buildings | Standard | FALSE | [9 empty] | 42440 |  |  | No |  | 3.1 | 8653 | 116.6 | 74.21 | 7.93 | 0.8975 | 4000 | 85
P8342FNQ | KMW Inc. | GigaTera | EFL070-A40080TN | Indoor Luminaires | High-Bay | Low-Bay Luminaires for Commercial and Industrial Buildings | Standard | FALSE | [9 empty] | 42440 |  |  | No |  | 3.1 | 8241 | 111.05 | 74.21 | 7.93 | 0.8975 | 4000 | 85
PD5V5YQW | KMW Inc. | GigaTera | EFL100-A40120TN | Indoor Luminaires | High-Bay | High-Bay Luminaires for Commercial and Industrial Buildings | Standard | FALSE | [9 empty] | 42440 |  |  | No |  | 3.1 | 12631 | 121.51 | 103.96 | 6.02 | 0.9406 | 4000 | 84
P97BYYDG | KMW Inc. | GigaTera | EFL100-A40080TN | Indoor Luminaires | High-Bay | High-Bay Luminaires for Commercial and Industrial Buildings | Standard | FALSE | [9 empty] | 42440 |  |  | No |  | 3.1 | 12030 | 115.72 | 103.96 | 6.02 | 0.9406 | 4000 | 84
PFSHMFM5 | KMW Inc. | GigaTera | EFL130-A40120TN | Indoor Luminaires | High-Bay | High-Bay Luminaires for Commercial and Industrial Buildings | Standard | FALSE | [9 empty] | 42440 |  |  | No |  | 3.1 | 15382 | 112.85 | 136.31 | 5.14 | 0.9952 | 4000 | 84
PB2YZ4DS | KMW Inc. | GigaTera | EFL130-A40080TN | Indoor Luminaires | High-Bay | High-Bay Luminaires for Commercial and Industrial Buildings | Standard | FALSE | [9 empty] | 42440 |  |  | No |  | 3.1 | 14650 | 107.47 | 136.31 | 5.14 | 0.9952 | 4000 | 84
P35QX32G | KMW Inc. | GigaTera | EFL100-A30080TN | Indoor Luminaires | High-Bay | High-Bay Luminaires for Commercial and Industrial Buildings | Standard | FALSE | [9 empty] | 42440 |  |  | No |  | 3.1 | 12120 | 115.38 | 105.04 | 5.92 | 0.9419 | 3119 | 84
PFTHM7V5 | KMW Inc. | GigaTera | EFL070-A30120NN | Indoor Luminaires | High-Bay | Low-Bay Luminaires for Commercial and Industrial Buildings | Standard | FALSE | [9 empty] | 42440 |  |  | No |  | 3.1 | 8363 | 112.7 | 74.21 | 7.93 | 0.8975 | 3000 | 85
PVQK6VG5 | KMW Inc. | GigaTera | EFL070-A30080NN | Indoor Luminaires | High-Bay | Low-Bay Luminaires for Commercial and Industrial Buildings | Standard | FALSE | [9 empty] | 42440 |  |  | No |  | 3.1 | 7965 | 107.33 | 74.21 | 7.93 | 0.8975 | 3000 | 85
PQMP978C | KMW Inc. | GigaTera | EFL100-A30120NN | Indoor Luminaires | High-Bay | High-Bay Luminaires for Commercial and Industrial Buildings | Standard | FALSE | [9 empty] | 42440 |  |  | No |  | 3.1 | 12594 | 121.15 | 103.96 | 6.02 | 0.9406 | 3000 | 84
PWW4X2MT | KMW Inc. | GigaTera | EFL100-A30080NN | Indoor Luminaires | High-Bay | High-Bay Luminaires for Commercial and Industrial Buildings | Standard | FALSE | [9 empty] | 42440 |  |  | No |  | 3.1 | 11994 | 115.38 | 103.96 | 6.02 | 0.9406 | 3000 | 84
PBS4AYV2 | KMW Inc. | GigaTera | EFL130-A30120NN | Indoor Luminaires | High-Bay | High-Bay Luminaires for Commercial and Industrial Buildings | Standard | FALSE | [9 empty] | 42440 |  |  | No |  | 3.1 | 15382 | 112.85 | 136.31 | 5.14 | 0.9952 | 3000 | 84
PTK25EFH | KMW Inc. | GigaTera | EFL130-A30080NN | Indoor Luminaires | High-Bay | High-Bay Luminaires for Commercial and Industrial Buildings | Standard | FALSE | [9 empty] | 42440 |  |  | No |  | 3.1 | 14650 | 107.47 | 136.31 | 5.14 | 0.9952 | 3000 | 84
P9C69P8X | KMW Inc. | GigaTera | EFL070-A30120TN | Indoor Luminaires | High-Bay | Low-Bay Luminaires for Commercial and Industrial Buildings | Standard | FALSE | [9 empty] | 42440 |  |  | No |  | 3.1 | 8363 | 112.7 | 74.21 | 7.93 | 0.8975 | 3000 | 85
PFJTANKE | KMW Inc. | GigaTera | EFL100-A30120TN | Indoor Luminaires | High-Bay | High-Bay Luminaires for Commercial and Industrial Buildings | Standard | FALSE | [9 empty] | 42440 |  |  | No |  | 3.1 | 12594 | 121.15 | 103.96 | 6.02 | 0.9406 | 3000 | 84
PPDAEE9W | KMW Inc. | GigaTera | EFL130-A30120TN | Indoor Luminaires | High-Bay | High-Bay Luminaires for Commercial and Industrial Buildings | Standard | FALSE | [9 empty] | 42440 |  |  | No |  | 3.1 | 15382 | 112.85 | 136.31 | 5.14 | 0.9952 | 3000 | 84
PJBDE2DF | Hubbell Lighting | Columbia Lighting | LLHV4-40H-WST-EDU | Indoor Luminaires | High-Bay | High-Bay Luminaires for Commercial and Industrial Buildings | Standard | FALSE | [9 empty] | 42440 |  |  | No |  | 3 | 23886 | 100.7 | 237.2 |  | 0.95 | 4000 | 85
PGBEK67B | Hubbell Lighting | Columbia Lighting | LLHV4-40M-WST-EDU | Indoor Luminaires | High-Bay | High-Bay Luminaires for Commercial and Industrial Buildings | Standard | FALSE | [9 empty] | 42440 |  |  | No |  | 3 | 16677 | 106.97 | 155.9 |  | 0.95 | 4000 | 85
PJ4DUZHC | Acuity Brands Lighting | Lithonia Lighting | IBH 9000LM L/LENS MD XXXXX OZ10 40K 70CRI | Indoor Luminaires | High-Bay | High-Bay Luminaires for Commercial and Industrial Buildings | Premium | FALSE | [9 empty] | 42440 | Dimmable | Continuous Above 10 | Yes |  | 4.1 | 10148.75 | 132.83 | 76.4 | 13.61 | 0.95 | 4000 | 70
P6UMHSYM | HuBei Botanica Lighting Co;Ltd | botanica | BLT-HBR-200H-57 | Indoor Luminaires | High-Bay | High-Bay Luminaires for Commercial and Industrial Buildings | Standard | FALSE | [9 empty] | 42440 | Not Yet Verified | Not Yet Verified | NotYetVerified |  | 3.1 | 28000 | 127 | 220 | 20 | 0.9946 | 5700 | 80
PW8VFCHR | HuBei Botanica Lighting Co;Ltd | botanica | BLT-HBR-150H-57 | Indoor Luminaires | High-Bay | High-Bay Luminaires for Commercial and Industrial Buildings | Standard | FALSE | [9 empty] | 42440 | Not Yet Verified | Not Yet Verified | NotYetVerified |  | 3.1 | 20500 | 124 | 165 | 20 | 0.9965 | 5700 | 80
PS34A6HK | HuBei Botanica Lighting Co;Ltd | botanica | BLT-HBR-200H-50 | Indoor Luminaires | High-Bay | High-Bay Luminaires for Commercial and Industrial Buildings | Standard | FALSE | [9 empty] | 42440 | Not Yet Verified | Not Yet Verified | NotYetVerified |  | 3.1 | 24800 | 112 | 220 | 20 | 0.9952 | 5000 | 80
PUWS3RG8 | HuBei Botanica Lighting Co;Ltd | botanica | BLT-HBR-150H-50 | Indoor Luminaires | High-Bay | High-Bay Luminaires for Commercial and Industrial Buildings | Standard | FALSE | [9 empty] | 42440 | Not Yet Verified | Not Yet Verified | NotYetVerified |  | 3.1 | 19300 | 116 | 165 | 20 | 0.9503 | 5000 | 80
P1X43VSB | HuBei Botanica Lighting Co;Ltd | botanica | BLT-HBR-200H-40 | Indoor Luminaires | High-Bay | High-Bay Luminaires for Commercial and Industrial Buildings | Standard | FALSE | [9 empty] | 42440 | Not Yet Verified | Not Yet Verified | NotYetVerified |  | 3.1 | 24800 | 112 | 220 | 20 | 0.9952 | 4000 | 80
PXDAEPKU | HuBei Botanica Lighting Co;Ltd | botanica | BLT-HBR-150H-40 | Indoor Luminaires | High-Bay | High-Bay Luminaires for Commercial and Industrial Buildings | Standard | FALSE | [9 empty] | 42440 | Not Yet Verified | Not Yet Verified | NotYetVerified |  | 3.1 | 19300 | 116 | 165 | 20 | 0.9503 | 4000 | 80
PJ563DFE | HuBei Botanica Lighting Co;Ltd | botanica | BLT-HBR-200H-35 | Indoor Luminaires | High-Bay | High-Bay Luminaires for Commercial and Industrial Buildings | Standard | FALSE | [9 empty] | 42440 | Not Yet Verified | Not Yet Verified | NotYetVerified |  | 3.1 | 24800 | 112 | 220 | 20 | 0.9952 | 3500 | 80
PQ2W6H39 | HuBei Botanica Lighting Co;Ltd | botanica | BLT-HBR-150H-35 | Indoor Luminaires | High-Bay | High-Bay Luminaires for Commercial and Industrial Buildings | Standard | FALSE | [9 empty] | 42440 | Not Yet Verified | Not Yet Verified | NotYetVerified |  | 3.1 | 19300 | 116 | 165 | 20 | 0.9503 | 3500 | 80
PZV3XAHQ | HuBei Botanica Lighting Co;Ltd | botanica | BLT-HBR-200H-30 | Indoor Luminaires | High-Bay | High-Bay Luminaires for Commercial and Industrial Buildings | Standard | FALSE | [9 empty] | 42440 | Not Yet Verified | Not Yet Verified | NotYetVerified |  | 3.1 | 24800 | 112 | 220 | 20 | 0.9952 | 3000 | 80
PPXQY7XY | HuBei Botanica Lighting Co;Ltd | botanica | BLT-HBR-150H-30 | Indoor Luminaires | High-Bay | High-Bay Luminaires for Commercial and Industrial Buildings | Standard | FALSE | [9 empty] | 42440 | Not Yet Verified | Not Yet Verified | NotYetVerified |  | 3.1 | 19300 | 116 | 165 | 20 | 0.9503 | 3000 | 80
PRJ65WBK | Jiangsu Ever-Tie Lighting Co. Ltd | Ever-tie | ETLB7-2FT/6L/160/DM/FL 4000K | Indoor Luminaires | High-Bay | High-Bay Luminaires for Commercial and Industrial Buildings | Premium | TRUE | 18520 | 116.7 | 158.7 | 8.8 | 0.972 | 4121 | 84 | 5 | 50000 | 42439 |  |  | No |  | 3.1 | 19246.2 | 120.3 | 160 | 8.8 | 0.972 | 4000 | 80
P6UJXYCZ | Jiangsu Ever-Tie Lighting Co. Ltd | Ever-tie | ETLB7-4FT/6L/320/DM/FL 4000K | Indoor Luminaires | High-Bay | High-Bay Luminaires for Commercial and Industrial Buildings | Premium | TRUE | 37301 | 116.8 | 319.2 | 8.6 | 0.971 | 4189 | 84 | 5 | 50000 | 42439 |  |  | No |  | 3.1 | 38558.4 | 120.5 | 320 | 8.6 | 0.971 | 4000 | 80
PRWYMR2Q | Jiangsu Ever-Tie Lighting Co. Ltd | Ever-tie | ETLB7-4FT/4L/220/DM/FL 4000K | Indoor Luminaires | High-Bay | High-Bay Luminaires for Commercial and Industrial Buildings | Premium | TRUE | 25161 | 117.1 | 214.9 | 9.2 | 0.969 | 4197 | 84 | 5 | 50000 | 42439 |  |  | No |  | 3.1 | 26665.4 | 121.2 | 220 | 9.2 | 0.969 | 4000 | 80
PJ5JWG58 | Jiangsu Ever-Tie Lighting Co. Ltd | Ever-tie | ETLB7-2FT/4L/110/DM/FL 4000K | Indoor Luminaires | High-Bay | High-Bay Luminaires for Commercial and Industrial Buildings | Premium | TRUE | 12282 | 115.2 | 106.6 | 15.2 | 0.963 | 4092 | 84 | 5 | 50000 | 42439 |  |  | No |  | 3.1 | 13061.6 | 118.7 | 110 | 15.2 | 0.963 | 4000 | 80
PU3W2XCW | Mester LED Limited | MESTER | HBL24D200W27V40KH[BLANK M]MD[BLANK B] | Indoor Luminaires | High-Bay | High-Bay Luminaires for Commercial and Industrial Buildings | Standard | TRUE | 24507.38 | 121.12 | 202.34 | 10.17 | 0.9532 | 4007 | 82.9 | 5 | 100000 | 42439 |  |  | Yes |  | 3.1 | 24500 | 123 | 200 | 10 | 0.9 | 4000 | 82
PCTFE7HB | InnoLED Lighting Inc. | Innoled | INNOHB-SEUD250W4X | Indoor Luminaires | High-Bay | High-Bay Luminaires for Commercial and Industrial Buildings | Standard | TRUE | 25876 | 100.84 | 257.4 | 12.66 | 0.9456 | 3060 | 83.4 | 5 | 50000 | 42439 |  |  | No |  | 3.1 | 25956 | 100.84 | 257.4 | 12.66 | 0.9456 | 3000 | 83.4
P8ECG6PZ | Mester LED Limited | MESTER | HBL24D320W27V40KH[BLANK M]MD[BLANK B] | Indoor Luminaires | High-Bay | High-Bay Luminaires for Commercial and Industrial Buildings | Standard | TRUE | 42406.6 | 131.15 | 323.34 | 14.12 | 0.9419 | 4029 | 83.2 | 5 | 100000 | 42439 |  |  | Yes |  | 3.1 | 42400 | 133 | 320 | 15 | 0.9 | 4000 | 82
PT6AXWUM | Mester LED Limited | MESTER | HBL22D160W27V40KH[BLANK M]MD[BLANK B] | Indoor Luminaires | High-Bay | High-Bay Luminaires for Commercial and Industrial Buildings | Standard | TRUE | 22007.54 | 132.6 | 165.97 | 14.36 | 0.9403 | 3973 | 83.1 | 5 | 100000 | 42439 |  |  | Yes |  | 3.1 | 22000 | 138 | 160 | 15 | 0.9 | 4000 | 82
PTPZDY9W | InnoLED Lighting Inc. | Innoled | INNOHB-SEUD120W4X | Indoor Luminaires | High-Bay | High-Bay Luminaires for Commercial and Industrial Buildings | Standard | TRUE | 13154 | 107.45 | 122.8 | 12.16 | 0.9365 | 3043 | 83.5 | 5 | 50000 | 42439 |  |  | No |  | 3.1 | 13195 | 107.45 | 122.8 | 12.16 | 0.9365 | 3000 | 83.5
PYJ747WH | InnoLED Lighting Inc. | Innoled | INNOHB-SEUD100W4X | Indoor Luminaires | High-Bay | High-Bay Luminaires for Commercial and Industrial Buildings | Standard | TRUE | 11048 | 106.17 | 104.2 | 12.8 | 0.9328 | 3047 | 83.6 | 5 | 50000 | 42439 |  |  | No |  | 3.1 | 11063 | 106.17 | 104.2 | 12.8 | 0.9328 | 3000 | 83.6
PVEXGPZJ | InnoLED Lighting Inc. | Innoled | INNOHB-SEUD150W4X | Indoor Luminaires | High-Bay | High-Bay Luminaires for Commercial and Industrial Buildings | Standard | TRUE | 16865 | 110.07 | 153.4 | 13.44 | 0.9312 | 3073 | 84 | 5 | 50000 | 42439 |  |  | No |  | 3.1 | 16886 | 110.07 | 153.4 | 13.44 | 0.9312 | 3000 | 84
PRMV2KZJ | Mester LED Limited | MESTER | HBL22D80W27V40KH[BLANK M]MD[BLANK B] | Indoor Luminaires | High-Bay | High-Bay Luminaires for Commercial and Industrial Buildings | Standard | TRUE | 11006.7 | 140.89 | 78.12 | 16.25 | 0.9243 | 3943 | 82.9 | 5 | 100000 | 42439 |  |  | Yes |  | 3.1 | 11000 | 138 | 80 | 15 | 0.9 | 4000 | 82
PX8MM3WZ | Mester LED Limited | MESTER | HBL22D105W27V40KH[BLANK M]MD[BLANK B] | Indoor Luminaires | High-Bay | High-Bay Luminaires for Commercial and Industrial Buildings | Standard | TRUE | 13328.07 | 134.37 | 99.19 | 23.64 | 0.9237 | 3974 | 82.9 | 5 | 100000 | 42439 |  |  | Yes |  | 3.1 | 13300 | 127 | 105 | 20 | 0.9 | 4000 | 82
PSDJBUX9 | InnoLED Lighting Inc. | Innoled | INNOHB-SEUD200W4X | Indoor Luminaires | High-Bay | High-Bay Luminaires for Commercial and Industrial Buildings | Standard | TRUE | 21237 | 103.73 | 205.4 | 13.37 | 0.9211 | 3056 | 83.5 | 5 | 50000 | 42439 |  |  | No |  | 3.1 | 21306 | 103.73 | 205.4 | 13.37 | 0.9211 | 3000 | 83.5
PJTQWTY6 | Shenzhen Hipower Optoelectronic Co. Ltd | LED VISION | SP-LB90W-WW | Indoor Luminaires | High-Bay | Low-Bay Luminaires for Commercial and Industrial Buildings | Standard | TRUE | 7669.3 | 86.32 | 88.85 | 15.26 | 0.9132 | 3007 | 84 | 5 | 50000 | 42439 |  |  | No |  | 3 | 7703.7 | 86.94 | 88.61 | 15.26 | 0.9132 | 3000 | 84
PXP88EQY | Shenzhen Hipower Optoelectronic Co. Ltd | LED VISION | SP-LB60W-WW | Indoor Luminaires | High-Bay | Low-Bay Luminaires for Commercial and Industrial Buildings | Standard | TRUE | 5213.5 | 84.2 | 61.92 | 14.57 | 0.9068 | 2997 | 84 | 5 | 50000 | 42439 |  |  | No |  | 3 | 5254.3 | 84.73 | 62.01 | 14.57 | 0.9068 | 3000 | 84
PUWV2Z3Z | Shenzhen Hipower Optoelectronic Co. Ltd | LED VISION | SP-LB120W-WW | Indoor Luminaires | High-Bay | High-Bay Luminaires for Commercial and Industrial Buildings | Standard | TRUE | 13995 | 111.93 | 125 | 16.54 | 0.9048 | 3000 | 84.3 | 5 | 50000 | 42439 |  |  | No |  | 3 | 13995 | 111.93 | 125 | 16.54 | 0.9048 | 3000 | 84.3
P5B72YDD | Jiangsu Ever-Tie Lighting Co. Ltd | Ever-tie | ETLB7-2FT/4L/110/DM/CL 5700K | Indoor Luminaires | High-Bay | High-Bay Luminaires for Commercial and Industrial Buildings | Premium | FALSE | [9 empty] | 42439 |  |  | No |  | 3.1 | 14488.9 | 131.7 | 110 | 15.2 | 0.963 | 5700 | 80
PG8PV7K7 | Jiangsu Ever-Tie Lighting Co. Ltd | Ever-tie | ETLB7-2FT/4L/110/DM/FL 5700K | Indoor Luminaires | High-Bay | High-Bay Luminaires for Commercial and Industrial Buildings | Premium | FALSE | [9 empty] | 42439 |  |  | No |  | 3.1 | 13949.4 | 126.8 | 110 | 15.2 | 0.963 | 5700 | 80
PJ2KUC9N | Jiangsu Ever-Tie Lighting Co. Ltd | Ever-tie | ETLB7-4FT/4L/220/DM/CL 5700K | Indoor Luminaires | High-Bay | High-Bay Luminaires for Commercial and Industrial Buildings | Premium | FALSE | [9 empty] | 42439 |  |  | No |  | 3.1 | 29235.1 | 132.9 | 220 | 9.2 | 0.969 | 5700 | 80
PVYQSFGZ | Jiangsu Ever-Tie Lighting Co. Ltd | Ever-tie | ETLB7-4FT/4L/220/DM/FL 5700K | Indoor Luminaires | High-Bay | High-Bay Luminaires for Commercial and Industrial Buildings | Premium | FALSE | [9 empty] | 42439 |  |  | No |  | 3.1 | 26938.6 | 122.4 | 220 | 9.2 | 0.969 | 5700 | 80
P4936K3P | Jiangsu Ever-Tie Lighting Co. Ltd | Ever-tie | ETLB7-2FT/6L/160/DM/CL 5700K | Indoor Luminaires | High-Bay | High-Bay Luminaires for Commercial and Industrial Buildings | Premium | FALSE | [9 empty] | 42439 |  |  | No |  | 3.1 | 20734 | 129.6 | 160 | 8.8 | 0.972 | 5700 | 80
P5WSW39H | Jiangsu Ever-Tie Lighting Co. Ltd | Ever-tie | ETLB7-2FT/6L/160/DM/FL 5700K | Indoor Luminaires | High-Bay | High-Bay Luminaires for Commercial and Industrial Buildings | Premium | FALSE | [9 empty] | 42439 |  |  | No |  | 3.1 | 19458 | 121.6 | 160 | 8.8 | 0.972 | 5700 | 80
PDNGFXY2 | Jiangsu Ever-Tie Lighting Co. Ltd | Ever-tie | ETLB7-4FT/6L/320/DM/CL 5700K | Indoor Luminaires | High-Bay | High-Bay Luminaires for Commercial and Industrial Buildings | Premium | FALSE | [9 empty] | 42439 |  |  | No |  | 3.1 | 41845.4 | 130.8 | 320 | 8.6 | 0.971 | 5700 | 80
PXC2AJ1Y | Jiangsu Ever-Tie Lighting Co. Ltd | Ever-tie | ETLB7-4FT/6L/320/DM/FL 5700K | Indoor Luminaires | High-Bay | High-Bay Luminaires for Commercial and Industrial Buildings | Premium | FALSE | [9 empty] | 42439 |  |  | No |  | 3.1 | 39675.4 | 124 | 320 | 8.6 | 0.971 | 5700 | 80
PVN2CBZD | Jiangsu Ever-Tie Lighting Co. Ltd | Ever-tie | ETLB7-2FT/4L/110/DM/CL 5000K | Indoor Luminaires | High-Bay | High-Bay Luminaires for Commercial and Industrial Buildings | Premium | FALSE | [9 empty] | 42439 |  |  | No |  | 3.1 | 14080 | 128 | 110 | 15.2 | 0.963 | 5000 | 80
PJR1237X | Jiangsu Ever-Tie Lighting Co. Ltd | Ever-tie | ETLB7-2FT/4L/110/DM/FL 5000K | Indoor Luminaires | High-Bay | High-Bay Luminaires for Commercial and Industrial Buildings | Premium | FALSE | [9 empty] | 42439 |  |  | No |  | 3.1 | 13750 | 125 | 110 | 15.2 | 0.963 | 5000 | 80
P7WAGEWJ | Jiangsu Ever-Tie Lighting Co. Ltd | Ever-tie | ETLB7-4FT/4L/220/DM/CL 5000K | Indoor Luminaires | High-Bay | High-Bay Luminaires for Commercial and Industrial Buildings | Premium | FALSE | [9 empty] | 42439 |  |  | No |  | 3.1 | 27764 | 126.2 | 220 | 9.2 | 0.969 | 5000 | 80
PDVQ5NTH | Jiangsu Ever-Tie Lighting Co. Ltd | Ever-tie | ETLB7-4FT/4L/220/DM/FL 5000K | Indoor Luminaires | High-Bay | High-Bay Luminaires for Commercial and Industrial Buildings | Premium | FALSE | [9 empty] | 42439 |  |  | No |  | 3.1 | 26730 | 121.5 | 220 | 9.2 | 0.969 | 5000 | 80
P3YY1F5G | Jiangsu Ever-Tie Lighting Co. Ltd | Ever-tie | ETLB7-2FT/6L/160/DM/CL 5000K | Indoor Luminaires | High-Bay | High-Bay Luminaires for Commercial and Industrial Buildings | Premium | FALSE | [9 empty] | 42439 |  |  | No |  | 3.1 | 20000 | 125 | 160 | 8.8 | 0.972 | 5000 | 80
PDWAJPUA | Jiangsu Ever-Tie Lighting Co. Ltd | Ever-tie | ETLB7-2FT/6L/160/DM/FL 5000K | Indoor Luminaires | High-Bay | High-Bay Luminaires for Commercial and Industrial Buildings | Premium | FALSE | [9 empty] | 42439 |  |  | No |  | 3.1 | 19280 | 120.5 | 160 | 8.8 | 0.972 | 5000 | 80
PKJTZW2Z | Jiangsu Ever-Tie Lighting Co. Ltd | Ever-tie | ETLB7-4FT/6L/320/DM/CL 5000K | Indoor Luminaires | High-Bay | High-Bay Luminaires for Commercial and Industrial Buildings | Premium | FALSE | [9 empty] | 42439 |  |  | No |  | 3.1 | 40960 | 128 | 320 | 8.6 | 0.971 | 5000 | 80
P437Z1CU | Jiangsu Ever-Tie Lighting Co. Ltd | Ever-tie | ETLB7-4FT/6L/320/DM/FL 5000K | Indoor Luminaires | High-Bay | High-Bay Luminaires for Commercial and Industrial Buildings | Premium | FALSE | [9 empty] | 42439 |  |  | No |  | 3.1 | 39360 | 123 | 320 | 8.6 | 0.971 | 5000 | 80
PBHU3W3B | Jiangsu Ever-Tie Lighting Co. Ltd | Ever-tie | ETLB7-2FT/4L/110/DM/CL 4000K | Indoor Luminaires | High-Bay | High-Bay Luminaires for Commercial and Industrial Buildings | Premium | FALSE | [9 empty] | 42439 |  |  | No |  | 3.1 | 13811.1 | 125.6 | 110 | 15.2 | 0.963 | 4000 | 80
P6J1U9UB | Jiangsu Ever-Tie Lighting Co. Ltd | Ever-tie | ETLB7-4FT/4L/220/DM/CL 4000K | Indoor Luminaires | High-Bay | High-Bay Luminaires for Commercial and Industrial Buildings | Premium | FALSE | [9 empty] | 42439 |  |  | No |  | 3.1 | 27348.9 | 124.3 | 220 | 9.2 | 0.969 | 4000 | 80
PAHVVXU8 | Jiangsu Ever-Tie Lighting Co. Ltd | Ever-tie | ETLB7-2FT/6L/160/DM/CL 4000K | Indoor Luminaires | High-Bay | High-Bay Luminaires for Commercial and Industrial Buildings | Premium | FALSE | [9 empty] | 42439 |  |  | No |  | 3.1 | 19943.4 | 124.6 | 160 | 8.8 | 0.972 | 4000 | 80
PN9GDQDY | Jiangsu Ever-Tie Lighting Co. Ltd | Ever-tie | ETLB7-4FT/6L/320/DM/CL 4000K | Indoor Luminaires | High-Bay | High-Bay Luminaires for Commercial and Industrial Buildings | Premium | FALSE | [9 empty] | 42439 |  |  | No |  | 3.1 | 40341.9 | 126.1 | 320 | 8.6 | 0.971 | 4000 | 80
PQF7YW9R | Shenzhen Hipower Optoelectronic Co. Ltd | LED VISION | SP-LB90W-DW | Indoor Luminaires | High-Bay | Low-Bay Luminaires for Commercial and Industrial Buildings | Standard | FALSE | [9 empty] | 42439 |  |  | No |  | 3 | 8327 | 94.88 | 87.76 | 15.17 | 0.9084 | 5000 | 87
P8PAH1TT | Shenzhen Hipower Optoelectronic Co. Ltd | LED VISION | SP-LB60W-DW | Indoor Luminaires | High-Bay | Low-Bay Luminaires for Commercial and Industrial Buildings | Standard | FALSE | [9 empty] | 42439 |  |  | No |  | 3 | 5438 | 87.97 | 61.82 | 14.55 | 0.9044 | 5000 | 86.8
PGSNGRQS | Shenzhen Hipower Optoelectronic Co. Ltd | LED VISION | SP-LB120W-DW | Indoor Luminaires | High-Bay | High-Bay Luminaires for Commercial and Industrial Buildings | Standard | FALSE | [9 empty] | 42439 |  |  | No |  | 3 | 14615 | 116.08 | 125.9 | 16.46 | 0.9036 | 5000 | 86.7
PZT7MKKZ | Shenzhen Hipower Optoelectronic Co. Ltd | LED VISION | SP-LB120W-NW1 | Indoor Luminaires | High-Bay | High-Bay Luminaires for Commercial and Industrial Buildings | Standard | FALSE | [9 empty] | 42439 |  |  | No |  | 3 | 13995 | 111.93 | 125 | 16.54 | 0.9048 | 4500 | 84.3
P2YK15TK | Shenzhen Hipower Optoelectronic Co. Ltd | LED VISION | SP-LB90W-NW1 | Indoor Luminaires | High-Bay | Low-Bay Luminaires for Commercial and Industrial Buildings | Standard | FALSE | [9 empty] | 42439 |  |  | No |  | 3 | 7703.7 | 86.94 | 88.61 | 15.26 | 0.9132 | 4500 | 84
P8WJXPUE | Shenzhen Hipower Optoelectronic Co. Ltd | LED VISION | SP-LB60W-NW1 | Indoor Luminaires | High-Bay | Low-Bay Luminaires for Commercial and Industrial Buildings | Standard | FALSE | [9 empty] | 42439 |  |  | No |  | 3 | 5254.3 | 84.73 | 62.01 | 14.57 | 0.9068 | 4500 | 84
PE3FYF8G | Shenzhen Hipower Optoelectronic Co. Ltd | LED VISION | SP-LB120W-NW | Indoor Luminaires | High-Bay | High-Bay Luminaires for Commercial and Industrial Buildings | Standard | FALSE | [9 empty] | 42439 |  |  | No |  | 3 | 13995 | 111.93 | 125 | 16.54 | 0.9048 | 4000 | 84.3
P2N9DHWZ | Shenzhen Hipower Optoelectronic Co. Ltd | LED VISION | SP-LB90W-NW | Indoor Luminaires | High-Bay | Low-Bay Luminaires for Commercial and Industrial Buildings | Standard | FALSE | [9 empty] | 42439 |  |  | No |  | 3 | 7703.7 | 86.94 | 88.61 | 15.26 | 0.9132 | 4000 | 84
P1THACD2 | Shenzhen Hipower Optoelectronic Co. Ltd | LED VISION | SP-LB60W-NW | Indoor Luminaires | High-Bay | Low-Bay Luminaires for Commercial and Industrial Buildings | Standard | FALSE | [9 empty] | 42439 |  |  | No |  | 3 | 5254.3 | 84.73 | 62.01 | 14.57 | 0.9068 | 4000 | 84
PPVF9REP | Shenzhen Hipower Optoelectronic Co. Ltd | LED VISION | SP-LB120W-WW1 | Indoor Luminaires | High-Bay | High-Bay Luminaires for Commercial and Industrial Buildings | Standard | FALSE | [9 empty] | 42439 |  |  | No |  | 3 | 13995 | 111.93 | 125 | 16.54 | 0.9048 | 3500 | 84.3
PBU974YC | Shenzhen Hipower Optoelectronic Co. Ltd | LED VISION | SP-LB90W-WW1 | Indoor Luminaires | High-Bay | Low-Bay Luminaires for Commercial and Industrial Buildings | Standard | FALSE | [9 empty] | 42439 |  |  | No |  | 3 | 7703.7 | 86.94 | 88.61 | 15.26 | 0.9132 | 3500 | 84
PJ4GFQET | Shenzhen Hipower Optoelectronic Co. Ltd | LED VISION | SP-LB60W-WW1 | Indoor Luminaires | High-Bay | Low-Bay Luminaires for Commercial and Industrial Buildings | Standard | FALSE | [9 empty] | 42439 |  |  | No |  | 3 | 5254.3 | 84.73 | 62.01 | 14.57 | 0.9068 | 3500 | 84
PACCDUF4 | Mester LED Limited | MESTER | HBL22D105W27V50KH[BLANK M]MD[BLANK B] | Indoor Luminaires | High-Bay | High-Bay Luminaires for Commercial and Industrial Buildings | Standard | FALSE | [9 empty] | 42439 |  |  | Yes |  | 3.1 | 13600 | 130 | 105 | 20 | 0.9 | 5000 | 82
PQS1UAH8 | Mester LED Limited | MESTER | HBL24D320W27V50KH[BLANK M]MD[BLANK B] | Indoor Luminaires | High-Bay | High-Bay Luminaires for Commercial and Industrial Buildings | Standard | FALSE | [9 empty] | 42439 |  |  | Yes |  | 3.1 | 43800 | 137 | 320 | 15 | 0.9 | 5000 | 82
PKK7ZD9H | Mester LED Limited | MESTER | HBL22D160W27V50KH[BLANK M]MD[BLANK B] | Indoor Luminaires | High-Bay | High-Bay Luminaires for Commercial and Industrial Buildings | Standard | FALSE | [9 empty] | 42439 |  |  | Yes |  | 3.1 | 22200 | 139 | 160 | 15 | 0.9 | 5000 | 82
PJ9T7KGU | Mester LED Limited | MESTER | HBL22D80W27V50KH[BLANK M]MD[BLANK B] | Indoor Luminaires | High-Bay | High-Bay Luminaires for Commercial and Industrial Buildings | Standard | FALSE | [9 empty] | 42439 |  |  | Yes |  | 3.1 | 11500 | 144 | 80 | 15 | 0.9 | 5000 | 82
PAD1AXSU | Mester LED Limited | MESTER | HBL24D200W27V50KH[BLANK M]MD[BLANK B] | Indoor Luminaires | High-Bay | High-Bay Luminaires for Commercial and Industrial Buildings | Standard | FALSE | [9 empty] | 42439 |  |  | Yes |  | 3.1 | 25800 | 129 | 200 | 10 | 0.9 | 5000 | 82
PRV17TE2 | InnoLED Lighting Inc. | Innoled | INNOHB-SEUD250C4X | Indoor Luminaires | High-Bay | High-Bay Luminaires for Commercial and Industrial Buildings | Standard | FALSE | [9 empty] | 42439 |  |  | No |  | 3.1 | 26605 | 104.21 | 255.3 | 12.7 | 0.9439 | 5700 | 85.2
PQ8MB8XF | InnoLED Lighting Inc. | Innoled | INNOHB-SEUD100C4X | Indoor Luminaires | High-Bay | High-Bay Luminaires for Commercial and Industrial Buildings | Standard | FALSE | [9 empty] | 42439 |  |  | No |  | 3.1 | 11327 | 109.34 | 103.6 | 12.32 | 0.9332 | 5700 | 85.2
PBG956RV | InnoLED Lighting Inc. | Innoled | INNOHB-SEUD150C4X | Indoor Luminaires | High-Bay | High-Bay Luminaires for Commercial and Industrial Buildings | Standard | FALSE | [9 empty] | 42439 |  |  | No |  | 3.1 | 17217 | 113.2 | 152.1 | 13.77 | 0.9326 | 5700 | 85.1
P18V77Q8 | InnoLED Lighting Inc. | Innoled | INNOHB-SEUD200C4X | Indoor Luminaires | High-Bay | High-Bay Luminaires for Commercial and Industrial Buildings | Standard | FALSE | [9 empty] | 42439 |  |  | No |  | 3.1 | 21799 | 107.28 | 203.2 | 13.74 | 0.9217 | 5700 | 84.9
P3MFFHJ7 | InnoLED Lighting Inc. | Innoled | INNOHB-SEUD120C4X | Indoor Luminaires | High-Bay | High-Bay Luminaires for Commercial and Industrial Buildings | Standard | FALSE | [9 empty] | 42439 |  |  | No |  | 3.1 | 13623 | 110.31 | 123.5 | 12.25 | 0.9354 | 5700 | 84.9
PT1GJNE6 | InnoLED Lighting Inc. | Innoled | INNOHB-SEUD150D4X | Indoor Luminaires | High-Bay | High-Bay Luminaires for Commercial and Industrial Buildings | Standard | FALSE | [9 empty] | 42439 |  |  | No |  | 3.1 | 17150 | 112.24 | 152.8 | 13.44 | 0.9312 | 5000 | 84
PD2UX49V | InnoLED Lighting Inc. | Innoled | INNOHB-SEUD100D4X | Indoor Luminaires | High-Bay | High-Bay Luminaires for Commercial and Industrial Buildings | Standard | FALSE | [9 empty] | 42439 |  |  | No |  | 3.1 | 11275 | 108.52 | 103.9 | 12.8 | 0.9328 | 5000 | 83.6
PNA7JN9Z | InnoLED Lighting Inc. | Innoled | INNOHB-SEUD200D4X | Indoor Luminaires | High-Bay | High-Bay Luminaires for Commercial and Industrial Buildings | Standard | FALSE | [9 empty] | 42439 |  |  | No |  | 3.1 | 21698 | 106.21 | 204.3 | 13.37 | 0.9211 | 5000 | 83.5
PP4UTSAK | InnoLED Lighting Inc. | Innoled | INNOHB-SEUD120D4X | Indoor Luminaires | High-Bay | High-Bay Luminaires for Commercial and Industrial Buildings | Standard | FALSE | [9 empty] | 42439 |  |  | No |  | 3.1 | 13535 | 109.86 | 123.2 | 12.16 | 0.9365 | 5000 | 83.5
P48K71ER | InnoLED Lighting Inc. | Innoled | INNOHB-SEUD250D4X | Indoor Luminaires | High-Bay | High-Bay Luminaires for Commercial and Industrial Buildings | Standard | FALSE | [9 empty] | 42439 |  |  | No |  | 3.1 | 26476 | 102.86 | 257.4 | 12.66 | 0.9456 | 5000 | 83.4
PVBZFQXW | InnoLED Lighting Inc. | Innoled | INNOHB-SEUD150F4X | Indoor Luminaires | High-Bay | High-Bay Luminaires for Commercial and Industrial Buildings | Standard | FALSE | [9 empty] | 42439 |  |  | No |  | 3.1 | 17084 | 111.81 | 152.8 | 13.44 | 0.9312 | 4500 | 84
P9BN826K | InnoLED Lighting Inc. | Innoled | INNOHB-SEUD100F4X | Indoor Luminaires | High-Bay | High-Bay Luminaires for Commercial and Industrial Buildings | Standard | FALSE | [9 empty] | 42439 |  |  | No |  | 3.1 | 11222 | 108.01 | 103.9 | 12.8 | 0.9328 | 4500 | 83.6
P3KY6S9E | InnoLED Lighting Inc. | Innoled | INNOHB-SEUD200F4X | Indoor Luminaires | High-Bay | High-Bay Luminaires for Commercial and Industrial Buildings | Standard | FALSE | [9 empty] | 42439 |  |  | No |  | 3.1 | 21600 | 105.73 | 204.3 | 13.37 | 0.9211 | 4500 | 83.5
PD2FXYHD | InnoLED Lighting Inc. | Innoled | INNOHB-SEUD120F4X | Indoor Luminaires | High-Bay | High-Bay Luminaires for Commercial and Industrial Buildings | Standard | FALSE | [9 empty] | 42439 |  |  | No |  | 3.1 | 13450 | 109.17 | 123.2 | 12.16 | 0.9365 | 4500 | 83.5
PJK4KN8S | InnoLED Lighting Inc. | Innoled | INNOHB-SEUD250F4X | Indoor Luminaires | High-Bay | High-Bay Luminaires for Commercial and Industrial Buildings | Standard | FALSE | [9 empty] | 42439 |  |  | No |  | 3.1 | 26346 | 102.35 | 257.4 | 12.66 | 0.9456 | 4500 | 83.4
PNQYG98V | InnoLED Lighting Inc. | Innoled | INNOHB-SEUD150N4X | Indoor Luminaires | High-Bay | High-Bay Luminaires for Commercial and Industrial Buildings | Standard | FALSE | [9 empty] | 42439 |  |  | No |  | 3.1 | 17018 | 111.37 | 152.8 | 13.44 | 0.9312 | 4000 | 84
PE5V6M87 | InnoLED Lighting Inc. | Innoled | INNOHB-SEUD100N4X | Indoor Luminaires | High-Bay | High-Bay Luminaires for Commercial and Industrial Buildings | Standard | FALSE | [9 empty] | 42439 |  |  | No |  | 3.1 | 11169 | 107.5 | 103.9 | 12.8 | 0.9328 | 4000 | 83.6
PJYJDXCA | InnoLED Lighting Inc. | Innoled | INNOHB-SEUD200N4X | Indoor Luminaires | High-Bay | High-Bay Luminaires for Commercial and Industrial Buildings | Standard | FALSE | [9 empty] | 42439 |  |  | No |  | 3.1 | 21502 | 105.25 | 204.3 | 13.37 | 0.9211 | 4000 | 83.5
P62ESC5K | InnoLED Lighting Inc. | Innoled | INNOHB-SEUD120N4X | Indoor Luminaires | High-Bay | High-Bay Luminaires for Commercial and Industrial Buildings | Standard | FALSE | [9 empty] | 42439 |  |  | No |  | 3.1 | 13365 | 108.48 | 123.2 | 12.16 | 0.9365 | 4000 | 83.5
P88HQYBM | InnoLED Lighting Inc. | Innoled | INNOHB-SEUD250N4X | Indoor Luminaires | High-Bay | High-Bay Luminaires for Commercial and Industrial Buildings | Standard | FALSE | [9 empty] | 42439 |  |  | No |  | 3.1 | 26216 | 101.85 | 257.4 | 12.66 | 0.9456 | 4000 | 83.4
PNRT9JS4 | InnoLED Lighting Inc. | Innoled | INNOHB-SEUD150T4X | Indoor Luminaires | High-Bay | High-Bay Luminaires for Commercial and Industrial Buildings | Standard | FALSE | [9 empty] | 42439 |  |  | No |  | 3.1 | 16952 | 110.94 | 152.8 | 13.44 | 0.9312 | 3500 | 84
PA62SM71 | InnoLED Lighting Inc. | Innoled | INNOHB-SEUD100T4X | Indoor Luminaires | High-Bay | High-Bay Luminaires for Commercial and Industrial Buildings | Standard | FALSE | [9 empty] | 42439 |  |  | No |  | 3.1 | 11116 | 106.98 | 103.9 | 12.8 | 0.9328 | 3500 | 83.6
P6B9A7MX | InnoLED Lighting Inc. | Innoled | INNOHB-SEUD200T4X | Indoor Luminaires | High-Bay | High-Bay Luminaires for Commercial and Industrial Buildings | Standard | FALSE | [9 empty] | 42439 |  |  | No |  | 3.1 | 21404 | 104.77 | 204.3 | 13.37 | 0.9211 | 3500 | 83.5
P2RE4KBM | InnoLED Lighting Inc. | Innoled | INNOHB-SEUD120T4X | Indoor Luminaires | High-Bay | High-Bay Luminaires for Commercial and Industrial Buildings | Standard | FALSE | [9 empty] | 42439 |  |  | No |  | 3.1 | 13280 | 107.79 | 123.2 | 12.16 | 0.9365 | 3500 | 83.5
PFQ48NF4 | InnoLED Lighting Inc. | Innoled | INNOHB-SEUD250T4X | Indoor Luminaires | High-Bay | High-Bay Luminaires for Commercial and Industrial Buildings | Standard | FALSE | [9 empty] | 42439 |  |  | No |  | 3.1 | 26086 | 101.34 | 257.4 | 12.66 | 0.9456 | 3500 | 83.4
P66EP8QT | Sharp Manufacturing Company of America | Sharp | DL-HB9MP7 | Indoor Luminaires | High-Bay | High-Bay Luminaires for Commercial and Industrial Buildings | Standard | TRUE | 30460 | 122.1 | 249.5 | 8.5 | 0.985 | 5618 | 73.8 | 5 | 100000 | 42438 |  |  | No |  | 3.1 | 30460 | 122.1 | 247.9 | 8.5 | 0.985 | 5618 | 73.8
P2PSAZ56 | Hubbell Lighting | Hubbell Industrial Lighting | UTB-5K-WW16-HO-X-ND-YY-DLR; (X=U 1 2 3 4); (YY=GR) | Indoor Luminaires | High-Bay | High-Bay Luminaires for Commercial and Industrial Buildings | Standard | TRUE | 23523 | 93 | 254.11 | 11.3 | 0.95 | 5148 | 84 | 5 |  | 42438 |  |  | No |  | 3.1 | 23523 | 92 | 254.11 | 8 | 0.95 | 5000 | 80
P96TRKGC | Hubbell Lighting | Hubbell Industrial Lighting | UTB-4K-WW16-HO-X-ND-YY-DLR; (X=U 1 2 3 4); (YY=GR) | Indoor Luminaires | High-Bay | High-Bay Luminaires for Commercial and Industrial Buildings | Standard | TRUE | 23381.48 | 92 | 254.11 | 11.3 | 0.95 | 3893 | 83.7 | 5 |  | 42438 |  |  | No |  | 3.1 | 23381 | 92 | 254.11 | 8 | 0.95 | 4000 | 80
PZBNWP6G | Hubbell Lighting | Hubbell Industrial Lighting | UTB-5K-WA16-HO-X-ND-YY-N; (X=U 1 2 3 4); (YY=GR) | Indoor Luminaires | High-Bay | High-Bay Luminaires for Commercial and Industrial Buildings | Standard | FALSE | [9 empty] | 42438 |  |  | No |  | 3.1 | 26985 | 107 | 252.58 | 9 | 0.94 | 5148 | 84
P59GDES6 | Hubbell Lighting | Hubbell Industrial Lighting | UTB-5K-WA16-HO-X-ND-YY-N; (X=F 5); (YY=GR) | Indoor Luminaires | High-Bay | High-Bay Luminaires for Commercial and Industrial Buildings | Standard | FALSE | [9 empty] | 42438 |  |  | No |  | 3.1 | 26985 | 107 | 252.58 | 9 | 0.94 | 5148 | 84
PWP9W2EF | Hubbell Lighting | Hubbell Industrial Lighting | UTB-5K-WA16-HO-X-CD-YY-N; (X=U 1 2 3 4); (YY=GR) | Indoor Luminaires | High-Bay | High-Bay Luminaires for Commercial and Industrial Buildings | Standard | FALSE | [9 empty] | 42438 |  |  | No |  | 3.1 | 26985 | 107 | 252.58 | 9 | 0.94 | 5148 | 84
PJ7NUC6H | Hubbell Lighting | Hubbell Industrial Lighting | UTB-5K-WA16-HO-X-CD-YY-N; (X=F 5); (YY=GR) | Indoor Luminaires | High-Bay | High-Bay Luminaires for Commercial and Industrial Buildings | Standard | FALSE | [9 empty] | 42438 |  |  | No |  | 3.1 | 26985 | 107 | 252.58 | 9 | 0.94 | 5148 | 84
PZ7UFZ5E | Hubbell Lighting | Hubbell Industrial Lighting | UTB-5K-WW16-HO-X-ND-YY-N; (X=F 5); (YY=GR) | Indoor Luminaires | High-Bay | High-Bay Luminaires for Commercial and Industrial Buildings | Standard | FALSE | [9 empty] | 42438 |  |  | No |  | 3.1 | 25727 | 101 | 254.19 | 8 | 0.95 | 5000 | 84
PDKZ1A41 | Hubbell Lighting | Hubbell Industrial Lighting | UTB-5K-WW16-HO-X-ND-YY-N; (X=U 1 2 3 4); (YY=GR) | Indoor Luminaires | High-Bay | High-Bay Luminaires for Commercial and Industrial Buildings | Standard | FALSE | [9 empty] | 42438 |  |  | No |  | 3.1 | 25727 | 101 | 254.19 | 8 | 0.95 | 5000 | 84
PX3E973P | Hubbell Lighting | Hubbell Industrial Lighting | UTB-5K-OP16-HO-X-ND-YY-N; (X=U 1 2 3 4); (YY=GR) | Indoor Luminaires | High-Bay | High-Bay Luminaires for Commercial and Industrial Buildings | Standard | FALSE | [9 empty] | 42438 |  |  | No |  | 3.1 | 27625 | 108 | 254.29 | 8 | 0.95 | 5000 | 83
PS62BKPU | Hubbell Lighting | Hubbell Industrial Lighting | UTB-5K-OP16-HO-X-ND-YY-N; (X=F 5); (YY=GR) | Indoor Luminaires | High-Bay | High-Bay Luminaires for Commercial and Industrial Buildings | Standard | FALSE | [9 empty] | 42438 |  |  | No |  | 3.1 | 27625 | 108 | 254.29 | 8 | 0.95 | 5000 | 83
PGYJJW3K | Hubbell Lighting | Hubbell Industrial Lighting | UTB-5K-SB16-HO-X-ND-YY-N; (X=F 5); (YY=GR) | Indoor Luminaires | High-Bay | High-Bay Luminaires for Commercial and Industrial Buildings | Standard | FALSE | [9 empty] | 42438 |  |  | No |  | 3.1 | 27335 | 107 | 254.47 | 8 | 0.95 | 5000 | 83
PFQ21S5Q | Hubbell Lighting | Hubbell Industrial Lighting | UTB-5K-SB16-HO-X-ND-YY-N; (X=U 1 2 3 4); (YY=GR) | Indoor Luminaires | High-Bay | High-Bay Luminaires for Commercial and Industrial Buildings | Standard | FALSE | [9 empty] | 42438 |  |  | No |  | 3.1 | 27335 | 107 | 254.47 | 8 | 0.95 | 5000 | 83
PW1D9JAR | Hubbell Lighting | Hubbell Industrial Lighting | UTB-5K-WA16-HO-X-ND-YY-P95; (X=U 1 2 3 4); (YY=GR) | Indoor Luminaires | High-Bay | High-Bay Luminaires for Commercial and Industrial Buildings | Standard | FALSE | [9 empty] | 42438 |  |  | No |  | 3.1 | 25569 | 100 | 253.51 | 10 | 0.94 | 5000 | 80
P77C7Y5N | Hubbell Lighting | Hubbell Industrial Lighting | UTB-5K-WA16-HO-X-ND-YY-P95; (X=F 5); (YY=GR) | Indoor Luminaires | High-Bay | High-Bay Luminaires for Commercial and Industrial Buildings | Standard | FALSE | [9 empty] | 42438 |  |  | No |  | 3.1 | 25569 | 100 | 253.51 | 10 | 0.94 | 5000 | 80
PJ9WZCN2 | Hubbell Lighting | Hubbell Industrial Lighting | UTB-5K-WA16-HO-X-ND-YY-DLR; (X=F 5); (YY=GR) | Indoor Luminaires | High-Bay | High-Bay Luminaires for Commercial and Industrial Buildings | Standard | FALSE | [9 empty] | 42438 |  |  | No |  | 3.1 | 25538 | 100 | 253.56 | 10 | 0.94 | 5000 | 80
P5Y7XZVA | Hubbell Lighting | Hubbell Industrial Lighting | UTB-5K-WA16-HO-X-ND-YY-DLR; (X=U 1 2 3 4); (YY=GR) | Indoor Luminaires | High-Bay | High-Bay Luminaires for Commercial and Industrial Buildings | Standard | FALSE | [9 empty] | 42438 |  |  | No |  | 3.1 | 25538 | 100 | 253.56 | 10 | 0.94 | 5000 | 80
PSN3KHTB | Hubbell Lighting | Hubbell Industrial Lighting | UTB-5K-WA16-HO-X-ND-YY-CDL; (X=F 5); (YY=GR) | Indoor Luminaires | High-Bay | High-Bay Luminaires for Commercial and Industrial Buildings | Standard | FALSE | [9 empty] | 42438 |  |  | No |  | 3.1 | 25449 | 100 | 253.6 | 10 | 0.94 | 5000 | 80
PDJKV93A | Hubbell Lighting | Hubbell Industrial Lighting | UTB-5K-WA16-HO-X-ND-YY-CDL; (X=U 1 2 3 4); (YY=GR) | Indoor Luminaires | High-Bay | High-Bay Luminaires for Commercial and Industrial Buildings | Standard | FALSE | [9 empty] | 42438 |  |  | No |  | 3.1 | 25449 | 100 | 253.6 | 10 | 0.94 | 5000 | 80
PUGTQPFA | Hubbell Lighting | Hubbell Industrial Lighting | UTB-5K-OP16-HO-X-ND-YY-P95; (X=F 5); (YY=GR) | Indoor Luminaires | High-Bay | High-Bay Luminaires for Commercial and Industrial Buildings | Standard | FALSE | [9 empty] | 42438 |  |  | No |  | 3.1 | 25975 | 102 | 254.09 | 8 | 0.95 | 5000 | 80
PKKVXH8A | Hubbell Lighting | Hubbell Industrial Lighting | UTB-5K-OP16-HO-X-ND-YY-P95; (X=U 1 2 3 4); (YY=GR) | Indoor Luminaires | High-Bay | High-Bay Luminaires for Commercial and Industrial Buildings | Standard | FALSE | [9 empty] | 42438 |  |  | No |  | 3.1 | 25975 | 102 | 254.09 | 8 | 0.95 | 5000 | 80
PMWY4ESB | Hubbell Lighting | Hubbell Industrial Lighting | UTB-5K-OP16-HO-X-ND-YY-CDL; (X=U 1 2 3 4); (YY=GR) | Indoor Luminaires | High-Bay | High-Bay Luminaires for Commercial and Industrial Buildings | Standard | FALSE | [9 empty] | 42438 |  |  | No |  | 3.1 | 25937 | 102 | 254.22 | 8 | 0.95 | 5000 | 80
PAPHU6FH | Hubbell Lighting | Hubbell Industrial Lighting | UTB-5K-OP16-HO-X-ND-YY-CDL; (X=F 5); (YY=GR) | Indoor Luminaires | High-Bay | High-Bay Luminaires for Commercial and Industrial Buildings | Standard | FALSE | [9 empty] | 42438 |  |  | No |  | 3.1 | 25937 | 102 | 254.22 | 8 | 0.95 | 5000 | 80
PVFFTQPC | Hubbell Lighting | Hubbell Industrial Lighting | UTB-5K-OP16-HO-X-ND-YY-DLR; (X=F 5); (YY=GR) | Indoor Luminaires | High-Bay | High-Bay Luminaires for Commercial and Industrial Buildings | Standard | FALSE | [9 empty] | 42438 |  |  | No |  | 3.1 | 25767 | 101 | 254.25 | 8 | 0.95 | 5000 | 80
PM9A2F6R | Hubbell Lighting | Hubbell Industrial Lighting | UTB-5K-OP16-HO-X-ND-YY-DLR; (X=U 1 2 3 4); (YY=GR) | Indoor Luminaires | High-Bay | High-Bay Luminaires for Commercial and Industrial Buildings | Standard | FALSE | [9 empty] | 42438 |  |  | No |  | 3.1 | 25767 | 101 | 254.25 | 8 | 0.95 | 5000 | 80
PHD33D7T | Hubbell Lighting | Hubbell Industrial Lighting | UTB-5K-SB16-HO-X-ND-YY-P95; (X=U 1 2 3 4); (YY=GR) | Indoor Luminaires | High-Bay | High-Bay Luminaires for Commercial and Industrial Buildings | Standard | FALSE | [9 empty] | 42438 |  |  | No |  | 3.1 | 25674 | 100 | 254.23 | 8 | 0.95 | 5000 | 80
P138WS8W | Hubbell Lighting | Hubbell Industrial Lighting | UTB-5K-SB16-HO-X-ND-YY-P95; (X=F 5); (YY=GR) | Indoor Luminaires | High-Bay | High-Bay Luminaires for Commercial and Industrial Buildings | Standard | FALSE | [9 empty] | 42438 |  |  | No |  | 3.1 | 25674 | 100 | 254.23 | 8 | 0.95 | 5000 | 80
PY3THRZU | Hubbell Lighting | Hubbell Industrial Lighting | UTB-5K-SB16-HO-X-ND-YY-CDL; (X=F 5); (YY=GR) | Indoor Luminaires | High-Bay | High-Bay Luminaires for Commercial and Industrial Buildings | Standard | FALSE | [9 empty] | 42438 |  |  | No |  | 3.1 | 25597 | 100 | 254.15 | 8 | 0.95 | 5000 | 80
P3GNTVS6 | Hubbell Lighting | Hubbell Industrial Lighting | UTB-5K-SB16-HO-X-ND-YY-CDL; (X=U 1 2 3 4); (YY=GR) | Indoor Luminaires | High-Bay | High-Bay Luminaires for Commercial and Industrial Buildings | Standard | FALSE | [9 empty] | 42438 |  |  | No |  | 3.1 | 25597 | 100 | 254.15 | 8 | 0.95 | 5000 | 80
P25242NQ | Hubbell Lighting | Hubbell Industrial Lighting | UTB-5K-SB16-HO-X-ND-YY-DLR; (X=F 5); (YY=GR) | Indoor Luminaires | High-Bay | High-Bay Luminaires for Commercial and Industrial Buildings | Standard | FALSE | [9 empty] | 42438 |  |  | No |  | 3.1 | 25383 | 99 | 253.98 | 8 | 0.95 | 5000 | 80
P1H2CCVQ | Hubbell Lighting | Hubbell Industrial Lighting | UTB-5K-SB16-HO-X-ND-YY-DLR; (X=U 1 2 3 4); (YY=GR) | Indoor Luminaires | High-Bay | High-Bay Luminaires for Commercial and Industrial Buildings | Standard | FALSE | [9 empty] | 42438 |  |  | No |  | 3.1 | 25383 | 99 | 253.98 | 8 | 0.95 | 5000 | 80
PJZ57QJN | Hubbell Lighting | Hubbell Industrial Lighting | UTB-5K-WW16-HO-X-ND-YY-CDL; (X=U 1 2 3 4); (YY=GR) | Indoor Luminaires | High-Bay | High-Bay Luminaires for Commercial and Industrial Buildings | Standard | FALSE | [9 empty] | 42438 |  |  | No |  | 3.1 | 23863 | 93 | 254.09 | 8 | 0.95 | 5000 | 80
PCDVHZME | Hubbell Lighting | Hubbell Industrial Lighting | UTB-5K-WW16-HO-X-ND-YY-CDL; (X=F 5); (YY=GR) | Indoor Luminaires | High-Bay | High-Bay Luminaires for Commercial and Industrial Buildings | Standard | FALSE | [9 empty] | 42438 |  |  | No |  | 3.1 | 23863 | 93 | 254.09 | 8 | 0.95 | 5000 | 80
PNMZATQC | Hubbell Lighting | Hubbell Industrial Lighting | UTB-5K-WW16-HO-X-ND-YY-P95; (X=U 1 2 3 4); (YY=GR) | Indoor Luminaires | High-Bay | High-Bay Luminaires for Commercial and Industrial Buildings | Standard | FALSE | [9 empty] | 42438 |  |  | No |  | 3.1 | 23841 | 93 | 254 | 8 | 0.95 | 5000 | 80
PJEJ8KN5 | Hubbell Lighting | Hubbell Industrial Lighting | UTB-5K-WW16-HO-X-ND-YY-P95; (X=F 5); (YY=GR) | Indoor Luminaires | High-Bay | High-Bay Luminaires for Commercial and Industrial Buildings | Standard | FALSE | [9 empty] | 42438 |  |  | No |  | 3.1 | 23841 | 93 | 254 | 8 | 0.95 | 5000 | 80
PY6YV7Z5 | Hubbell Lighting | Hubbell Industrial Lighting | UTB-5K-WW16-HO-X-ND-YY-DLR; (X=F 5); (YY=GR) | Indoor Luminaires | High-Bay | High-Bay Luminaires for Commercial and Industrial Buildings | Standard | FALSE | [9 empty] | 42438 |  |  | No |  | 3.1 | 23523 | 92 | 254.11 | 8 | 0.95 | 5000 | 80
PM7SEDVE | Hubbell Lighting | Hubbell Industrial Lighting | UTB-5K-WW16-HO-X-CD-YY-N; (X=F 5); (YY=GR) | Indoor Luminaires | High-Bay | High-Bay Luminaires for Commercial and Industrial Buildings | Standard | FALSE | [9 empty] | 42438 |  |  | No |  | 3.1 | 25727 | 101 | 254.19 | 8 | 0.95 | 5000 | 84
P2CYC6YJ | Hubbell Lighting | Hubbell Industrial Lighting | UTB-5K-WW16-HO-X-CD-YY-N; (X=U 1 2 3 4); (YY=GR) | Indoor Luminaires | High-Bay | High-Bay Luminaires for Commercial and Industrial Buildings | Standard | FALSE | [9 empty] | 42438 |  |  | No |  | 3.1 | 25727 | 101 | 254.19 | 8 | 0.95 | 5000 | 84
PXRYD6XE | Hubbell Lighting | Hubbell Industrial Lighting | UTB-5K-OP16-HO-X-CD-YY-N; (X=F 5); (YY=GR) | Indoor Luminaires | High-Bay | High-Bay Luminaires for Commercial and Industrial Buildings | Standard | FALSE | [9 empty] | 42438 |  |  | No |  | 3.1 | 27625 | 108 | 254.29 | 8 | 0.95 | 5000 | 83
PF25FDBT | Hubbell Lighting | Hubbell Industrial Lighting | UTB-5K-OP16-HO-X-CD-YY-N; (X=U 1 2 3 4); (YY=GR) | Indoor Luminaires | High-Bay | High-Bay Luminaires for Commercial and Industrial Buildings | Standard | FALSE | [9 empty] | 42438 |  |  | No |  | 3.1 | 27625 | 108 | 254.29 | 8 | 0.95 | 5000 | 83
PP729QE7 | Hubbell Lighting | Hubbell Industrial Lighting | UTB-5K-SB16-HO-X-CD-YY-N; (X=U 1 2 3 4); (YY=GR) | Indoor Luminaires | High-Bay | High-Bay Luminaires for Commercial and Industrial Buildings | Standard | FALSE | [9 empty] | 42438 |  |  | No |  | 3.1 | 27335 | 107 | 254.47 | 8 | 0.95 | 5000 | 83
PHFB1P9A | Hubbell Lighting | Hubbell Industrial Lighting | UTB-5K-SB16-HO-X-CD-YY-N; (X=F 5); (YY=GR) | Indoor Luminaires | High-Bay | High-Bay Luminaires for Commercial and Industrial Buildings | Standard | FALSE | [9 empty] | 42438 |  |  | No |  | 3.1 | 27335 | 107 | 254.47 | 8 | 0.95 | 5000 | 83
PEW67ZHS | Hubbell Lighting | Hubbell Industrial Lighting | UTB-5K-WA16-HO-X-CD-YY-P95; (X=F 5); (YY=GR) | Indoor Luminaires | High-Bay | High-Bay Luminaires for Commercial and Industrial Buildings | Standard | FALSE | [9 empty] | 42438 |  |  | No |  | 3.1 | 25569 | 100 | 253.51 | 10 | 0.94 | 5000 | 80
PCXES6DD | Hubbell Lighting | Hubbell Industrial Lighting | UTB-5K-WA16-HO-X-CD-YY-P95; (X=U 1 2 3 4); (YY=GR) | Indoor Luminaires | High-Bay | High-Bay Luminaires for Commercial and Industrial Buildings | Standard | FALSE | [9 empty] | 42438 |  |  | No |  | 3.1 | 25569 | 100 | 253.51 | 10 | 0.94 | 5000 | 80
PV5GFPMG | Hubbell Lighting | Hubbell Industrial Lighting | UTB-5K-WA16-HO-X-CD-YY-DLR; (X=U 1 2 3 4); (YY=GR) | Indoor Luminaires | High-Bay | High-Bay Luminaires for Commercial and Industrial Buildings | Standard | FALSE | [9 empty] | 42438 |  |  | No |  | 3.1 | 25538 | 100 | 253.56 | 10 | 0.94 | 5000 | 80
P6G325QR | Hubbell Lighting | Hubbell Industrial Lighting | UTB-5K-WA16-HO-X-CD-YY-DLR; (X=F 5); (YY=GR) | Indoor Luminaires | High-Bay | High-Bay Luminaires for Commercial and Industrial Buildings | Standard | FALSE | [9 empty] | 42438 |  |  | No |  | 3.1 | 25538 | 100 | 253.56 | 10 | 0.94 | 5000 | 80
PAWRC83X | Hubbell Lighting | Hubbell Industrial Lighting | UTB-5K-WA16-HO-X-CD-YY-CDL; (X=U 1 2 3 4); (YY=GR) | Indoor Luminaires | High-Bay | High-Bay Luminaires for Commercial and Industrial Buildings | Standard | FALSE | [9 empty] | 42438 |  |  | No |  | 3.1 | 25449 | 100 | 253.6 | 10 | 0.94 | 5000 | 80
P75QW62A | Hubbell Lighting | Hubbell Industrial Lighting | UTB-5K-WA16-HO-X-CD-YY-CDL; (X=F 5); (YY=GR) | Indoor Luminaires | High-Bay | High-Bay Luminaires for Commercial and Industrial Buildings | Standard | FALSE | [9 empty] | 42438 |  |  | No |  | 3.1 | 25449 | 100 | 253.6 | 10 | 0.94 | 5000 | 80
PUAWZ8CN | Hubbell Lighting | Hubbell Industrial Lighting | UTB-5K-OP16-HO-X-CD-YY-P95; (X=U 1 2 3 4); (YY=GR) | Indoor Luminaires | High-Bay | High-Bay Luminaires for Commercial and Industrial Buildings | Standard | FALSE | [9 empty] | 42438 |  |  | No |  | 3.1 | 25975 | 102 | 254.09 | 8 | 0.95 | 5000 | 80
P2Q3F7MD | Hubbell Lighting | Hubbell Industrial Lighting | UTB-5K-OP16-HO-X-CD-YY-P95; (X=F 5); (YY=GR) | Indoor Luminaires | High-Bay | High-Bay Luminaires for Commercial and Industrial Buildings | Standard | FALSE | [9 empty] | 42438 |  |  | No |  | 3.1 | 25975 | 102 | 254.09 | 8 | 0.95 | 5000 | 80
PAESTKG7 | Hubbell Lighting | Hubbell Industrial Lighting | UTB-5K-OP16-HO-X-CD-YY-CDL; (X=F 5); (YY=GR) | Indoor Luminaires | High-Bay | High-Bay Luminaires for Commercial and Industrial Buildings | Standard | FALSE | [9 empty] | 42438 |  |  | No |  | 3.1 | 25937 | 102 | 254.22 | 8 | 0.95 | 5000 | 80
P2NBY56X | Hubbell Lighting | Hubbell Industrial Lighting | UTB-5K-OP16-HO-X-CD-YY-CDL; (X=U 1 2 3 4); (YY=GR) | Indoor Luminaires | High-Bay | High-Bay Luminaires for Commercial and Industrial Buildings | Standard | FALSE | [9 empty] | 42438 |  |  | No |  | 3.1 | 25937 | 102 | 254.22 | 8 | 0.95 | 5000 | 80
PT6HFRQC | Hubbell Lighting | Hubbell Industrial Lighting | UTB-5K-OP16-HO-X-CD-YY-DLR; (X=U 1 2 3 4); (YY=GR) | Indoor Luminaires | High-Bay | High-Bay Luminaires for Commercial and Industrial Buildings | Standard | FALSE | [9 empty] | 42438 |  |  | No |  | 3.1 | 25767 | 101 | 254.25 | 8 | 0.95 | 5000 | 80
P1WKYFCQ | Hubbell Lighting | Hubbell Industrial Lighting | UTB-5K-OP16-HO-X-CD-YY-DLR; (X=F 5); (YY=GR) | Indoor Luminaires | High-Bay | High-Bay Luminaires for Commercial and Industrial Buildings | Standard | FALSE | [9 empty] | 42438 |  |  | No |  | 3.1 | 25767 | 101 | 254.25 | 8 | 0.95 | 5000 | 80
P8MAJMK3 | Hubbell Lighting | Hubbell Industrial Lighting | UTB-5K-SB16-HO-X-CD-YY-P95; (X=U 1 2 3 4); (YY=GR) | Indoor Luminaires | High-Bay | High-Bay Luminaires for Commercial and Industrial Buildings | Standard | FALSE | [9 empty] | 42438 |  |  | No |  | 3.1 | 25674 | 100 | 254.23 | 8 | 0.95 | 5000 | 80
P81AEHA6 | Hubbell Lighting | Hubbell Industrial Lighting | UTB-5K-SB16-HO-X-CD-YY-P95; (X=F 5); (YY=GR) | Indoor Luminaires | High-Bay | High-Bay Luminaires for Commercial and Industrial Buildings | Standard | FALSE | [9 empty] | 42438 |  |  | No |  | 3.1 | 25674 | 100 | 254.23 | 8 | 0.95 | 5000 | 80
P429YXMZ | Hubbell Lighting | Hubbell Industrial Lighting | UTB-5K-SB16-HO-X-CD-YY-CDL; (X=F 5); (YY=GR) | Indoor Luminaires | High-Bay | High-Bay Luminaires for Commercial and Industrial Buildings | Standard | FALSE | [9 empty] | 42438 |  |  | No |  | 3.1 | 25597 | 100 | 254.15 | 8 | 0.95 | 5000 | 80
P1TVBJDN | Hubbell Lighting | Hubbell Industrial Lighting | UTB-5K-SB16-HO-X-CD-YY-CDL; (X=U 1 2 3 4); (YY=GR) | Indoor Luminaires | High-Bay | High-Bay Luminaires for Commercial and Industrial Buildings | Standard | FALSE | [9 empty] | 42438 |  |  | No |  | 3.1 | 25597 | 100 | 254.15 | 8 | 0.95 | 5000 | 80
PW2HAWHR | Hubbell Lighting | Hubbell Industrial Lighting | UTB-5K-SB16-HO-X-CD-YY-DLR; (X=F 5); (YY=GR) | Indoor Luminaires | High-Bay | High-Bay Luminaires for Commercial and Industrial Buildings | Standard | FALSE | [9 empty] | 42438 |  |  | No |  | 3.1 | 25383 | 99 | 253.98 | 8 | 0.95 | 5000 | 80
PV9VNBDU | Hubbell Lighting | Hubbell Industrial Lighting | UTB-5K-SB16-HO-X-CD-YY-DLR; (X=U 1 2 3 4); (YY=GR) | Indoor Luminaires | High-Bay | High-Bay Luminaires for Commercial and Industrial Buildings | Standard | FALSE | [9 empty] | 42438 |  |  | No |  | 3.1 | 25383 | 99 | 253.98 | 8 | 0.95 | 5000 | 80
PPYKDNGE | Hubbell Lighting | Hubbell Industrial Lighting | UTB-5K-WW16-HO-X-CD-YY-CDL; (X=U 1 2 3 4); (YY=GR) | Indoor Luminaires | High-Bay | High-Bay Luminaires for Commercial and Industrial Buildings | Standard | FALSE | [9 empty] | 42438 |  |  | No |  | 3.1 | 23863 | 93 | 254.09 | 8 | 0.95 | 5000 | 80
P21U9C2J | Hubbell Lighting | Hubbell Industrial Lighting | UTB-5K-WW16-HO-X-CD-YY-CDL; (X=F 5); (YY=GR) | Indoor Luminaires | High-Bay | High-Bay Luminaires for Commercial and Industrial Buildings | Standard | FALSE | [9 empty] | 42438 |  |  | No |  | 3.1 | 23863 | 93 | 254.09 | 8 | 0.95 | 5000 | 80
P2Z59NCU | Hubbell Lighting | Hubbell Industrial Lighting | UTB-5K-WW16-HO-X-CD-YY-P95; (X=U 1 2 3 4); (YY=GR) | Indoor Luminaires | High-Bay | High-Bay Luminaires for Commercial and Industrial Buildings | Standard | FALSE | [9 empty] | 42438 |  |  | No |  | 3.1 | 23841 | 93 | 254 | 8 | 0.95 | 5000 | 80
P1Y2K6JD | Hubbell Lighting | Hubbell Industrial Lighting | UTB-5K-WW16-HO-X-CD-YY-P95; (X=F 5); (YY=GR) | Indoor Luminaires | High-Bay | High-Bay Luminaires for Commercial and Industrial Buildings | Standard | FALSE | [9 empty] | 42438 |  |  | No |  | 3.1 | 23841 | 93 | 254 | 8 | 0.95 | 5000 | 80
PT72TM7A | Hubbell Lighting | Hubbell Industrial Lighting | UTB-5K-WW16-HO-X-CD-YY-DLR; (X=F 5); (YY=GR) | Indoor Luminaires | High-Bay | High-Bay Luminaires for Commercial and Industrial Buildings | Standard | FALSE | [9 empty] | 42438 |  |  | No |  | 3.1 | 23523 | 92 | 254.11 | 8 | 0.95 | 5000 | 80
P81AK2BD | Hubbell Lighting | Hubbell Industrial Lighting | UTB-5K-WW16-HO-X-CD-YY-DLR; (X=U 1 2 3 4); (YY=GR) | Indoor Luminaires | High-Bay | High-Bay Luminaires for Commercial and Industrial Buildings | Standard | FALSE | [9 empty] | 42438 |  |  | No |  | 3.1 | 23523 | 92 | 254.11 | 8 | 0.95 | 5000 | 80
PQGC9J77 | Hubbell Lighting | Hubbell Industrial Lighting | UTB-4K-WA16-HO-X-ND-YY-DLR; (X=F 5); (YY=GR) | Indoor Luminaires | High-Bay | High-Bay Luminaires for Commercial and Industrial Buildings | Standard | FALSE | [9 empty] | 42438 |  |  | No |  | 3.1 | 25386.03 | 100 | 253.56 | 10 | 0.94 | 4000 | 80
PB5A8VX3 | Hubbell Lighting | Hubbell Industrial Lighting | UTB-4K-WA16-HO-X-ND-YY-DLR; (X=U 1 2 3 4); (YY=GR) | Indoor Luminaires | High-Bay | High-Bay Luminaires for Commercial and Industrial Buildings | Standard | FALSE | [9 empty] | 42438 |  |  | No |  | 3.1 | 25386.03 | 100 | 253.56 | 10 | 0.94 | 4000 | 80
PTWRRVW1 | Hubbell Lighting | Hubbell Industrial Lighting | UTB-4K-WA16-HO-X-ND-YY-P95; (X=U 1 2 3 4); (YY=GR) | Indoor Luminaires | High-Bay | High-Bay Luminaires for Commercial and Industrial Buildings | Standard | FALSE | [9 empty] | 42438 |  |  | No |  | 3.1 | 25349.35 | 100 | 253.51 | 10 | 0.94 | 4000 | 80
PBWTZ821 | Hubbell Lighting | Hubbell Industrial Lighting | UTB-4K-WA16-HO-X-ND-YY-P95; (X=F 5); (YY=GR) | Indoor Luminaires | High-Bay | High-Bay Luminaires for Commercial and Industrial Buildings | Standard | FALSE | [9 empty] | 42438 |  |  | No |  | 3.1 | 25349.35 | 100 | 253.51 | 10 | 0.94 | 4000 | 80
PHSMDC1A | Hubbell Lighting | Hubbell Industrial Lighting | UTB-4K-WA16-HO-X-ND-YY-CDL; (X=U 1 2 3 4); (YY=GR) | Indoor Luminaires | High-Bay | High-Bay Luminaires for Commercial and Industrial Buildings | Standard | FALSE | [9 empty] | 42438 |  |  | No |  | 3.1 | 25290.3 | 100 | 253.6 | 10 | 0.94 | 4000 | 80
P7HPG7TZ | Hubbell Lighting | Hubbell Industrial Lighting | UTB-4K-WA16-HO-X-ND-YY-CDL; (X=F 5); (YY=GR) | Indoor Luminaires | High-Bay | High-Bay Luminaires for Commercial and Industrial Buildings | Standard | FALSE | [9 empty] | 42438 |  |  | No |  | 3.1 | 25290.3 | 100 | 253.6 | 10 | 0.94 | 4000 | 80
PZT1PZEZ | Hubbell Lighting | Hubbell Industrial Lighting | UTB-4K-OP16-HO-X-ND-YY-CDL; (X=F 5); (YY=GR) | Indoor Luminaires | High-Bay | High-Bay Luminaires for Commercial and Industrial Buildings | Standard | FALSE | [9 empty] | 42438 |  |  | No |  | 3.1 | 25779.55 | 101 | 254.22 | 8 | 0.95 | 4000 | 80
PAEN6UBW | Hubbell Lighting | Hubbell Industrial Lighting | UTB-4K-OP16-HO-X-ND-YY-CDL; (X=U 1 2 3 4); (YY=GR) | Indoor Luminaires | High-Bay | High-Bay Luminaires for Commercial and Industrial Buildings | Standard | FALSE | [9 empty] | 42438 |  |  | No |  | 3.1 | 25779.55 | 101 | 254.22 | 8 | 0.95 | 4000 | 80
PWESTYP1 | Hubbell Lighting | Hubbell Industrial Lighting | UTB-4K-OP16-HO-X-ND-YY-P95; (X=U 1 2 3 4); (YY=GR) | Indoor Luminaires | High-Bay | High-Bay Luminaires for Commercial and Industrial Buildings | Standard | FALSE | [9 empty] | 42438 |  |  | No |  | 3.1 | 25770.34 | 101 | 254.09 | 8 | 0.95 | 4000 | 80
PN14C15M | Hubbell Lighting | Hubbell Industrial Lighting | UTB-4K-OP16-HO-X-ND-YY-P95; (X=F 5); (YY=GR) | Indoor Luminaires | High-Bay | High-Bay Luminaires for Commercial and Industrial Buildings | Standard | FALSE | [9 empty] | 42438 |  |  | No |  | 3.1 | 25770.34 | 101 | 254.09 | 8 | 0.95 | 4000 | 80
PXADV9C4 | Hubbell Lighting | Hubbell Industrial Lighting | UTB-4K-OP16-HO-X-ND-YY-DLR; (X=F 5); (YY=GR) | Indoor Luminaires | High-Bay | High-Bay Luminaires for Commercial and Industrial Buildings | Standard | FALSE | [9 empty] | 42438 |  |  | No |  | 3.1 | 25625.2 | 101 | 254.25 | 8 | 0.95 | 4000 | 80
P646A3GR | Hubbell Lighting | Hubbell Industrial Lighting | UTB-4K-OP16-HO-X-ND-YY-DLR; (X=U 1 2 3 4); (YY=GR) | Indoor Luminaires | High-Bay | High-Bay Luminaires for Commercial and Industrial Buildings | Standard | FALSE | [9 empty] | 42438 |  |  | No |  | 3.1 | 25625.2 | 101 | 254.25 | 8 | 0.95 | 4000 | 80
PXJ6411E | Hubbell Lighting | Hubbell Industrial Lighting | UTB-4K-SB16-HO-X-ND-YY-P95; (X=F 5); (YY=GR) | Indoor Luminaires | High-Bay | High-Bay Luminaires for Commercial and Industrial Buildings | Standard | FALSE | [9 empty] | 42438 |  |  | No |  | 3.1 | 25468.36 | 100 | 254.23 | 8 | 0.95 | 4000 | 80
P52UYHX2 | Hubbell Lighting | Hubbell Industrial Lighting | UTB-4K-SB16-HO-X-ND-YY-P95; (X=U 1 2 3 4); (YY=GR) | Indoor Luminaires | High-Bay | High-Bay Luminaires for Commercial and Industrial Buildings | Standard | FALSE | [9 empty] | 42438 |  |  | No |  | 3.1 | 25468.36 | 100 | 254.23 | 8 | 0.95 | 4000 | 80
PQ3X8F75 | Hubbell Lighting | Hubbell Industrial Lighting | UTB-4K-SB16-HO-X-ND-YY-CDL; (X=U 1 2 3 4); (YY=GR) | Indoor Luminaires | High-Bay | High-Bay Luminaires for Commercial and Industrial Buildings | Standard | FALSE | [9 empty] | 42438 |  |  | No |  | 3.1 | 25445.26 | 100 | 254.15 | 8 | 0.95 | 4000 | 80
P2EPG18N | Hubbell Lighting | Hubbell Industrial Lighting | UTB-4K-SB16-HO-X-ND-YY-CDL; (X=F 5); (YY=GR) | Indoor Luminaires | High-Bay | High-Bay Luminaires for Commercial and Industrial Buildings | Standard | FALSE | [9 empty] | 42438 |  |  | No |  | 3.1 | 25445.26 | 100 | 254.15 | 8 | 0.95 | 4000 | 80
PC2TWJP3 | Hubbell Lighting | Hubbell Industrial Lighting | UTB-4K-SB16-HO-X-ND-YY-DLR; (X=F 5); (YY=GR) | Indoor Luminaires | High-Bay | High-Bay Luminaires for Commercial and Industrial Buildings | Standard | FALSE | [9 empty] | 42438 |  |  | No |  | 3.1 | 25246.24 | 99 | 253.98 | 8 | 0.95 | 4000 | 80
P66FAXAJ | Hubbell Lighting | Hubbell Industrial Lighting | UTB-4K-SB16-HO-X-ND-YY-DLR; (X=U 1 2 3 4); (YY=GR) | Indoor Luminaires | High-Bay | High-Bay Luminaires for Commercial and Industrial Buildings | Standard | FALSE | [9 empty] | 42438 |  |  | No |  | 3.1 | 25246.24 | 99 | 253.98 | 8 | 0.95 | 4000 | 80
PKGSDP3N | Hubbell Lighting | Hubbell Industrial Lighting | UTB-4K-WW16-HO-X-ND-YY-CDL; (X=F 5); (YY=GR) | Indoor Luminaires | High-Bay | High-Bay Luminaires for Commercial and Industrial Buildings | Standard | FALSE | [9 empty] | 42438 |  |  | No |  | 3.1 | 23711 | 93 | 254.09 | 8 | 0.95 | 4000 | 80
PJHD44CB | Hubbell Lighting | Hubbell Industrial Lighting | UTB-4K-WW16-HO-X-ND-YY-CDL; (X=U 1 2 3 4); (YY=GR) | Indoor Luminaires | High-Bay | High-Bay Luminaires for Commercial and Industrial Buildings | Standard | FALSE | [9 empty] | 42438 |  |  | No |  | 3.1 | 23711 | 93 | 254.09 | 8 | 0.95 | 4000 | 80
PNCJXCBA | Hubbell Lighting | Hubbell Industrial Lighting | UTB-4K-WW16-HO-X-ND-YY-P95; (X=U 1 2 3 4); (YY=GR) | Indoor Luminaires | High-Bay | High-Bay Luminaires for Commercial and Industrial Buildings | Standard | FALSE | [9 empty] | 42438 |  |  | No |  | 3.1 | 23632.78 | 93 | 254 | 8 | 0.95 | 4000 | 80
P1T2ND73 | Hubbell Lighting | Hubbell Industrial Lighting | UTB-4K-WW16-HO-X-ND-YY-P95; (X=F 5); (YY=GR) | Indoor Luminaires | High-Bay | High-Bay Luminaires for Commercial and Industrial Buildings | Standard | FALSE | [9 empty] | 42438 |  |  | No |  | 3.1 | 23632.78 | 93 | 254 | 8 | 0.95 | 4000 | 80
PE4MG57E | Hubbell Lighting | Hubbell Industrial Lighting | UTB-4K-WW16-HO-X-ND-YY-DLR; (X=F 5); (YY=GR) | Indoor Luminaires | High-Bay | High-Bay Luminaires for Commercial and Industrial Buildings | Standard | FALSE | [9 empty] | 42438 |  |  | No |  | 3.1 | 23381 | 92 | 254.11 | 8 | 0.95 | 4000 | 80
P73WJNFX | Hubbell Lighting | Hubbell Industrial Lighting | UTB-4K-WA16-HO-X-CD-YY-DLR; (X=U 1 2 3 4); (YY=GR) | Indoor Luminaires | High-Bay | High-Bay Luminaires for Commercial and Industrial Buildings | Standard | FALSE | [9 empty] | 42438 |  |  | No |  | 3.1 | 25386.03 | 100 | 253.56 | 10 | 0.94 | 4000 | 80
P4CGXW4Q | Hubbell Lighting | Hubbell Industrial Lighting | UTB-4K-WA16-HO-X-CD-YY-DLR; (X=F 5); (YY=GR) | Indoor Luminaires | High-Bay | High-Bay Luminaires for Commercial and Industrial Buildings | Standard | FALSE | [9 empty] | 42438 |  |  | No |  | 3.1 | 25386.03 | 100 | 253.56 | 10 | 0.94 | 4000 | 80
PGSXGKU2 | Hubbell Lighting | Hubbell Industrial Lighting | UTB-4K-WA16-HO-X-CD-YY-P95; (X=F 5); (YY=GR) | Indoor Luminaires | High-Bay | High-Bay Luminaires for Commercial and Industrial Buildings | Standard | FALSE | [9 empty] | 42438 |  |  | No |  | 3.1 | 25349.35 | 100 | 253.51 | 10 | 0.94 | 4000 | 80
P7NDM22H | Hubbell Lighting | Hubbell Industrial Lighting | UTB-4K-WA16-HO-X-CD-YY-P95; (X=U 1 2 3 4); (YY=GR) | Indoor Luminaires | High-Bay | High-Bay Luminaires for Commercial and Industrial Buildings | Standard | FALSE | [9 empty] | 42438 |  |  | No |  | 3.1 | 25349.35 | 100 | 253.51 | 10 | 0.94 | 4000 | 80
PQSK1C9P | Hubbell Lighting | Hubbell Industrial Lighting | UTB-4K-WA16-HO-X-CD-YY-CDL; (X=U 1 2 3 4); (YY=GR) | Indoor Luminaires | High-Bay | High-Bay Luminaires for Commercial and Industrial Buildings | Standard | FALSE | [9 empty] | 42438 |  |  | No |  | 3.1 | 25290.3 | 100 | 253.6 | 10 | 0.94 | 4000 | 80
P2Y9J3DA | Hubbell Lighting | Hubbell Industrial Lighting | UTB-4K-WA16-HO-X-CD-YY-CDL; (X=F 5); (YY=GR) | Indoor Luminaires | High-Bay | High-Bay Luminaires for Commercial and Industrial Buildings | Standard | FALSE | [9 empty] | 42438 |  |  | No |  | 3.1 | 25290.3 | 100 | 253.6 | 10 | 0.94 | 4000 | 80
PJM4BPA7 | Hubbell Lighting | Hubbell Industrial Lighting | UTB-4K-OP16-HO-X-CD-YY-CDL; (X=F 5); (YY=GR) | Indoor Luminaires | High-Bay | High-Bay Luminaires for Commercial and Industrial Buildings | Standard | FALSE | [9 empty] | 42438 |  |  | No |  | 3.1 | 25779.55 | 101 | 254.22 | 8 | 0.95 | 4000 | 80
P1U81Z7M | Hubbell Lighting | Hubbell Industrial Lighting | UTB-4K-OP16-HO-X-CD-YY-CDL; (X=U 1 2 3 4); (YY=GR) | Indoor Luminaires | High-Bay | High-Bay Luminaires for Commercial and Industrial Buildings | Standard | FALSE | [9 empty] | 42438 |  |  | No |  | 3.1 | 25779.55 | 101 | 254.22 | 8 | 0.95 | 4000 | 80
PTPSG56B | Hubbell Lighting | Hubbell Industrial Lighting | UTB-4K-OP16-HO-X-CD-YY-P95; (X=U 1 2 3 4); (YY=GR) | Indoor Luminaires | High-Bay | High-Bay Luminaires for Commercial and Industrial Buildings | Standard | FALSE | [9 empty] | 42438 |  |  | No |  | 3.1 | 25770.34 | 101 | 254.09 | 8 | 0.95 | 4000 | 80
PPY5XG84 | Hubbell Lighting | Hubbell Industrial Lighting | UTB-4K-OP16-HO-X-CD-YY-P95; (X=F 5); (YY=GR) | Indoor Luminaires | High-Bay | High-Bay Luminaires for Commercial and Industrial Buildings | Standard | FALSE | [9 empty] | 42438 |  |  | No |  | 3.1 | 25770.34 | 101 | 254.09 | 8 | 0.95 | 4000 | 80
PKTH1JJV | Hubbell Lighting | Hubbell Industrial Lighting | UTB-4K-OP16-HO-X-CD-YY-DLR; (X=U 1 2 3 4); (YY=GR) | Indoor Luminaires | High-Bay | High-Bay Luminaires for Commercial and Industrial Buildings | Standard | FALSE | [9 empty] | 42438 |  |  | No |  | 3.1 | 25625.2 | 101 | 254.25 | 8 | 0.95 | 4000 | 80
PJTNJX8T | Hubbell Lighting | Hubbell Industrial Lighting | UTB-4K-OP16-HO-X-CD-YY-DLR; (X=F 5); (YY=GR) | Indoor Luminaires | High-Bay | High-Bay Luminaires for Commercial and Industrial Buildings | Standard | FALSE | [9 empty] | 42438 |  |  | No |  | 3.1 | 25625.2 | 101 | 254.25 | 8 | 0.95 | 4000 | 80
PRC98C95 | Hubbell Lighting | Hubbell Industrial Lighting | UTB-4K-SB16-HO-X-CD-YY-P95; (X=U 1 2 3 4); (YY=GR) | Indoor Luminaires | High-Bay | High-Bay Luminaires for Commercial and Industrial Buildings | Standard | FALSE | [9 empty] | 42438 |  |  | No |  | 3.1 | 25468.36 | 100 | 254.23 | 8 | 0.95 | 4000 | 80
P5SDFXRR | Hubbell Lighting | Hubbell Industrial Lighting | UTB-4K-SB16-HO-X-CD-YY-P95; (X=F 5); (YY=GR) | Indoor Luminaires | High-Bay | High-Bay Luminaires for Commercial and Industrial Buildings | Standard | FALSE | [9 empty] | 42438 |  |  | No |  | 3.1 | 25468.36 | 100 | 254.23 | 8 | 0.95 | 4000 | 80
PHVVR6D9 | Hubbell Lighting | Hubbell Industrial Lighting | UTB-4K-SB16-HO-X-CD-YY-CDL; (X=F 5); (YY=GR) | Indoor Luminaires | High-Bay | High-Bay Luminaires for Commercial and Industrial Buildings | Standard | FALSE | [9 empty] | 42438 |  |  | No |  | 3.1 | 25445.26 | 100 | 254.15 | 8 | 0.95 | 4000 | 80
P7QUT5J6 | Hubbell Lighting | Hubbell Industrial Lighting | UTB-4K-SB16-HO-X-CD-YY-CDL; (X=U 1 2 3 4); (YY=GR) | Indoor Luminaires | High-Bay | High-Bay Luminaires for Commercial and Industrial Buildings | Standard | FALSE | [9 empty] | 42438 |  |  | No |  | 3.1 | 25445.26 | 100 | 254.15 | 8 | 0.95 | 4000 | 80
PCYAUEU9 | Hubbell Lighting | Hubbell Industrial Lighting | UTB-4K-SB16-HO-X-CD-YY-DLR; (X=F 5); (YY=GR) | Indoor Luminaires | High-Bay | High-Bay Luminaires for Commercial and Industrial Buildings | Standard | FALSE | [9 empty] | 42438 |  |  | No |  | 3.1 | 25246.24 | 99 | 253.98 | 8 | 0.95 | 4000 | 80
P4DQK9JS | Hubbell Lighting | Hubbell Industrial Lighting | UTB-4K-SB16-HO-X-CD-YY-DLR; (X=U 1 2 3 4); (YY=GR) | Indoor Luminaires | High-Bay | High-Bay Luminaires for Commercial and Industrial Buildings | Standard | FALSE | [9 empty] | 42438 |  |  | No |  | 3.1 | 25246.24 | 99 | 253.98 | 8 | 0.95 | 4000 | 80
PQCCSE9Y | Hubbell Lighting | Hubbell Industrial Lighting | UTB-4K-WW16-HO-X-CD-YY-CDL; (X=U 1 2 3 4); (YY=GR) | Indoor Luminaires | High-Bay | High-Bay Luminaires for Commercial and Industrial Buildings | Standard | FALSE | [9 empty] | 42438 |  |  | No |  | 3.1 | 23711 | 93 | 254.09 | 8 | 0.95 | 4000 | 80
P2Y891EK | Hubbell Lighting | Hubbell Industrial Lighting | UTB-4K-WW16-HO-X-CD-YY-CDL; (X=F 5); (YY=GR) | Indoor Luminaires | High-Bay | High-Bay Luminaires for Commercial and Industrial Buildings | Standard | FALSE | [9 empty] | 42438 |  |  | No |  | 3.1 | 23711 | 93 | 254.09 | 8 | 0.95 | 4000 | 80
PZB77PDW | Hubbell Lighting | Hubbell Industrial Lighting | UTB-4K-WW16-HO-X-CD-YY-P95; (X=F 5); (YY=GR) | Indoor Luminaires | High-Bay | High-Bay Luminaires for Commercial and Industrial Buildings | Standard | FALSE | [9 empty] | 42438 |  |  | No |  | 3.1 | 23632.78 | 93 | 254 | 8 | 0.95 | 4000 | 80
PYDB9YGK | Hubbell Lighting | Hubbell Industrial Lighting | UTB-4K-WW16-HO-X-CD-YY-P95; (X=U 1 2 3 4); (YY=GR) | Indoor Luminaires | High-Bay | High-Bay Luminaires for Commercial and Industrial Buildings | Standard | FALSE | [9 empty] | 42438 |  |  | No |  | 3.1 | 23632.78 | 93 | 254 | 8 | 0.95 | 4000 | 80
P8FY8WDP | Hubbell Lighting | Hubbell Industrial Lighting | UTB-4K-WW16-HO-X-CD-YY-DLR; (X=F 5); (YY=GR) | Indoor Luminaires | High-Bay | High-Bay Luminaires for Commercial and Industrial Buildings | Standard | FALSE | [9 empty] | 42438 |  |  | No |  | 3.1 | 23381 | 92 | 254.11 | 8 | 0.95 | 4000 | 80
P4FR4HSE | Hubbell Lighting | Hubbell Industrial Lighting | UTB-4K-WW16-HO-X-CD-YY-DLR; (X=U 1 2 3 4); (YY=GR) | Indoor Luminaires | High-Bay | High-Bay Luminaires for Commercial and Industrial Buildings | Standard | FALSE | [9 empty] | 42438 |  |  | No |  | 3.1 | 23381 | 92 | 254.11 | 8 | 0.95 | 4000 | 80
PY5DRENV | Hubbell Lighting | Hubbell Industrial Lighting | UTB-4K-WW16-HO-X-ND-YY-N; (X=F 5); (YY=GR) | Indoor Luminaires | High-Bay | High-Bay Luminaires for Commercial and Industrial Buildings | Standard | FALSE | [9 empty] | 42438 |  |  | No |  | 3.1 | 25506.25 | 100 | 254.19 | 8 | 0.95 | 3893 | 84
P68FZ4E6 | Hubbell Lighting | Hubbell Industrial Lighting | UTB-4K-WW16-HO-X-ND-YY-N; (X=U 1 2 3 4); (YY=GR) | Indoor Luminaires | High-Bay | High-Bay Luminaires for Commercial and Industrial Buildings | Standard | FALSE | [9 empty] | 42438 |  |  | No |  | 3.1 | 25506.25 | 100 | 254.19 | 8 | 0.95 | 3893 | 84
PW8Q4U7E | Hubbell Lighting | Hubbell Industrial Lighting | UTB-4K-WW16-HO-X-CD-YY-N; (X=F 5); (YY=GR) | Indoor Luminaires | High-Bay | High-Bay Luminaires for Commercial and Industrial Buildings | Standard | FALSE | [9 empty] | 42438 |  |  | No |  | 3.1 | 25506.25 | 100 | 254.19 | 8 | 0.95 | 3893 | 84
PD7MM3P5 | Hubbell Lighting | Hubbell Industrial Lighting | UTB-4K-WW16-HO-X-CD-YY-N; (X=U 1 2 3 4); (YY=GR) | Indoor Luminaires | High-Bay | High-Bay Luminaires for Commercial and Industrial Buildings | Standard | FALSE | [9 empty] | 42438 |  |  | No |  | 3.1 | 25506.25 | 100 | 254.19 | 8 | 0.95 | 3893 | 84
PEFGGU5P | Hubbell Lighting | Hubbell Industrial Lighting | UTB-4K-WA16-HO-X-ND-YY-N; (X=F 5); (YY=GR) | Indoor Luminaires | High-Bay | High-Bay Luminaires for Commercial and Industrial Buildings | Standard | FALSE | [9 empty] | 42438 |  |  | No |  | 3.1 | 27094.28 | 107 | 253.54 | 10 | 0.94 | 3864 | 83
P9SS6YV5 | Hubbell Lighting | Hubbell Industrial Lighting | UTB-4K-WA16-HO-X-ND-YY-N; (X=U 1 2 3 4); (YY=GR) | Indoor Luminaires | High-Bay | High-Bay Luminaires for Commercial and Industrial Buildings | Standard | FALSE | [9 empty] | 42438 |  |  | No |  | 3.1 | 27094.28 | 107 | 253.54 | 10 | 0.94 | 3864 | 83
PWWVUWNE | Hubbell Lighting | Hubbell Industrial Lighting | UTB-4K-WA16-HO-X-CD-YY-N; (X=U 1 2 3 4); (YY=GR) | Indoor Luminaires | High-Bay | High-Bay Luminaires for Commercial and Industrial Buildings | Standard | FALSE | [9 empty] | 42438 |  |  | No |  | 3.1 | 27094.28 | 107 | 253.54 | 10 | 0.94 | 3864 | 83
PKCHF7TK | Hubbell Lighting | Hubbell Industrial Lighting | UTB-4K-WA16-HO-X-CD-YY-N; (X=F 5); (YY=GR) | Indoor Luminaires | High-Bay | High-Bay Luminaires for Commercial and Industrial Buildings | Standard | FALSE | [9 empty] | 42438 |  |  | No |  | 3.1 | 27094.28 | 107 | 253.54 | 10 | 0.94 | 3864 | 83
PG9MDXGC | Hubbell Lighting | Hubbell Industrial Lighting | UTB-4K-OP16-HO-X-ND-YY-N; (X=F 5); (YY=GR) | Indoor Luminaires | High-Bay | High-Bay Luminaires for Commercial and Industrial Buildings | Standard | FALSE | [9 empty] | 42438 |  |  | No |  | 3.1 | 27384.57 | 108 | 254.29 | 8 | 0.95 | 3863 | 83
PFR6RMJH | Hubbell Lighting | Hubbell Industrial Lighting | UTB-4K-OP16-HO-X-ND-YY-N; (X=U 1 2 3 4); (YY=GR) | Indoor Luminaires | High-Bay | High-Bay Luminaires for Commercial and Industrial Buildings | Standard | FALSE | [9 empty] | 42438 |  |  | No |  | 3.1 | 27384.57 | 108 | 254.29 | 8 | 0.95 | 3863 | 83
P7KJX418 | Hubbell Lighting | Hubbell Industrial Lighting | UTB-4K-OP16-HO-X-CD-YY-N; (X=U 1 2 3 4); (YY=GR) | Indoor Luminaires | High-Bay | High-Bay Luminaires for Commercial and Industrial Buildings | Standard | FALSE | [9 empty] | 42438 |  |  | No |  | 3.1 | 27384.57 | 108 | 254.29 | 8 | 0.95 | 3863 | 83
P736CH9G | Hubbell Lighting | Hubbell Industrial Lighting | UTB-4K-OP16-HO-X-CD-YY-N; (X=F 5); (YY=GR) | Indoor Luminaires | High-Bay | High-Bay Luminaires for Commercial and Industrial Buildings | Standard | FALSE | [9 empty] | 42438 |  |  | No |  | 3.1 | 27384.57 | 108 | 254.29 | 8 | 0.95 | 3863 | 83
PX9WKJUC | Hubbell Lighting | Hubbell Industrial Lighting | UTB-4K-SB16-HO-X-ND-YY-N; (X=F 5); (YY=GR) | Indoor Luminaires | High-Bay | High-Bay Luminaires for Commercial and Industrial Buildings | Standard | FALSE | [9 empty] | 42438 |  |  | No |  | 3.1 | 27107.63 | 107 | 254.47 | 8 | 0.95 | 3860 | 83
PQQNZGCP | Hubbell Lighting | Hubbell Industrial Lighting | UTB-4K-SB16-HO-X-ND-YY-N; (X=U 1 2 3 4); (YY=GR) | Indoor Luminaires | High-Bay | High-Bay Luminaires for Commercial and Industrial Buildings | Standard | FALSE | [9 empty] | 42438 |  |  | No |  | 3.1 | 27107.63 | 107 | 254.47 | 8 | 0.95 | 3860 | 83
P5QPQJJG | Hubbell Lighting | Hubbell Industrial Lighting | UTB-4K-SB16-HO-X-CD-YY-N; (X=U 1 2 3 4); (YY=GR) | Indoor Luminaires | High-Bay | High-Bay Luminaires for Commercial and Industrial Buildings | Standard | FALSE | [9 empty] | 42438 |  |  | No |  | 3.1 | 27107.63 | 107 | 254.47 | 8 | 0.95 | 3860 | 83
P5MNQ7S6 | Hubbell Lighting | Hubbell Industrial Lighting | UTB-4K-SB16-HO-X-CD-YY-N; (X=F 5); (YY=GR) | Indoor Luminaires | High-Bay | High-Bay Luminaires for Commercial and Industrial Buildings | Standard | FALSE | [9 empty] | 42438 |  |  | No |  | 3.1 | 27107.63 | 107 | 254.47 | 8 | 0.95 | 3860 | 83
PK9HNFY9 | Unlimited Lighting Inc | ATTAIN LED | AT-HB-L080-3000K-15 | Indoor Luminaires | High-Bay | Low-Bay Luminaires for Commercial and Industrial Buildings | Standard | TRUE | 8208.89 | 105.85 | 77.55 | 10.1 | 0.9713 | 3092 | 84.4 | 5 | 50000 | 42437 |  |  | No |  | 3.1 | 8000 | 100 | 80 | 10.1 | 0.9713 | 3000 | 80
PCJKE9TM | Delviro | AIR Flex | AIRFLEX2-100-3K-U-NL-WH-V-X-N | Indoor Luminaires | High-Bay | High-Bay Luminaires for Commercial and Industrial Buildings | Premium | TRUE | 11181 | 111.9 | 99.94 | 15.5 | 0.97 | 3078 | 83.71 | 10 | 50000 | 42437 | Dimmable | Continuous Below 10 | Yes |  | 3 | 11181 | 111.9 | 99.94 | 15.5 | 0.97 | 3078 | 83.71
PWT5PGHR | Giese Lighting Company | Giese Lighting | HBL-2-H-50-W-ED-U | Indoor Luminaires | High-Bay | High-Bay Luminaires for Commercial and Industrial Buildings | Standard | TRUE | 24226.5 | 132.356 | 183.04 | 11.42 | 0.967 | 5345 | 84.8 | 5 |  | 42437 |  |  | NotYetVerified |  | 3.1 | 24579 | 135.3 | 181.63 | 5 | 0.9 | 5000 | 85
P9VT7DGF | Giese Lighting Company | Giese Lighting | HBL-2-L-40-W-ED-U | Indoor Luminaires | High-Bay | High-Bay Luminaires for Commercial and Industrial Buildings | Standard | TRUE | 12171 | 135.7 | 89.69 | 11.62 | 0.966 | 4138 | 84.5 | 5 |  | 42437 |  |  | NotYetVerified |  | 3.1 | 12519 | 140 | 89.41 | 5 | 0.9 | 4000 | 85
PDR2B525 | Unlimited Lighting Inc | ATTAIN LED | AT-HB-L160-3000K-15 | Indoor Luminaires | High-Bay | High-Bay Luminaires for Commercial and Industrial Buildings | Standard | TRUE | 16184 | 106.15 | 152.5 | 9.4 | 0.9647 | 3087 | 83.9 | 5 | 50000 | 42437 |  |  | No |  | 3.1 | 16000 | 100 | 160 | 9.4 | 0.9647 | 3000 | 80
PM67XBSA | Unlimited Lighting Inc | ATTAIN LED | AT-HB-L120-3000K-15 | Indoor Luminaires | High-Bay | High-Bay Luminaires for Commercial and Industrial Buildings | Standard | TRUE | 12204.7 | 110.42 | 110.5 | 11.1 | 0.964 | 3094 | 84.1 | 5 | 50000 | 42437 |  |  | No |  | 3.1 | 12000 | 100 | 120 | 11.1 | 0.9425 | 3000 | 80
PAA32142 | Unlimited Lighting Inc | ATTAIN LED | AT-HB-L120-5000K-15 | Indoor Luminaires | High-Bay | High-Bay Luminaires for Commercial and Industrial Buildings | Standard | FALSE | [9 empty] | 42437 |  |  | No |  | 3.1 | 12000 | 100 | 120 | 11.1 | 0.9425 | 5000 | 80
PFA3MJFU | Unlimited Lighting Inc | ATTAIN LED | AT-HB-L080-5000K-15 | Indoor Luminaires | High-Bay | Low-Bay Luminaires for Commercial and Industrial Buildings | Standard | FALSE | [9 empty] | 42437 |  |  | No |  | 3.1 | 8000 | 100 | 80 | 10.1 | 0.9713 | 5000 | 80
P39N3UK7 | Unlimited Lighting Inc | ATTAIN LED | AT-HB-L160-5000K-15 | Indoor Luminaires | High-Bay | High-Bay Luminaires for Commercial and Industrial Buildings | Standard | FALSE | [9 empty] | 42437 |  |  | No |  | 3.1 | 16000 | 100 | 160 | 9.4 | 0.9647 | 5000 | 80
PFX5B5EZ | Unlimited Lighting Inc | ATTAIN LED | AT-HB-L120-4500K-15 | Indoor Luminaires | High-Bay | High-Bay Luminaires for Commercial and Industrial Buildings | Standard | FALSE | [9 empty] | 42437 |  |  | No |  | 3.1 | 12000 | 100 | 120 | 11.1 | 0.9425 | 4500 | 80
PY3VTE35 | Unlimited Lighting Inc | ATTAIN LED | AT-HB-L080-4500K-15 | Indoor Luminaires | High-Bay | Low-Bay Luminaires for Commercial and Industrial Buildings | Standard | FALSE | [9 empty] | 42437 |  |  | No |  | 3.1 | 8000 | 100 | 80 | 10.1 | 0.9713 | 4500 | 80
PHBWFNK4 | Unlimited Lighting Inc | ATTAIN LED | AT-HB-L160-4500K-15 | Indoor Luminaires | High-Bay | High-Bay Luminaires for Commercial and Industrial Buildings | Standard | FALSE | [9 empty] | 42437 |  |  | No |  | 3.1 | 16000 | 100 | 160 | 9.4 | 0.9647 | 4500 | 80
PAC4F3KW | Unlimited Lighting Inc | ATTAIN LED | AT-HB-L120-4000K-15 | Indoor Luminaires | High-Bay | High-Bay Luminaires for Commercial and Industrial Buildings | Standard | FALSE | [9 empty] | 42437 |  |  | No |  | 3.1 | 12000 | 100 | 120 | 11.1 | 0.9425 | 4000 | 80
PD9NPDM3 | Unlimited Lighting Inc | ATTAIN LED | AT-HB-L080-4000K-15 | Indoor Luminaires | High-Bay | Low-Bay Luminaires for Commercial and Industrial Buildings | Standard | FALSE | [9 empty] | 42437 |  |  | No |  | 3.1 | 8000 | 100 | 80 | 10.1 | 0.9713 | 4000 | 80
P78ER67F | Unlimited Lighting Inc | ATTAIN LED | AT-HB-L160-4000K-15 | Indoor Luminaires | High-Bay | High-Bay Luminaires for Commercial and Industrial Buildings | Standard | FALSE | [9 empty] | 42437 |  |  | No |  | 3.1 | 16000 | 100 | 160 | 9.4 | 0.9647 | 4000 | 80
P442DUPB | Unlimited Lighting Inc | ATTAIN LED | AT-HB-L120-3500K-15 | Indoor Luminaires | High-Bay | High-Bay Luminaires for Commercial and Industrial Buildings | Standard | FALSE | [9 empty] | 42437 |  |  | No |  | 3.1 | 12000 | 100 | 120 | 11.1 | 0.9425 | 3500 | 80
P5A3DA7P | Unlimited Lighting Inc | ATTAIN LED | AT-HB-L080-3500K-15 | Indoor Luminaires | High-Bay | Low-Bay Luminaires for Commercial and Industrial Buildings | Standard | FALSE | [9 empty] | 42437 |  |  | No |  | 3.1 | 8000 | 100 | 80 | 10.1 | 0.9713 | 3500 | 80
P93PWP4E | Unlimited Lighting Inc | ATTAIN LED | AT-HB-L160-3500K-15 | Indoor Luminaires | High-Bay | High-Bay Luminaires for Commercial and Industrial Buildings | Standard | FALSE | [9 empty] | 42437 |  |  | No |  | 3.1 | 16000 | 100 | 160 | 9.4 | 0.9647 | 3500 | 80
PGFN56SA | Delviro | AIR Flex | AIRFLEX4-200-5K-U-NL-WH-V-X-N | Indoor Luminaires | High-Bay | High-Bay Luminaires for Commercial and Industrial Buildings | Premium | FALSE | [9 empty] | 42437 |  |  | Yes |  | 3 | 24317 | 119 | 204.32 | 8 | 0.9964 | 5075 | 83.83
P28MG2F5 | Delviro | AIR Flex | AIRFLEX4-150-5K-U-NL-WH-V-X-N | Indoor Luminaires | High-Bay | High-Bay Luminaires for Commercial and Industrial Buildings | Premium | FALSE | [9 empty] | 42437 | Dimmable | Continuous Below 10 | Yes |  | 3 | 18300.83 | 120.16 | 152.29 | 15.5 | 0.97 | 5075 | 83.71
PK9457TK | Delviro | AIR Flex | AIRFLEX2-150-5K-U-NL-WH-V-X-N | Indoor Luminaires | High-Bay | High-Bay Luminaires for Commercial and Industrial Buildings | Premium | FALSE | [9 empty] | 42437 |  |  | Yes |  | 3 | 18147 | 119.15 | 152.29 | 15.5 | 0.97 | 5075 | 83.71
P5QA3792 | Delviro | AIR Flex | AIRFLEX4-100-5K-U-NL-WH-V-X-N | Indoor Luminaires | High-Bay | High-Bay Luminaires for Commercial and Industrial Buildings | Premium | FALSE | [9 empty] | 42437 | Dimmable | Continuous Below 10 | Yes |  | 3 | 12284.67 | 122.51 | 100.27 | 15.5 | 0.97 | 5075 | 83.71
P2U1Y39H | Delviro | AIR Flex | AIRFLEX2-100-5K-U-NL-WH-V-X-N | Indoor Luminaires | High-Bay | High-Bay Luminaires for Commercial and Industrial Buildings | Premium | FALSE | [9 empty] | 42437 | Dimmable | Continuous Below 10 | Yes |  | 3 | 11963.75 | 119.31 | 100.27 | 15.5 | 0.97 | 5075 | 83.71
PXZKX9BH | Delviro | AIR Flex | AIRFLEX2-150-4K-U-NL-WH-V-X-N | Indoor Luminaires | High-Bay | High-Bay Luminaires for Commercial and Industrial Buildings | Premium | FALSE | [9 empty] | 42437 |  |  | Yes |  | 3 | 17552.46 | 115.44 | 152.04 | 15.5 | 0.97 | 4000 | 83.71
P1G5QCDJ | Delviro | AIR Flex | AIRFLEX4-150-4K-U-NL-WH-V-X-N | Indoor Luminaires | High-Bay | High-Bay Luminaires for Commercial and Industrial Buildings | Premium | FALSE | [9 empty] | 42437 | Dimmable | Continuous Below 10 | Yes |  | 3 | 17540.04 | 115.36 | 152.04 | 15.5 | 0.97 | 4000 | 83.71
PE2UW7YC | Delviro | AIR Flex | AIRFLEX2-100-4K-U-NL-WH-V-X-N | Indoor Luminaires | High-Bay | High-Bay Luminaires for Commercial and Industrial Buildings | Premium | FALSE | [9 empty] | 42437 | Dimmable | Continuous Below 10 | Yes |  | 3 | 11571.09 | 115.58 | 100.1 | 15.5 | 0.97 | 4000 | 83.71
PAH6TZ2E | Delviro | AIR Flex | AIRFLEX4-100-4K-U-NL-WH-V-X-N | Indoor Luminaires | High-Bay | High-Bay Luminaires for Commercial and Industrial Buildings | Premium | FALSE | [9 empty] | 42437 | Dimmable | Continuous Below 10 | Yes |  | 3 | 11561.19 | 115.48 | 100.1 | 15.5 | 0.97 | 4000 | 83.71
PNNY4C2E | Delviro | AIR Flex | AIRFLEX4-200-4K-U-NL-WH-V-X-N | Indoor Luminaires | High-Bay | High-Bay Luminaires for Commercial and Industrial Buildings | Premium | FALSE | [9 empty] | 42437 |  |  | Yes |  | 3 | 23518.89 | 115.3 | 203.98 | 8.07 | 0.9963 | 4000 | 83.71
P91M1Q8M | Delviro | AIR Flex | AIRFLEX2-150-35K-U-NL-WH-V-X-N | Indoor Luminaires | High-Bay | High-Bay Luminaires for Commercial and Industrial Buildings | Premium | FALSE | [9 empty] | 42437 | Dimmable | Continuous Below 10 | Yes |  | 3 | 17270.82 | 113.59 | 152.04 | 15.5 | 0.97 | 3500 | 83.71
PF5U55ZP | Delviro | AIR Flex | AIRFLEX4-150-35K-U-NL-WH-V-X-N | Indoor Luminaires | High-Bay | High-Bay Luminaires for Commercial and Industrial Buildings | Premium | FALSE | [9 empty] | 42437 |  |  | Yes |  | 3 | 17263.48 | 113.54 | 152.04 | 15.5 | 0.97 | 3500 | 83.71
PZAUR6GG | Delviro | AIR Flex | AIRFLEX2-100-35K-U-NL-WH-V-X-N | Indoor Luminaires | High-Bay | High-Bay Luminaires for Commercial and Industrial Buildings | Premium | FALSE | [9 empty] | 42437 |  |  | Yes |  | 3 | 11385.43 | 113.73 | 100.1 | 15.5 | 0.97 | 3500 | 83.71
PH9D3V9E | Delviro | AIR Flex | AIRFLEX4-100-35K-U-NL-WH-V-X-N | Indoor Luminaires | High-Bay | High-Bay Luminaires for Commercial and Industrial Buildings | Premium | FALSE | [9 empty] | 42437 |  |  | Yes |  | 3 | 11385.43 | 113.73 | 100.1 | 15.5 | 0.97 | 3500 | 83.71
PHWWRB65 | Delviro | AIR Flex | AIRFLEX4-200-35K-U-NL-WH-V-X-N | Indoor Luminaires | High-Bay | High-Bay Luminaires for Commercial and Industrial Buildings | Premium | FALSE | [9 empty] | 42437 |  |  | Yes |  | 3 | 23141.53 | 113.45 | 203.98 | 8.07 | 0.9963 | 3500 | 83.71
PEQPWE5R | Delviro | AIR Flex | AIRFLEX4-200-3K-U-NL-WH-V-X-N | Indoor Luminaires | High-Bay | High-Bay Luminaires for Commercial and Industrial Buildings | Premium | FALSE | [9 empty] | 42437 |  |  | Yes |  | 3 | 22726 | 111.6 | 203.64 | 8.07 | 0.9963 | 3136 | 83.71
P31SGD7J | Delviro | AIR Flex | AIRFLEX4-150-3K-U-NL-WH-V-X-N | Indoor Luminaires | High-Bay | High-Bay Luminaires for Commercial and Industrial Buildings | Premium | FALSE | [9 empty] | 42437 | Dimmable | Continuous Below 10 | Yes |  | 3 | 16968.58 | 111.78 | 151.79 | 15.5 | 0.97 | 3107 | 83.71
PC2VNDXH | Delviro | AIR Flex | AIRFLEX2-150-3K-U-NL-WH-V-X-N | Indoor Luminaires | High-Bay | High-Bay Luminaires for Commercial and Industrial Buildings | Premium | FALSE | [9 empty] | 42437 | Dimmable | Continuous Below 10 | Yes |  | 3 | 16962.53 | 111.75 | 151.79 | 15.5 | 0.97 | 3107 | 83.71
P1URGUDX | Delviro | AIR Flex | AIRFLEX4-100-3K-U-NL-WH-V-X-N | Indoor Luminaires | High-Bay | High-Bay Luminaires for Commercial and Industrial Buildings | Premium | FALSE | [9 empty] | 42437 | Dimmable | Continuous Below 10 | Yes |  | 3 | 11211.16 | 112.17 | 99.94 | 15.5 | 0.97 | 3107 | 83.71
PV45TGB8 | Giese Lighting Company | Giese Lighting | HBL-8-H-50-W-ED-U | Indoor Luminaires | High-Bay | High-Bay Luminaires for Commercial and Industrial Buildings | Standard | FALSE | [9 empty] | 42437 | Dimmable | Continuous Below 10 | NotYetVerified |  | 3 | 24597 | 135.4 | 181.63 | 5 | 0.9 | 5000 | 85
PT5P6B9P | Giese Lighting Company | Giese Lighting | HBL-4-H-50-W-ED-U | Indoor Luminaires | High-Bay | High-Bay Luminaires for Commercial and Industrial Buildings | Standard | FALSE | [9 empty] | 42437 | Dimmable | Continuous Below 10 | NotYetVerified |  | 3 | 24597 | 135.4 | 181.63 | 5 | 0.9 | 5000 | 85
PUYX99W1 | Giese Lighting Company | Giese Lighting | HBL-8-M-50-W-ED-U | Indoor Luminaires | High-Bay | High-Bay Luminaires for Commercial and Industrial Buildings | Standard | FALSE | [9 empty] | 42437 | Dimmable | Continuous Below 10 | NotYetVerified |  | 3 | 21578 | 114.1 | 189 | 5 | 0.9 | 5000 | 85
PM47J8KS | Giese Lighting Company | Giese Lighting | HBL-2-M-50-W-ED-U | Indoor Luminaires | High-Bay | High-Bay Luminaires for Commercial and Industrial Buildings | Standard | FALSE | [9 empty] | 42437 | Dimmable | Continuous Below 10 | NotYetVerified |  | 3 | 21578 | 114.1 | 189 | 5 | 0.9 | 5000 | 85
P5KMYUAJ | Giese Lighting Company | Giese Lighting | HBL-4-M-50-W-ED-U | Indoor Luminaires | High-Bay | High-Bay Luminaires for Commercial and Industrial Buildings | Standard | FALSE | [9 empty] | 42437 | Dimmable | Continuous Below 10 | NotYetVerified |  | 3 | 21578 | 114.1 | 189 | 5 | 0.9 | 5000 | 85
PW5CNB4K | Giese Lighting Company | Giese Lighting | HBL-8-L-50-W-ED-U | Indoor Luminaires | High-Bay | High-Bay Luminaires for Commercial and Industrial Buildings | Standard | FALSE | [9 empty] | 42437 | Dimmable | Continuous Below 10 | NotYetVerified |  | 3 | 13032 | 145.7 | 89.41 | 5 | 0.9 | 5000 | 85
PBJJW9K5 | Giese Lighting Company | Giese Lighting | HBL-4-L-50-W-ED-U | Indoor Luminaires | High-Bay | High-Bay Luminaires for Commercial and Industrial Buildings | Standard | FALSE | [9 empty] | 42437 | Dimmable | Continuous Below 10 | NotYetVerified |  | 3 | 13032 | 145.7 | 89.41 | 5 | 0.9 | 5000 | 85
PAAD47GJ | Giese Lighting Company | Giese Lighting | HBL-2-L-50-W-ED-U | Indoor Luminaires | High-Bay | High-Bay Luminaires for Commercial and Industrial Buildings | Standard | FALSE | [9 empty] | 42437 | Dimmable | Continuous Below 10 | NotYetVerified |  | 3 | 13032 | 145.7 | 89.41 | 5 | 0.9 | 5000 | 85
PGT1XGFF | Giese Lighting Company | Giese Lighting | HBL-8-H-40-W-ED-U | Indoor Luminaires | High-Bay | High-Bay Luminaires for Commercial and Industrial Buildings | Standard | FALSE | [9 empty] | 42437 | Dimmable | Continuous Below 10 | NotYetVerified |  | 3 | 23592 | 128 | 184.3 | 5 | 0.9 | 4000 | 85
PZQH1UFR | Giese Lighting Company | Giese Lighting | HBL-4-L-40-W-ED-U | Indoor Luminaires | High-Bay | High-Bay Luminaires for Commercial and Industrial Buildings | Standard | FALSE | [9 empty] | 42437 | Dimmable | Continuous Below 10 | NotYetVerified |  | 3 | 12519 | 140 | 89.41 | 5 | 0.9 | 4000 | 85
PCYT69ZM | Giese Lighting Company | Giese Lighting | HBL-8-L-40-W-ED-U | Indoor Luminaires | High-Bay | High-Bay Luminaires for Commercial and Industrial Buildings | Standard | FALSE | [9 empty] | 42437 | Dimmable | Continuous Below 10 | NotYetVerified |  | 3 | 12519 | 140 | 89.41 | 5 | 0.9 | 4000 | 85
P8HSS678 | Amled Technologies Inc | Amled | HB185FCP40[BW]N | Indoor Luminaires | High-Bay | High-Bay Luminaires for Commercial and Industrial Buildings | Standard | TRUE | 22210 | 120 | 185.1 | 22.6 | 0.907 | 4086 | 83.9 | 5 | 75000 | 42436 |  |  | No |  | 3.1 | 23710 | 128 | 185.7 | 6.78 | 0.993 | 4086 | 83.9
PARPTKCQ | Axis Energy Partners LLC | AEP | AEP323WLIHB5K | Indoor Luminaires | High-Bay | High-Bay Luminaires for Commercial and Industrial Buildings | Standard | TRUE | 31022.87 | 95.987 | 323.2 | 9.31 | 0.9435 | 5294 | 84.1 | 5 | 59000 | 42433 |  |  | NotYetVerified |  | 3 | 31000 | 96 | 323 | 10 | 0.94 | 5000 | 84
PDFVFYBR | Axis Energy Partners LLC | AEP | AEP160WLIHB5K | Indoor Luminaires | High-Bay | High-Bay Luminaires for Commercial and Industrial Buildings | Standard | TRUE | 18003.99 | 109.854 | 163.99 | 9.96 | 0.9394 | 5110 | 82.9 | 5 | 63000 | 42433 |  |  | Yes |  | 3 | 18150 | 110 | 165 | 10 | 0.92 | 5000 | 83
P8ZDX3VZ | Axis Energy Partners LLC | AEP | AEP240WLIHB5K | Indoor Luminaires | High-Bay | High-Bay Luminaires for Commercial and Industrial Buildings | Standard | TRUE | 24643.27 | 101.559 | 242.65 | 7.68 | 0.9388 | 5228 | 83.1 | 5 | 63000 | 42433 |  |  | Yes |  | 3 | 24786 | 102 | 243 | 10 | 0.94 | 5000 | 83
PVBZMXBE | Axis Energy Partners LLC | AEP | AEP100WLIHB5K | Indoor Luminaires | High-Bay | High-Bay Luminaires for Commercial and Industrial Buildings | Standard | TRUE | 11389.01 | 108.117 | 105.34 | 21.47 | 0.9256 | 5156 | 83 | 5 | 63000 | 42433 |  |  | Yes |  | 3 | 11550 | 110 | 105 | 20 | 0.92 | 5000 | 83
PTKZEX2B | Monmouth Lighting Corp | Monmouth Lighting | LED-WHB-19L-35K-P12L | Indoor Luminaires | High-Bay | High-Bay Luminaires for Commercial and Industrial Buildings | Standard | TRUE | 15156 | 102.2 | 148.35 | 9.8 | 0.9704 | 3643 | 84.1 | 5 | 50000 | 42432 |  |  | No |  | 3 | 15156 | 102.2 | 148.35 | 9.34 | 0.9942 | 3643 | 84.1
PK2JMA97 | Monmouth Lighting Corp | Monmouth Lighting | LED-WHB-19L-50K-P12L | Indoor Luminaires | High-Bay | High-Bay Luminaires for Commercial and Industrial Buildings | Standard | TRUE | 15987 | 108.9 | 146.86 | 9.8 | 0.9699 | 5070 | 84.4 | 5 | 50000 | 42432 |  |  | No |  | 3 | 15987 | 108.9 | 146.86 | 9.32 | 0.9942 | 5070 | 84.4
PSCB4YJX | Turolight Inc. | Turolight | Xeye-F/150W/30/120V | Indoor Luminaires | High-Bay | High-Bay Luminaires for Commercial and Industrial Buildings | Standard | TRUE | 15365 | 105.31 | 145.9 | 13.72 | 0.9535 | 2974 | 83.2 | 5 | 50000 | 42432 |  |  | No |  | 3.1 | 15365 | 105.31 | 145.9 | 13.72 | 0.9535 | 3000 | 83.2
P4SYK1G1 | Monmouth Lighting Corp | Monmouth Lighting | LED-WVTHB-6-35K-FL | Indoor Luminaires | High-Bay | High-Bay Luminaires for Commercial and Industrial Buildings | Standard | TRUE | 9490.5 | 98.1 | 96.7 | 10.24 | 0.9484 | 3614 | 83.9 | 5 | 50000 | 42432 |  |  | No |  | 3 | 9490.5 | 98.1 | 96.7 | 9.3 | 0.9959 | 3614 | 83.9
PDJ5SM58 | Monmouth Lighting Corp | Monmouth Lighting | LED-WVTHB-6-50K-FL | Indoor Luminaires | High-Bay | High-Bay Luminaires for Commercial and Industrial Buildings | Standard | TRUE | 10061 | 104.4 | 96.34 | 10.55 | 0.9481 | 5322 | 85 | 5 | 50000 | 42432 |  |  | No |  | 3 | 10061 | 104.4 | 96.34 | 9.3 | 0.9958 | 5322 | 85
P95921ED | All Green Lighting Inc. | All Green Lighting Inc | DRACO-50W (3000K) | Indoor Luminaires | High-Bay | Low-Bay Luminaires for Commercial and Industrial Buildings | Standard | TRUE | 5268.2 | 104.1 | 50.61 | 6 | 0.9105 | 2964 | 82.8 | 5 | 50000 | 42432 |  |  | No |  | 3 | 5280 | 106.45 | 49.6 | 6 | 0.9105 | 3000 | 82.8
PDWU8N2A | Turolight Inc. | Turolight | Xeye-F/150W/50/120V | Indoor Luminaires | High-Bay | High-Bay Luminaires for Commercial and Industrial Buildings | Standard | FALSE | [9 empty] | 42432 |  |  | No |  | 3.1 | 16373 | 110.55 | 148.1 | 13.16 | 0.9521 | 5000 | 85.2
PAQSPQCS | All Green Lighting Inc. | All Green Lighting Inc | DRACO-50W (5000K) | Indoor Luminaires | High-Bay | Low-Bay Luminaires for Commercial and Industrial Buildings | Standard | FALSE | [9 empty] | 42432 | Not Dimmable | Not Dimmable | No |  | 3 | 5576 | 110.88 | 50.29 | 6.1 | 0.9231 | 5000 | 76.4
PPDQMHAP | All Green Lighting Inc. | All Green Lighting Inc | DRACO-50W (4500K) | Indoor Luminaires | High-Bay | Low-Bay Luminaires for Commercial and Industrial Buildings | Standard | FALSE | [9 empty] | 42432 | Not Dimmable | Not Dimmable | No |  | 3 | 5280 | 106.45 | 49.6 | 6 | 0.9105 | 4500 | 82.8
PHSANJ1U | All Green Lighting Inc. | All Green Lighting Inc | DRACO-50W (4000K) | Indoor Luminaires | High-Bay | Low-Bay Luminaires for Commercial and Industrial Buildings | Standard | FALSE | [9 empty] | 42432 | Not Dimmable | Not Dimmable | No |  | 3 | 5280 | 106.45 | 49.6 | 6 | 0.9105 | 4000 | 82.8
P1MZU4C9 | All Green Lighting Inc. | All Green Lighting Inc | DRACO-50W (3500K) | Indoor Luminaires | High-Bay | Low-Bay Luminaires for Commercial and Industrial Buildings | Standard | FALSE | [9 empty] | 42432 | Not Dimmable | Not Dimmable | No |  | 3 | 5280 | 106.45 | 49.6 | 6 | 0.9105 | 3500 | 82.8
P3A9965T | Monmouth Lighting Corp | Monmouth Lighting | LED-WVTHB-10-50K-CL | Indoor Luminaires | High-Bay | High-Bay Luminaires for Commercial and Industrial Buildings | Standard | FALSE | [9 empty] | 42432 | Dimmable | Continuous Below 10 | No |  | 3 | 17806 | 120 | 148.33 | 10.24 | 0.994 | 5356 | 85.6
P7YDN4RW | Monmouth Lighting Corp | Monmouth Lighting | LED-WVTHB-8-50K-CL | Indoor Luminaires | High-Bay | High-Bay Luminaires for Commercial and Industrial Buildings | Standard | FALSE | [9 empty] | 42432 | Dimmable | Continuous Below 10 | No |  | 3 | 14643 | 119.2 | 122.86 | 10.42 | 0.9953 | 5356 | 85.5
P6Q4G2PF | Monmouth Lighting Corp | Monmouth Lighting | LED-WVTHB-10-50K-FL | Indoor Luminaires | High-Bay | High-Bay Luminaires for Commercial and Industrial Buildings | Standard | FALSE | [9 empty] | 42432 | Dimmable | Continuous Below 10 | No |  | 3 | 16178 | 109.2 | 148.19 | 10.21 | 0.994 | 5327 | 85.2
PME7G91X | Monmouth Lighting Corp | Monmouth Lighting | LED-WVTHB-6-50K-CL | Indoor Luminaires | High-Bay | High-Bay Luminaires for Commercial and Industrial Buildings | Standard | FALSE | [9 empty] | 42432 | Dimmable | Continuous Below 10 | No |  | 3 | 11361 | 117.8 | 96.47 | 9.16 | 0.9958 | 5322 | 85.3
PUVR4HEE | Monmouth Lighting Corp | Monmouth Lighting | LED-WVTHB-8-50K-FL | Indoor Luminaires | High-Bay | High-Bay Luminaires for Commercial and Industrial Buildings | Standard | FALSE | [9 empty] | 42432 | Dimmable | Continuous Below 10 | No |  | 3 | 13286 | 108.1 | 122.87 | 9.45 | 0.9952 | 5313 | 85.1
PM3AEF6R | Monmouth Lighting Corp | Monmouth Lighting | LED-WHB-19L-50K-LEDL | Indoor Luminaires | High-Bay | High-Bay Luminaires for Commercial and Industrial Buildings | Standard | FALSE | [9 empty] | 42432 | Dimmable | Continuous Below 10 | No |  | 3 | 16086 | 109.4 | 147.09 | 9.31 | 0.9942 | 5060 | 84.1
P428E8P7 | Monmouth Lighting Corp | Monmouth Lighting | LED-WVTHB-10-40K-CL | Indoor Luminaires | High-Bay | High-Bay Luminaires for Commercial and Industrial Buildings | Standard | FALSE | [9 empty] | 42432 | Dimmable | Continuous Below 10 | No |  | 3 | 17080.3 | 115.1 | 148.4 | 10.2 | 0.994 | 4206.8 | 84.7
PDPS3HA9 | Monmouth Lighting Corp | Monmouth Lighting | LED-WVTHB-8-40K-CL | Indoor Luminaires | High-Bay | High-Bay Luminaires for Commercial and Industrial Buildings | Standard | FALSE | [9 empty] | 42432 | Dimmable | Continuous Below 10 | No |  | 3 | 14024 | 113.9 | 123.1 | 10.4 | 0.9952 | 4203.4 | 84.6
P4WEYKTV | Monmouth Lighting Corp | Monmouth Lighting | LED-WVTHB-10-40K-FL | Indoor Luminaires | High-Bay | High-Bay Luminaires for Commercial and Industrial Buildings | Standard | FALSE | [9 empty] | 42432 | Dimmable | Continuous Below 10 | No |  | 3 | 15524.3 | 104.6 | 148.5 | 10.2 | 0.994 | 4194.4 | 84.3
P5VX2X58 | Monmouth Lighting Corp | Monmouth Lighting | LED-WVTHB-6-40K-CL | Indoor Luminaires | High-Bay | High-Bay Luminaires for Commercial and Industrial Buildings | Standard | FALSE | [9 empty] | 42432 | Dimmable | Continuous Below 10 | No |  | 3 | 10750.7 | 111.3 | 96.6 | 9.3 | 0.9959 | 4191.4 | 84.6
PRWSE377 | Monmouth Lighting Corp | Monmouth Lighting | LED-WVTHB-6-40K-FL | Indoor Luminaires | High-Bay | High-Bay Luminaires for Commercial and Industrial Buildings | Standard | FALSE | [9 empty] | 42432 | Dimmable | Continuous Below 10 | No |  | 3 | 9680.5 | 100.2 | 96.6 | 9.3 | 0.9958 | 4182.8 | 84.3
PCNEEJ74 | Monmouth Lighting Corp | Monmouth Lighting | LED-WVTHB-8-40K-FL | Indoor Luminaires | High-Bay | High-Bay Luminaires for Commercial and Industrial Buildings | Standard | FALSE | [9 empty] | 42432 | Dimmable | Continuous Below 10 | No |  | 3 | 12779.7 | 103.9 | 123 | 10.1 | 0.9952 | 4177.8 | 84.2
P6NYBH3T | Monmouth Lighting Corp | Monmouth Lighting | LED-WHB-19L-40K-P12L | Indoor Luminaires | High-Bay | High-Bay Luminaires for Commercial and Industrial Buildings | Standard | FALSE | [9 empty] | 42432 | Dimmable | Continuous Below 10 | No |  | 3 | 15433 | 104.4 | 147.85 | 9.33 | 0.9942 | 4118 | 84.2
PN2C2RD1 | Monmouth Lighting Corp | Monmouth Lighting | LED-WHB-19L-40K-LEDL | Indoor Luminaires | High-Bay | High-Bay Luminaires for Commercial and Industrial Buildings | Standard | FALSE | [9 empty] | 42432 | Dimmable | Continuous Below 10 | No |  | 3 | 15514 | 104.9 | 147.88 | 9.35 | 0.9942 | 4110 | 83.8
P5FRDUG1 | Monmouth Lighting Corp | Monmouth Lighting | LED-WHB-19L-35K-LEDL | Indoor Luminaires | High-Bay | High-Bay Luminaires for Commercial and Industrial Buildings | Standard | FALSE | [9 empty] | 42432 | Dimmable | Continuous Below 10 | No |  | 3 | 15229 | 102.7 | 148.27 | 9.37 | 0.9942 | 3635 | 83.7
PUSZMBFQ | Monmouth Lighting Corp | Monmouth Lighting | LED-WVTHB-10-35K-CL | Indoor Luminaires | High-Bay | High-Bay Luminaires for Commercial and Industrial Buildings | Standard | FALSE | [9 empty] | 42432 | Dimmable | Continuous Below 10 | No |  | 3 | 16718 | 112.6 | 148.48 | 10.19 | 0.994 | 3633 | 84.2
P2SWSAXR | Monmouth Lighting Corp | Monmouth Lighting | LED-WVTHB-10-35K-FL | Indoor Luminaires | High-Bay | High-Bay Luminaires for Commercial and Industrial Buildings | Standard | FALSE | [9 empty] | 42432 | Dimmable | Continuous Below 10 | No |  | 3 | 15198 | 102.3 | 148.61 | 10.16 | 0.994 | 3629 | 83.8
PTG6DQ5G | Monmouth Lighting Corp | Monmouth Lighting | LED-WVTHB-8-35K-CL | Indoor Luminaires | High-Bay | High-Bay Luminaires for Commercial and Industrial Buildings | Standard | FALSE | [9 empty] | 42432 | Dimmable | Continuous Below 10 | No |  | 3 | 13715 | 111.3 | 123.19 | 10.39 | 0.9952 | 3628 | 84.2
PGT544FZ | Monmouth Lighting Corp | Monmouth Lighting | LED-WVTHB-6-35K-CL | Indoor Luminaires | High-Bay | High-Bay Luminaires for Commercial and Industrial Buildings | Standard | FALSE | [9 empty] | 42432 | Dimmable | Continuous Below 10 | No |  | 3 | 10446 | 108.1 | 96.61 | 9.3 | 0.9959 | 3627 | 84.2
P4SZTT2D | Monmouth Lighting Corp | Monmouth Lighting | LED-WVTHB-8-35K-FL | Indoor Luminaires | High-Bay | High-Bay Luminaires for Commercial and Industrial Buildings | Standard | FALSE | [9 empty] | 42432 | Dimmable | Continuous Below 10 | No |  | 3 | 12527 | 101.8 | 123.1 | 10.45 | 0.9952 | 3611 | 83.8
P1Z3854B | E-Lite Semiconductor Inc. | E-LITE | EL-TS-100 | Indoor Luminaires | High-Bay | High-Bay Luminaires for Commercial and Industrial Buildings | Premium | TRUE | 11086.39 | 113.8 | 97.42 | 10.79 | 0.969 | 5339 | 87.7 | 5 | 50000 | 42431 |  |  | No |  | 3.1 | 11000 | 110 | 100 | 15 | 0.95 | 5700 | 80
P9NNAFFP | Amprosystems Inc. | LED High Bay Light | PCF-GKD-70W-U01 | Indoor Luminaires | High-Bay | Low-Bay Luminaires for Commercial and Industrial Buildings | Standard | TRUE | 5504 | 78.6 | 70.02 | 13.9 | 0.967 | 5962 | 87.4 | 5 | 50000 | 42431 |  |  | No |  | 3.1 | 5527 | 79 | 69.92 | 9.14 | 0.994 | 5962 | 87.4
PX84BP6Z | Amprosystems Inc. | LED High Bay Light | PCF-GKD-120W-U01 | Indoor Luminaires | High-Bay | High-Bay Luminaires for Commercial and Industrial Buildings | Standard | TRUE | 10640 | 87.3 | 121.9 | 13.3 | 0.95 | 5875 | 87.4 | 5 | 50000 | 42431 |  |  | No |  | 3.1 | 11000 | 90.2 | 121.9 | 8.21 | 0.993 | 5875 | 87.4
PUA12VFJ | E-Lite Semiconductor Inc. | E-LITE | EL-TS-160 | Indoor Luminaires | High-Bay | High-Bay Luminaires for Commercial and Industrial Buildings | Premium | TRUE | 17945.76 | 117.88 | 152.24 | 10.92 | 0.945 | 5327 | 86.8 | 5 | 50000 | 42431 |  |  | No |  | 3.1 | 17600 | 110 | 160 | 15 | 0.95 | 5700 | 80
PP82JQET | E-Lite Semiconductor Inc. | E-LITE | EL-TS-240 | Indoor Luminaires | High-Bay | High-Bay Luminaires for Commercial and Industrial Buildings | Premium | TRUE | 26013.6 | 111.92 | 232.44 | 14.74 | 0.939 | 5399 | 87 | 5 | 50000 | 42431 |  |  | No |  | 3.1 | 26400 | 110 | 240 | 15 | 0.95 | 5700 | 80
PZUYU8VY | E-Lite Semiconductor Inc. | E-LITE | EL-TS-240T | Indoor Luminaires | High-Bay | High-Bay Luminaires for Commercial and Industrial Buildings | Premium | FALSE | [9 empty] | 42431 |  |  | No |  | 3.1 | 26400 | 110 | 240 | 15 | 0.95 | 5700 | 80
P7KP6MNN | E-Lite Semiconductor Inc. | E-LITE | EL-TS-160T | Indoor Luminaires | High-Bay | High-Bay Luminaires for Commercial and Industrial Buildings | Premium | FALSE | [9 empty] | 42431 |  |  | No |  | 3.1 | 17600 | 110 | 160 | 15 | 0.95 | 5700 | 80
P3KH3UZR | E-Lite Semiconductor Inc. | E-LITE | EL-TS-100T | Indoor Luminaires | High-Bay | High-Bay Luminaires for Commercial and Industrial Buildings | Premium | FALSE | [9 empty] | 42431 |  |  | No |  | 3.1 | 11000 | 110 | 100 | 15 | 0.95 | 5700 | 80
PRPGHW8E | ShenZhen Geming Technology co.LTD |  | GM-H200W02YC45 | Indoor Luminaires | High-Bay | High-Bay Luminaires for Commercial and Industrial Buildings | Standard | TRUE | 21308.836 | 114.073 | 186.8 | 14.5 | 0.912 | 4707 | 72.7 | 5 | 50000 | 42431 | Not Dimmable | Not Dimmable | No |  | 3.1 | 21308.8 | 114 | 186.8 | 14.5 | 0.912 | 4707 | 72.7
PUUGNSQP | ShenZhen Geming Technology co.LTD |  | GM-H150W02YC45 | Indoor Luminaires | High-Bay | High-Bay Luminaires for Commercial and Industrial Buildings | Standard | TRUE | 16236.98 | 114.345 | 142 | 14.7 | 0.911 | 4736 | 73.2 | 5 | 50000 | 42431 | Not Dimmable | Not Dimmable | No |  | 3.1 | 16236.9 | 114.3 | 142 | 14.7 | 0.911 | 4736 | 73.2
P1WT8VXH | ShenZhen Geming Technology co.LTD |  | GM-H150W02YC57 | Indoor Luminaires | High-Bay | High-Bay Luminaires for Commercial and Industrial Buildings | Standard | FALSE | [9 empty] | 42431 | Not Dimmable | Not Dimmable | No |  | 3.1 | 17259.2 | 118.1 | 146.1 | 14.9 | 0.914 | 5952 | 75.2
PWR6T5MS | ShenZhen Geming Technology co.LTD |  | GM-H200W02YC57 | Indoor Luminaires | High-Bay | High-Bay Luminaires for Commercial and Industrial Buildings | Standard | FALSE | [9 empty] | 42431 | Not Dimmable | Not Dimmable | No |  | 3.1 | 24090.7 | 118.6 | 203.1 | 14.7 | 0.913 | 5790 | 75.3
P625FYM6 | ShenZhen Geming Technology co.LTD |  | GM-H150W02YC50 | Indoor Luminaires | High-Bay | High-Bay Luminaires for Commercial and Industrial Buildings | Standard | FALSE | [9 empty] | 42431 | Not Dimmable | Not Dimmable | No |  | 3.1 | 16236.9 | 114.3 | 142 | 14.7 | 0.911 | 5000 | 73.2
PQKX4A3W | ShenZhen Geming Technology co.LTD |  | GM-H200W02YC50 | Indoor Luminaires | High-Bay | High-Bay Luminaires for Commercial and Industrial Buildings | Standard | FALSE | [9 empty] | 42431 | Not Dimmable | Not Dimmable | No |  | 3.1 | 21308.8 | 114 | 186.8 | 14.5 | 0.912 | 5000 | 72.7
P4WXGK5Q | Dongbu Lightec | LumiDas Linear Highbay | SLH100-UM-12-YD | Indoor Luminaires | High-Bay | High-Bay Luminaires for Commercial and Industrial Buildings | Standard | TRUE | 11048 | 103.1 | 107.2 | 7.4 | 0.974 | 3582 | 83.7 | 5 | 50000 | 42430 |  |  | No |  | 3.1 | 11048 | 103 | 107.2 | 20 | 0.9 | 3500 | 80
PVTVQZZJ | Dongbu Lightec | LumiDas Linear Highbay | SLH200-UM-22-YD | Indoor Luminaires | High-Bay | High-Bay Luminaires for Commercial and Industrial Buildings | Standard | TRUE | 20881 | 96.9 | 215.5 | 7.2 | 0.974 | 3609 | 83.7 | 5 | 50000 | 42430 |  |  | No |  | 3.1 | 20881 | 96.9 | 215.5 | 20 | 0.9 | 3500 | 80
PAB8KZ4V | Dongbu Lightec | LumiDas Linear Highbay | SLH200-UM-24-YD | Indoor Luminaires | High-Bay | High-Bay Luminaires for Commercial and Industrial Buildings | Standard | TRUE | 24739 | 121.1 | 204.3 | 7 | 0.972 | 3573 | 83.4 | 5 | 50000 | 42430 |  |  | No |  | 3.1 | 24739 | 121 | 204.3 | 20 | 0.9 | 3500 | 80
PUWPEA27 | Nicor Inc. | NICOR LED | HBC-10-100W-UNV-40K-AL60 | Indoor Luminaires | High-Bay | High-Bay Luminaires for Commercial and Industrial Buildings | Premium | TRUE | 12530 | 121.9 | 102.8 | 12.4 | 0.968 | 3995 | 82.3 | 5 | 50000 | 42430 |  |  | Yes |  | 3.1 | 12530 | 122 | 103 | 8.4 | 0.995 | 3995 | 82
PV7AXUS3 | ETECH LED | RM - B66 | RM-B4-320-40-D-90305 | Indoor Retrofit Kit | High-Bay | Retrofit Kits for High-Bay Luminaires for Commercial and Industrial Buildings | Premium | TRUE | 44780 | 140.99 | 317.6 | 13.91 | 0.9422 | 4156 | 75.1 | 5 | 50000 | 42430 |  |  | No |  | 3 | 44780 | 140.99 | 317.6 | 13.91 | 0.9422 | 4000 | 75.1
PC2K2H9Z | Nicor Inc. | NICOR LED | HBC-10-150W-UNV-40K-AL60 | Indoor Luminaires | High-Bay | High-Bay Luminaires for Commercial and Industrial Buildings | Standard | TRUE | 19240 | 124.5 | 154.5 | 13.7 | 0.942 | 4037 | 82.5 | 5 | 50000 | 42430 |  |  | Yes |  | 3.1 | 19240 | 124 | 155 | 13.7 | 0.968 | 3995 | 82
P1SWBPQP | Nicor Inc. | NICOR LED | HBC-10-240W-UNV-40K-AL60 | Indoor Luminaires | High-Bay | High-Bay Luminaires for Commercial and Industrial Buildings | Standard | TRUE | 29150 | 121 | 240.9 | 19.5 | 0.933 | 3998 | 82.4 | 5 | 50000 | 42430 |  |  | Yes |  | 3.1 | 29150 | 121 | 241 | 13.7 | 0.995 | 4000 | 82
PV2DC3VU | Shenzhen Xinshengyang Opto-electronics Technology Co.Ltd. | XSY | XSY-HBPF150W-40K-120 | Indoor Luminaires | High-Bay | High-Bay Luminaires for Commercial and Industrial Buildings | Premium | TRUE | 18765 | 129.86 | 144.5 | 14.12 | 0.9324 | 3885 | 71.5 | 5 | 50000 | 42430 |  |  | No |  | 3.1 | 18765 | 129.86 | 144.5 | 14.12 | 0.9324 | 4000 | 71.5
PEDJS6CB | ETECH LED | RM - B9 | RM-B4-120-40-D-90305-B | Indoor Retrofit Kit | High-Bay | Retrofit Kits for High-Bay Luminaires for Commercial and Industrial Buildings | Premium | TRUE | 16648 | 143.59 | 115.9 | 11.26 | 0.9304 | 4152 | 74.8 | 5 | 50000 | 42430 |  |  | No |  | 3 | 16648 | 143.59 | 115.9 | 11.26 | 0.9304 | 4000 | 74.8
PQMNMRUF | Jiangsu YASHIPS Lighting Group Co.Ltd | YASHIPS | YXL536B-G/180W/F90 4000K | Indoor Luminaires | High-Bay | High-Bay Luminaires for Commercial and Industrial Buildings | Premium | TRUE | 19216 | 109.2 | 176 | 21.8 | 0.9285 | 4041 | 72.8 | 5 | 50000 | 42430 |  |  | No |  | 3.1 | 19200 | 110 | 180 | 20 | 0.995 | 4000 | 71
PPPF8HVJ | ETECH LED | RM - B147 | RM-B4-320-40-D-347480 | Indoor Retrofit Kit | High-Bay | Retrofit Kits for High-Bay Luminaires for Commercial and Industrial Buildings | Premium | TRUE | 39314 | 121.15 | 324.5 | 13.15 | 0.9238 | 4156 | 75.1 | 5 | 50000 | 42430 |  |  | No |  | 3 | 39314 | 121.15 | 324.5 | 13.15 | 0.9238 | 4000 | 75.1
PZ4T8CK4 | Shenzhen Xinshengyang Opto-electronics Technology Co.Ltd. | XSY | XSY-HBPF240W-40K-120 | Indoor Luminaires | High-Bay | High-Bay Luminaires for Commercial and Industrial Buildings | Premium | TRUE | 27477 | 120.72 | 227.6 | 14.21 | 0.9189 | 3893 | 71.4 | 5 | 50000 | 42430 |  |  | No |  | 3.1 | 27477 | 120.72 | 227.6 | 14.21 | 0.9189 | 4000 | 71.4
PTKXTKF6 | Shenzhen Xinshengyang Opto-electronics Technology Co.Ltd. | XSY | XSY-HBPF240W-57K-120 | Indoor Luminaires | High-Bay | High-Bay Luminaires for Commercial and Industrial Buildings | Premium | TRUE | 28318.4 | 124.31 | 227.8 | 14.77 | 0.9123 | 3856 | 71.9 | 5 | 50000 | 42430 |  |  | No |  | 3.1 | 28340 | 123.81 | 228.9 | 14.88 | 0.9176 | 5700 | 75.1
P73CN6VY | Shenzhen Xinshengyang Opto-electronics Technology Co.Ltd. | XSY | XSY-HBPF-HV150W-57K-60 | Indoor Luminaires | High-Bay | High-Bay Luminaires for Commercial and Industrial Buildings | Premium | TRUE | 27238 | 119.41 | 228.1 | 12.7 | 0.9102 | 3866 | 72 | 5 | 50000 | 42430 |  |  | No |  | 3.1 | 18521 | 126.25 | 146.7 | 13.29 | 0.9044 | 5700 | 77
P4ESBCBJ | Revolution Lighting Technologies | Revolution Lighting Technologies | 114806-100 | Indoor Luminaires | High-Bay | High-Bay Luminaires for Commercial and Industrial Buildings | Standard | TRUE | 10288.13 | 90.22 | 114.04 | 13.4 | 0.905 | 2912 | 83.1 | 5 | 50000 | 42430 |  |  | No |  | 3.1 | 10800 | 90 | 120 | 10 | 0.9 | 3000 | 80
PFKP12WQ | Shenzhen Xinshengyang Opto-electronics Technology Co.Ltd. | XSY | XSY-HBPF-HV240W-40K-60 | Indoor Luminaires | High-Bay | High-Bay Luminaires for Commercial and Industrial Buildings | Premium | TRUE | 18372 | 126.01 | 145.8 | 13.29 | 0.9044 | 5455 | 77 | 5 | 50000 | 42430 |  |  | No |  | 3.1 | 27798 | 120.03 | 231.6 | 12.7 | 0.9102 | 4000 | 72
PJV1UFU7 | Shenzhen Xinshengyang Opto-electronics Technology Co.Ltd. | XSY | XSY-HBPF-HV150W-40K-60 | Indoor Luminaires | High-Bay | High-Bay Luminaires for Commercial and Industrial Buildings | Premium | TRUE | 18227 | 124.08 | 146.9 | 13.27 | 0.9043 | 3913 | 71.5 | 5 | 50000 | 42430 |  |  | No |  | 3.1 | 17943 | 122.56 | 146.4 | 13.79 | 0.9033 | 4000 | 71.5
P38Y8J9J | Revolution Lighting Technologies | Revolution Lighting Technologies | 114805-100 | Indoor Luminaires | High-Bay | Low-Bay Luminaires for Commercial and Industrial Buildings | Standard | TRUE | 7986.31 | 93.21 | 85.68 | 14.6 | 0.874 | 2925 | 83.2 | 5 | 50000 | 42430 |  |  | No |  | 3.1 | 8100 | 90 | 90 | 10 | 0.9 | 3000 | 80
P6EV45P6 | ETECH LED | RM - B4 | RM-B4-120-50-90305-B | Indoor Retrofit Kit | High-Bay | Retrofit Kits for High-Bay Luminaires for Commercial and Industrial Buildings | Premium | FALSE | [9 empty] | 42430 | Not Dimmable | Not Dimmable | No |  | 3 | 16993 | 145.86 | 116.5 | 11.52 | 0.9328 | 5000 | 75.2
P29JYE1E | ETECH LED | RM - B61 | RM-B4-320-50-90305 | Indoor Retrofit Kit | High-Bay | Retrofit Kits for High-Bay Luminaires for Commercial and Industrial Buildings | Premium | FALSE | [9 empty] | 42430 | Not Dimmable | Not Dimmable | No |  | 3 | 45529 | 144.12 | 315.9 | 13.96 | 0.9425 | 5000 | 73.4
PKVG1RJP | ETECH LED | RM - B5 | RM-B4-120-50-D-90305-B | Indoor Retrofit Kit | High-Bay | Retrofit Kits for High-Bay Luminaires for Commercial and Industrial Buildings | Premium | FALSE | [9 empty] | 42430 |  |  | No |  | 3 | 16993 | 145.86 | 116.5 | 11.52 | 0.9328 | 5000 | 75.2
PMT257YY | ETECH LED | RM - B62 | RM-B4-320-50-D-90305 | Indoor Retrofit Kit | High-Bay | Retrofit Kits for High-Bay Luminaires for Commercial and Industrial Buildings | Premium | FALSE | [9 empty] | 42430 |  |  | No |  | 3 | 45529 | 144.12 | 315.9 | 13.96 | 0.9425 | 5000 | 73.4
PYHG8W1D | ETECH LED | RM - B142 | RM-B4-320-50-347480 | Indoor Retrofit Kit | High-Bay | Retrofit Kits for High-Bay Luminaires for Commercial and Industrial Buildings | Premium | FALSE | [9 empty] | 42430 |  |  | No |  | 3 | 40093 | 123.63 | 324.3 | 13.2 | 0.9177 | 5000 | 73.4
PT9H65UD | ETECH LED | RM - B143 | RM-B4-320-50-D-347480 | Indoor Retrofit Kit | High-Bay | Retrofit Kits for High-Bay Luminaires for Commercial and Industrial Buildings | Premium | FALSE | [9 empty] | 42430 |  |  | No |  | 3 | 40093 | 123.63 | 324.3 | 13.2 | 0.9177 | 5000 | 73.4
PYUYCW6V | ETECH LED | RM - B63 | RM-B4-320-45-90305 | Indoor Retrofit Kit | High-Bay | Retrofit Kits for High-Bay Luminaires for Commercial and Industrial Buildings | Premium | FALSE | [9 empty] | 42430 |  |  | No |  | 3 | 44780 | 140.99 | 317.6 | 13.91 | 0.9422 | 4500 | 75.1
PGUUCQPB | ETECH LED | RM - B6 | RM-B4-120-45-90305-B | Indoor Retrofit Kit | High-Bay | Retrofit Kits for High-Bay Luminaires for Commercial and Industrial Buildings | Premium | FALSE | [9 empty] | 42430 |  |  | No |  | 3 | 16648 | 143.59 | 115.9 | 11.26 | 0.9304 | 4500 | 74.8
PS1PPRME | ETECH LED | RM - B64 | RM-B4-320-45-D-90305 | Indoor Retrofit Kit | High-Bay | Retrofit Kits for High-Bay Luminaires for Commercial and Industrial Buildings | Premium | FALSE | [9 empty] | 42430 |  |  | No |  | 3 | 44780 | 140.99 | 317.6 | 13.91 | 0.9422 | 4500 | 75.1
PG5VAU4Y | ETECH LED | RM - B144 | RM-B4-320-45-347480 | Indoor Retrofit Kit | High-Bay | Retrofit Kits for High-Bay Luminaires for Commercial and Industrial Buildings | Premium | FALSE | [9 empty] | 42430 |  |  | No |  | 3 | 39314 | 121.15 | 324.5 | 13.15 | 0.9238 | 4500 | 75.1
PFY1AK43 | ETECH LED | RM - B145 | RM-B4-320-45-D-347480 | Indoor Retrofit Kit | High-Bay | Retrofit Kits for High-Bay Luminaires for Commercial and Industrial Buildings | Premium | FALSE | [9 empty] | 42430 |  |  | No |  | 3 | 39314 | 121.15 | 324.5 | 13.15 | 0.9238 | 4500 | 75.1
P94XUYRS | ETECH LED | RM - B7 | RM-B4-120-45-D-90305-B | Indoor Retrofit Kit | High-Bay | Retrofit Kits for High-Bay Luminaires for Commercial and Industrial Buildings | Premium | FALSE | [9 empty] | 42430 | Dimmable | Continuous Below 10 | No |  | 3 | 16648 | 143.59 | 115.9 | 11.26 | 0.9304 | 4500 | 74.8
PCA1RMDV | ETECH LED | RM - B65 | RM-B4-320-40-90305 | Indoor Retrofit Kit | High-Bay | Retrofit Kits for High-Bay Luminaires for Commercial and Industrial Buildings | Premium | FALSE | [9 empty] | 42430 | Not Dimmable | Not Dimmable | No |  | 3 | 44780 | 140.99 | 317.6 | 13.91 | 0.9422 | 4000 | 75.1
PWFEWRJP | ETECH LED | RM - B8 | RM-B4-120-45-90305-B | Indoor Retrofit Kit | High-Bay | Retrofit Kits for High-Bay Luminaires for Commercial and Industrial Buildings | Premium | FALSE | [9 empty] | 42430 |  |  | No |  | 3 | 16648 | 143.59 | 115.9 | 11.26 | 0.9304 | 4000 | 74.8
PRE3ND38 | ETECH LED | RM - B146 | RM-B4-320-40-347480 | Indoor Retrofit Kit | High-Bay | Retrofit Kits for High-Bay Luminaires for Commercial and Industrial Buildings | Premium | FALSE | [9 empty] | 42430 |  |  | No |  | 3 | 39314 | 121.15 | 324.5 | 13.15 | 0.9238 | 4000 | 75.1
P6XMJ39R | Jiangsu YASHIPS Lighting Group Co.Ltd | YASHIPS | YXL536B-G/180W/F90 5700K | Indoor Luminaires | High-Bay | High-Bay Luminaires for Commercial and Industrial Buildings | Premium | FALSE | [9 empty] | 42430 |  |  | No |  | 3.1 | 19200 | 110 | 180 | 20 | 0.995 | 5700 | 71
PHT1ZE3K | Jiangsu YASHIPS Lighting Group Co.Ltd | YASHIPS | YXL536B-G/180W/F90 5000K | Indoor Luminaires | High-Bay | High-Bay Luminaires for Commercial and Industrial Buildings | Premium | FALSE | [9 empty] | 42430 |  |  | No |  | 3.1 | 19200 | 110 | 180 | 20 | 0.995 | 5000 | 71
P66R4RJK | Jiangsu YASHIPS Lighting Group Co.Ltd | YASHIPS | YXL536B-G/180W/F90 4500K | Indoor Luminaires | High-Bay | High-Bay Luminaires for Commercial and Industrial Buildings | Premium | FALSE | [9 empty] | 42430 |  |  | No |  | 3.1 | 19200 | 110 | 180 | 20 | 0.995 | 4500 | 71
PHERRF8R | Revolution Lighting Technologies | Revolution Lighting Technologies | 114806-105 | Indoor Luminaires | High-Bay | High-Bay Luminaires for Commercial and Industrial Buildings | Standard | FALSE | [9 empty] | 42430 |  |  | No |  | 3.1 | 10800 | 90 | 120 | 10 | 0.9 | 5700 | 80
P9KA2DFZ | Revolution Lighting Technologies | Revolution Lighting Technologies | 114805-105 | Indoor Luminaires | High-Bay | Low-Bay Luminaires for Commercial and Industrial Buildings | Standard | FALSE | [9 empty] | 42430 |  |  | No |  | 3.1 | 8100 | 90 | 90 | 10 | 0.9 | 5700 | 80
PGPRHEBQ | Revolution Lighting Technologies | Revolution Lighting Technologies | 114806-104 | Indoor Luminaires | High-Bay | High-Bay Luminaires for Commercial and Industrial Buildings | Standard | FALSE | [9 empty] | 42430 |  |  | No |  | 3.1 | 10800 | 90 | 120 | 10 | 0.9 | 5000 | 80
PAQ3J5Q2 | Revolution Lighting Technologies | Revolution Lighting Technologies | 114805-104 | Indoor Luminaires | High-Bay | Low-Bay Luminaires for Commercial and Industrial Buildings | Standard | FALSE | [9 empty] | 42430 |  |  | No |  | 3.1 | 8100 | 90 | 90 | 10 | 0.9 | 5000 | 80
PB6Q9V3H | Revolution Lighting Technologies | Revolution Lighting Technologies | 114806-103 | Indoor Luminaires | High-Bay | High-Bay Luminaires for Commercial and Industrial Buildings | Standard | FALSE | [9 empty] | 42430 |  |  | No |  | 3.1 | 10800 | 90 | 120 | 10 | 0.9 | 4500 | 80
PHPXSTGG | Revolution Lighting Technologies | Revolution Lighting Technologies | 114805-103 | Indoor Luminaires | High-Bay | Low-Bay Luminaires for Commercial and Industrial Buildings | Standard | FALSE | [9 empty] | 42430 |  |  | No |  | 3.1 | 8100 | 90 | 90 | 10 | 0.9 | 4500 | 80
PVAR13CH | Revolution Lighting Technologies | Revolution Lighting Technologies | 114806-102 | Indoor Luminaires | High-Bay | High-Bay Luminaires for Commercial and Industrial Buildings | Standard | FALSE | [9 empty] | 42430 |  |  | No |  | 3.1 | 10800 | 90 | 120 | 10 | 0.9 | 4000 | 80
PGTPGMM1 | Revolution Lighting Technologies | Revolution Lighting Technologies | 114805-102 | Indoor Luminaires | High-Bay | Low-Bay Luminaires for Commercial and Industrial Buildings | Standard | FALSE | [9 empty] | 42430 |  |  | No |  | 3.1 | 8100 | 90 | 90 | 10 | 0.9 | 4000 | 80
PVEZ55QU | Revolution Lighting Technologies | Revolution Lighting Technologies | 114806-101 | Indoor Luminaires | High-Bay | High-Bay Luminaires for Commercial and Industrial Buildings | Standard | FALSE | [9 empty] | 42430 |  |  | No |  | 3.1 | 10800 | 90 | 120 | 10 | 0.9 | 3500 | 80
PJRZY49V | Revolution Lighting Technologies | Revolution Lighting Technologies | 114805-101 | Indoor Luminaires | High-Bay | Low-Bay Luminaires for Commercial and Industrial Buildings | Standard | FALSE | [9 empty] | 42430 |  |  | No |  | 3.1 | 8100 | 90 | 90 | 10 | 0.9 | 3500 | 80
PMKPG6W2 | Shenzhen Xinshengyang Opto-electronics Technology Co.Ltd. | XSY | XSY-HBPF-HV240W-57K-60 | Indoor Luminaires | High-Bay | High-Bay Luminaires for Commercial and Industrial Buildings | Premium | FALSE | [9 empty] | 42430 |  |  | No |  | 3.1 | 28687.53 | 123.86 | 231.6 | 12.7 | 0.9102 | 5700 | 75.5
PWWZV7QG | Shenzhen Xinshengyang Opto-electronics Technology Co.Ltd. | XSY | XSY-HBPF240W-57K-60 | Indoor Luminaires | High-Bay | High-Bay Luminaires for Commercial and Industrial Buildings | Premium | FALSE | [9 empty] | 42430 |  |  | No |  | 3.1 | 29196.27 | 128.73 | 226.8 | 14.77 | 0.9123 | 5700 | 75.1
P2WTTCBE | Shenzhen Xinshengyang Opto-electronics Technology Co.Ltd. | XSY | XSY-HBPF-HV240W-57K-120 | Indoor Luminaires | High-Bay | High-Bay Luminaires for Commercial and Industrial Buildings | Premium | FALSE | [9 empty] | 42430 |  |  | No |  | 3.1 | 29146.53 | 125.84 | 231.6 | 12.7 | 0.9102 | 5700 | 75.1
PAZKNDRX | Shenzhen Xinshengyang Opto-electronics Technology Co.Ltd. | XSY | XSY-HBPF150W-57K-60 | Indoor Luminaires | High-Bay | High-Bay Luminaires for Commercial and Industrial Buildings | Premium | FALSE | [9 empty] | 42430 |  |  | No |  | 3.1 | 19927.11 | 137.9 | 144.5 | 14.12 | 0.9324 | 5700 | 71.5
P7JR967H | Shenzhen Xinshengyang Opto-electronics Technology Co.Ltd. | XSY | XSY-HBPF150W-57K-120 | Indoor Luminaires | High-Bay | High-Bay Luminaires for Commercial and Industrial Buildings | Premium | FALSE | [9 empty] | 42430 |  |  | No |  | 3.1 | 19346.71 | 133.88 | 144.5 | 14.12 | 0.9324 | 5700 | 71.5
PCF14EXT | Shenzhen Xinshengyang Opto-electronics Technology Co.Ltd. | XSY | XSY-HBPF-HV150W-57K-120 | Indoor Luminaires | High-Bay | High-Bay Luminaires for Commercial and Industrial Buildings | Premium | FALSE | [9 empty] | 42430 |  |  | No |  | 3.1 | 18810.26 | 128.04 | 146.9 | 13.27 | 0.9043 | 5700 | 71.5
PKA8TBDT | Shenzhen Xinshengyang Opto-electronics Technology Co.Ltd. | XSY | XSY-HBPF200W-57K-60 | Indoor Luminaires | High-Bay | High-Bay Luminaires for Commercial and Industrial Buildings | Premium | FALSE | [9 empty] | 42430 |  |  | No |  | 3.1 | 25355.7 | 133.38 | 190.1 | 13.61 | 0.9153 | 5700 | 71.4
P88JPZH1 | Shenzhen Xinshengyang Opto-electronics Technology Co.Ltd. | XSY | XSY-HBPF200W-57K-120 | Indoor Luminaires | High-Bay | High-Bay Luminaires for Commercial and Industrial Buildings | Premium | FALSE | [9 empty] | 42430 |  |  | No | updated 3/22/2017 | 3.1 | 25291 | 127.86 | 197.8 | 12.71 | 0.91 | 5700 | 81.5
PU5X91JN | Shenzhen Xinshengyang Opto-electronics Technology Co.Ltd. | XSY | XSY-HBPF-HV200W-57K-120 | Indoor Luminaires | High-Bay | High-Bay Luminaires for Commercial and Industrial Buildings | Premium | FALSE | [9 empty] | 42430 |  |  | No |  | 3.1 | 25435.85 | 127.17 | 200 | 13.29 | 0.9044 | 5700 | 70
PWS75HS6 | Shenzhen Xinshengyang Opto-electronics Technology Co.Ltd. | XSY | XSY-HBPF-HV200W-57K-60 | Indoor Luminaires | High-Bay | High-Bay Luminaires for Commercial and Industrial Buildings | Premium | FALSE | [9 empty] | 42430 |  |  | No |  | 3.1 | 25035.28 | 125.17 | 200 | 13.29 | 0.9044 | 5700 | 70
PRG22XXK | Shenzhen Xinshengyang Opto-electronics Technology Co.Ltd. | XSY | XSY-HBPF-HV240W-50K-60 | Indoor Luminaires | High-Bay | High-Bay Luminaires for Commercial and Industrial Buildings | Premium | FALSE | [9 empty] | 42430 |  |  | No |  | 3.1 | 28465.15 | 122.9 | 231.6 | 12.7 | 0.9102 | 5000 | 72
PZMZ27QW | Shenzhen Xinshengyang Opto-electronics Technology Co.Ltd. | XSY | XSY-HBPF240W-50K-60 | Indoor Luminaires | High-Bay | High-Bay Luminaires for Commercial and Industrial Buildings | Premium | FALSE | [9 empty] | 42430 |  |  | No |  | 3.1 | 28757.33 | 126.79 | 226.8 | 14.77 | 0.9123 | 5000 | 71.9
PNMTZTGA | Shenzhen Xinshengyang Opto-electronics Technology Co.Ltd. | XSY | XSY-HBPF150W-50K-60 | Indoor Luminaires | High-Bay | High-Bay Luminaires for Commercial and Industrial Buildings | Premium | FALSE | [9 empty] | 42430 |  |  | No |  | 3.1 | 19627.53 | 135.83 | 144.5 | 14.12 | 0.9324 | 5000 | 71.5
PYPG9DZQ | Shenzhen Xinshengyang Opto-electronics Technology Co.Ltd. | XSY | XSY-HBPF150W-50K-120 | Indoor Luminaires | High-Bay | High-Bay Luminaires for Commercial and Industrial Buildings | Premium | FALSE | [9 empty] | 42430 |  |  | No |  | 3.1 | 19055.85 | 131.87 | 144.5 | 14.12 | 0.9324 | 5000 | 71.5
P7X6FE6H | Shenzhen Xinshengyang Opto-electronics Technology Co.Ltd. | XSY | XSY-HBPF-HV150W-50K-60 | Indoor Luminaires | High-Bay | High-Bay Luminaires for Commercial and Industrial Buildings | Premium | FALSE | [9 empty] | 42430 |  |  | No |  | 3.1 | 18376.5 | 125.52 | 146.4 | 13.79 | 0.9033 | 5000 | 71.5
P86P3QX3 | Shenzhen Xinshengyang Opto-electronics Technology Co.Ltd. | XSY | XSY-HBPF-HV150W-50K-120 | Indoor Luminaires | High-Bay | High-Bay Luminaires for Commercial and Industrial Buildings | Premium | FALSE | [9 empty] | 42430 |  |  | No |  | 3.1 | 18664.44 | 127.05 | 146.9 | 13.27 | 0.9043 | 5000 | 71.5
PMEWSBWK | Shenzhen Xinshengyang Opto-electronics Technology Co.Ltd. | XSY | XSY-HBPF-HV240W-50K-120 | Indoor Luminaires | High-Bay | High-Bay Luminaires for Commercial and Industrial Buildings | Premium | FALSE | [9 empty] | 42430 |  |  | No |  | 3.1 | 28920.59 | 124.87 | 231.6 | 12.7 | 0.9102 | 5000 | 71.5
PYQN3RGC | Shenzhen Xinshengyang Opto-electronics Technology Co.Ltd. | XSY | XSY-HBPF240W-50K-120 | Indoor Luminaires | High-Bay | High-Bay Luminaires for Commercial and Industrial Buildings | Premium | FALSE | [9 empty] | 42430 |  |  | No |  | 3.1 | 27908.5 | 122.62 | 227.6 | 14.21 | 0.9189 | 5000 | 71.4
P6Q91G7V | Shenzhen Xinshengyang Opto-electronics Technology Co.Ltd. | XSY | XSY-HBPF200W-50K-60 | Indoor Luminaires | High-Bay | High-Bay Luminaires for Commercial and Industrial Buildings | Premium | FALSE | [9 empty] | 42430 |  |  | No |  | 3.1 | 24974.5 | 131.37 | 190.1 | 13.61 | 0.9153 | 5000 | 71.4
PRPJPWQU | Shenzhen Xinshengyang Opto-electronics Technology Co.Ltd. | XSY | XSY-HBPF200W-50K-120 | Indoor Luminaires | High-Bay | High-Bay Luminaires for Commercial and Industrial Buildings | Premium | FALSE | [9 empty] | 42430 |  |  | No | updated 3/22/2017 | 3.1 | 25558 | 130.07 | 196.5 | 12.71 | 0.91 | 5000 | 76.8
PWFWRANF | Shenzhen Xinshengyang Opto-electronics Technology Co.Ltd. | XSY | XSY-HBPF-HV200W-50K-120 | Indoor Luminaires | High-Bay | High-Bay Luminaires for Commercial and Industrial Buildings | Premium | FALSE | [9 empty] | 42430 |  |  | No |  | 3.1 | 25238.67 | 126.19 | 200 | 13.29 | 0.9044 | 5000 | 70
PHCBSGFK | Shenzhen Xinshengyang Opto-electronics Technology Co.Ltd. | XSY | XSY-HBPF-HV200W-50K-60 | Indoor Luminaires | High-Bay | High-Bay Luminaires for Commercial and Industrial Buildings | Premium | FALSE | [9 empty] | 42430 |  |  | No |  | 3.1 | 24841.21 | 124.2 | 200 | 13.29 | 0.9044 | 5000 | 70
PD1RZU9S | Shenzhen Xinshengyang Opto-electronics Technology Co.Ltd. | XSY | XSY-HBPF-HV240W-45K-60 | Indoor Luminaires | High-Bay | High-Bay Luminaires for Commercial and Industrial Buildings | Premium | FALSE | [9 empty] | 42430 |  |  | No |  | 3.1 | 28242.76 | 121.94 | 231.6 | 12.7 | 0.9102 | 4500 | 72
P6MC1YTD | Shenzhen Xinshengyang Opto-electronics Technology Co.Ltd. | XSY | XSY-HBPF240W-45K-60 | Indoor Luminaires | High-Bay | High-Bay Luminaires for Commercial and Industrial Buildings | Premium | FALSE | [9 empty] | 42430 |  |  | No |  | 3.1 | 28537.86 | 125.82 | 226.8 | 14.77 | 0.9123 | 4500 | 71.9
PV831ZD9 | Shenzhen Xinshengyang Opto-electronics Technology Co.Ltd. | XSY | XSY-HBPF150W-45K-60 | Indoor Luminaires | High-Bay | High-Bay Luminaires for Commercial and Industrial Buildings | Premium | FALSE | [9 empty] | 42430 |  |  | No |  | 3.1 | 19477.74 | 134.79 | 144.5 | 14.12 | 0.9324 | 4500 | 71.5
P37P478G | Shenzhen Xinshengyang Opto-electronics Technology Co.Ltd. | XSY | XSY-HBPF150W-45K-120 | Indoor Luminaires | High-Bay | High-Bay Luminaires for Commercial and Industrial Buildings | Premium | FALSE | [9 empty] | 42430 |  |  | No |  | 3.1 | 18910.42 | 130.86 | 144.5 | 14.12 | 0.9324 | 4500 | 71.5
P7KGF9XR | Shenzhen Xinshengyang Opto-electronics Technology Co.Ltd. | XSY | XSY-HBPF-HV150W-45K-60 | Indoor Luminaires | High-Bay | High-Bay Luminaires for Commercial and Industrial Buildings | Premium | FALSE | [9 empty] | 42430 |  |  | No |  | 3.1 | 18232 | 124.53 | 146.4 | 13.79 | 0.9033 | 4500 | 71.5
PQ7ENKGX | Shenzhen Xinshengyang Opto-electronics Technology Co.Ltd. | XSY | XSY-HBPF-HV150W-45K-120 | Indoor Luminaires | High-Bay | High-Bay Luminaires for Commercial and Industrial Buildings | Premium | FALSE | [9 empty] | 42430 |  |  | No |  | 3.1 | 18518.63 | 126.06 | 146.9 | 13.27 | 0.9043 | 4500 | 71.5
P2W5ZQUY | Shenzhen Xinshengyang Opto-electronics Technology Co.Ltd. | XSY | XSY-HBPF-HV240W-45K-120 | Indoor Luminaires | High-Bay | High-Bay Luminaires for Commercial and Industrial Buildings | Premium | FALSE | [9 empty] | 42430 |  |  | No |  | 3.1 | 28694.65 | 123.89 | 231.6 | 12.7 | 0.9102 | 4500 | 71.5
P2ZYBR9E | Shenzhen Xinshengyang Opto-electronics Technology Co.Ltd. | XSY | XSY-HBPF240W-45K-120 | Indoor Luminaires | High-Bay | High-Bay Luminaires for Commercial and Industrial Buildings | Premium | FALSE | [9 empty] | 42430 |  |  | No |  | 3.1 | 27692.75 | 121.67 | 227.6 | 14.21 | 0.9189 | 4500 | 71.4
PKZ4B38N | Shenzhen Xinshengyang Opto-electronics Technology Co.Ltd. | XSY | XSY-HBPF200W-45K-60 | Indoor Luminaires | High-Bay | High-Bay Luminaires for Commercial and Industrial Buildings | Premium | FALSE | [9 empty] | 42430 |  |  | No |  | 3.1 | 24783.9 | 130.37 | 190.1 | 13.61 | 0.9153 | 4500 | 71.4
PARD12AC | Shenzhen Xinshengyang Opto-electronics Technology Co.Ltd. | XSY | XSY-HBPF200W-45K-120 | Indoor Luminaires | High-Bay | High-Bay Luminaires for Commercial and Industrial Buildings | Premium | FALSE | [9 empty] | 42430 |  |  | No |  | 3.1 | 24062.04 | 126.57 | 190.1 | 13.61 | 0.9153 | 4500 | 71.4
PNQ4DYZB | Shenzhen Xinshengyang Opto-electronics Technology Co.Ltd. | XSY | XSY-HBPF-HV200W-45K-120 | Indoor Luminaires | High-Bay | High-Bay Luminaires for Commercial and Industrial Buildings | Premium | FALSE | [9 empty] | 42430 |  |  | No |  | 3.1 | 25041.49 | 125.2 | 200 | 13.29 | 0.9044 | 4500 | 70
P84S5TMV | Shenzhen Xinshengyang Opto-electronics Technology Co.Ltd. | XSY | XSY-HBPF-HV200W-45K-60 | Indoor Luminaires | High-Bay | High-Bay Luminaires for Commercial and Industrial Buildings | Premium | FALSE | [9 empty] | 42430 |  |  | No |  | 3.1 | 24647.14 | 123.23 | 200 | 13.29 | 0.9044 | 4500 | 70
PXQUYRVV | Shenzhen Xinshengyang Opto-electronics Technology Co.Ltd. | XSY | XSY-HBPF240W-40K-60 | Indoor Luminaires | High-Bay | High-Bay Luminaires for Commercial and Industrial Buildings | Premium | FALSE | [9 empty] | 42430 |  |  | No |  | 3.1 | 28318.4 | 124.31 | 226.8 | 14.77 | 0.9123 | 4000 | 71.9
P2681GFG | Shenzhen Xinshengyang Opto-electronics Technology Co.Ltd. | XSY | XSY-HBPF150W-40K-60 | Indoor Luminaires | High-Bay | High-Bay Luminaires for Commercial and Industrial Buildings | Premium | FALSE | [9 empty] | 42430 |  |  | No |  | 3.1 | 19327.95 | 133.75 | 144.5 | 14.12 | 0.9324 | 4000 | 71.5
P2WDG42W | Shenzhen Xinshengyang Opto-electronics Technology Co.Ltd. | XSY | XSY-HBPF-HV150W-40K-120 | Indoor Luminaires | High-Bay | High-Bay Luminaires for Commercial and Industrial Buildings | Premium | FALSE | [9 empty] | 42430 |  |  | No |  | 3.1 | 18227 | 124.08 | 146.9 | 13.27 | 0.9043 | 4000 | 71.5
PT11P42V | Shenzhen Xinshengyang Opto-electronics Technology Co.Ltd. | XSY | XSY-HBPF-HV240W-40K-120 | Indoor Luminaires | High-Bay | High-Bay Luminaires for Commercial and Industrial Buildings | Premium | FALSE | [9 empty] | 42430 |  |  | No |  | 3.1 | 28242.76 | 121.94 | 231.6 | 12.7 | 0.9102 | 4000 | 71.5
PGYPC1UD | Shenzhen Xinshengyang Opto-electronics Technology Co.Ltd. | XSY | XSY-HBPF200W-40K-60 | Indoor Luminaires | High-Bay | High-Bay Luminaires for Commercial and Industrial Buildings | Premium | FALSE | [9 empty] | 42430 |  |  | No |  | 3.1 | 24593.31 | 129.37 | 190.1 | 13.61 | 0.9153 | 4000 | 71.4
PSXC6YKB | Shenzhen Xinshengyang Opto-electronics Technology Co.Ltd. | XSY | XSY-HBPF200W-40K-120 | Indoor Luminaires | High-Bay | High-Bay Luminaires for Commercial and Industrial Buildings | Premium | TRUE | 25558 | 130.07 | 196.5 | 12.71 | 0.9082 | 3999 | 76.8 | 5 | 50000 | 42430 |  |  | No | updated 3/22/2017 | 3.1 | 25558 | 130.07 | 196.5 | 12.71 | 0.91 | 4000 | 76.8
PQNPZEDE | Shenzhen Xinshengyang Opto-electronics Technology Co.Ltd. | XSY | XSY-HBPF-HV200W-40K-120 | Indoor Luminaires | High-Bay | High-Bay Luminaires for Commercial and Industrial Buildings | Premium | FALSE | [9 empty] | 42430 |  |  | No |  | 3.1 | 24647.14 | 123.23 | 200 | 13.29 | 0.9044 | 4000 | 70
P2XGJ8JT | Shenzhen Xinshengyang Opto-electronics Technology Co.Ltd. | XSY | XSY-HBPF-HV200W-40K-60 | Indoor Luminaires | High-Bay | High-Bay Luminaires for Commercial and Industrial Buildings | Premium | FALSE | [9 empty] | 42430 |  |  | No |  | 3.1 | 24259 | 121.29 | 200 | 13.29 | 0.9044 | 4000 | 70
P231Y9JV | Nicor Inc. | NICOR LED | HBC-10-150W-UNV-50K | Indoor Luminaires | High-Bay | High-Bay Luminaires for Commercial and Industrial Buildings | Standard | FALSE | [9 empty] | 42430 |  |  | Yes |  | 3.1 | 20441 | 132 | 155 | 13.7 | 0.995 | 5096 | 82
P35X1NFX | Nicor Inc. | NICOR LED | HBC-10-150W-UNV-50K-AL60 | Indoor Luminaires | High-Bay | High-Bay Luminaires for Commercial and Industrial Buildings | Standard | FALSE | [9 empty] | 42430 |  |  | Yes |  | 3.1 | 19625 | 127 | 155 | 13.7 | 0.995 | 5096 | 82
PKMCK9M8 | Nicor Inc. | NICOR LED | HBC-10-150W-UNV-50K-PC70 | Indoor Luminaires | High-Bay | High-Bay Luminaires for Commercial and Industrial Buildings | Standard | FALSE | [9 empty] | 42430 |  |  | Yes |  | 3.1 | 19431 | 125 | 155 | 13.7 | 0.995 | 5096 | 82
PJMTGJEV | Nicor Inc. | NICOR LED | HBC-10-150W-UNV-50K-AL90 | Indoor Luminaires | High-Bay | High-Bay Luminaires for Commercial and Industrial Buildings | Standard | FALSE | [9 empty] | 42430 |  |  | Yes |  | 3.1 | 19171 | 124 | 155 | 13.7 | 0.995 | 5096 | 82
PPNG6Y1F | Nicor Inc. | NICOR LED | HBC-10-100W-UNV-50K | Indoor Luminaires | High-Bay | High-Bay Luminaires for Commercial and Industrial Buildings | Premium | FALSE | [9 empty] | 42430 |  |  | Yes |  | 3.1 | 13627 | 132 | 103 | 8.49 | 0.995 | 5096 | 82
PW7UAD3V | Nicor Inc. | NICOR LED | HBC-10-100W-UNV-50KAL90 | Indoor Luminaires | High-Bay | High-Bay Luminaires for Commercial and Industrial Buildings | Premium | FALSE | [9 empty] | 42430 |  |  | Yes |  | 3.1 | 13040 | 129 | 101 | 8.49 | 0.995 | 5096 | 82
P1F5BBS6 | Nicor Inc. | NICOR LED | HBC-10-100W-UNV-50K-PC70 | Indoor Luminaires | High-Bay | High-Bay Luminaires for Commercial and Industrial Buildings | Premium | FALSE | [9 empty] | 42430 |  |  | Yes |  | 3.1 | 12954 | 125 | 103 | 8.49 | 0.995 | 5096 | 82
PWUUN2X9 | Nicor Inc. | NICOR LED | HBC-10-100W-UNV-50K-AL60 | Indoor Luminaires | High-Bay | High-Bay Luminaires for Commercial and Industrial Buildings | Premium | FALSE | [9 empty] | 42430 |  |  | Yes |  | 3.1 | 12905 | 125 | 103 | 8.49 | 0.995 | 5096 | 82
P8ETVB7C | Nicor Inc. | NICOR LED | HBC-10-240W-UNV-50K | Indoor Luminaires | High-Bay | High-Bay Luminaires for Commercial and Industrial Buildings | Standard | FALSE | [9 empty] | 42430 |  |  | Yes |  | 3.1 | 32194.05 | 133.6 | 241 | 13.7 | 0.995 | 5000 | 82
PV3U1NH6 | Nicor Inc. | NICOR LED | HBC-10-240W-UNV-50KAL60 | Indoor Luminaires | High-Bay | High-Bay Luminaires for Commercial and Industrial Buildings | Standard | FALSE | [9 empty] | 42430 |  |  | Yes |  | 3.1 | 30607.5 | 127 | 241 | 13.7 | 0.995 | 5000 | 82
P7X3A77X | Nicor Inc. | NICOR LED | HBC-10-240W-UNV-50K-PC70 | Indoor Luminaires | High-Bay | High-Bay Luminaires for Commercial and Industrial Buildings | Standard | FALSE | [9 empty] | 42430 |  |  | Yes |  | 3.1 | 30604.35 | 127 | 241 | 13.7 | 0.995 | 5000 | 82
P3EFDK3G | Nicor Inc. | NICOR LED | HBC-10-240W-UNV-50K-AL90 | Indoor Luminaires | High-Bay | High-Bay Luminaires for Commercial and Industrial Buildings | Standard | FALSE | [9 empty] | 42430 |  |  | Yes |  | 3.1 | 30193.8 | 125.3 | 241 | 13.7 | 0.995 | 5000 | 82
P9RFWFAM | Nicor Inc. | NICOR LED | HBC-10-240W-UNV-40K | Indoor Luminaires | High-Bay | High-Bay Luminaires for Commercial and Industrial Buildings | Standard | FALSE | [9 empty] | 42430 |  |  | Yes |  | 3.1 | 30661 | 127 | 241 | 13.7 | 0.995 | 4000 | 82
PGAWHGTF | Nicor Inc. | NICOR LED | HBC-10-240W-UNV-40K-PC70 | Indoor Luminaires | High-Bay | High-Bay Luminaires for Commercial and Industrial Buildings | Standard | FALSE | [9 empty] | 42430 |  |  | Yes |  | 3.1 | 29147 | 121 | 241 | 13.7 | 0.995 | 4000 | 82
PET2KBC9 | Nicor Inc. | NICOR LED | HBC-10-240W-UNV-40K-AL90 | Indoor Luminaires | High-Bay | High-Bay Luminaires for Commercial and Industrial Buildings | Standard | FALSE | [9 empty] | 42430 |  |  | Yes |  | 3.1 | 28756 | 119 | 241 | 13.7 | 0.995 | 4000 | 82
P8KH4VP5 | Nicor Inc. | NICOR LED | HBC-10-150W-UNV-40K | Indoor Luminaires | High-Bay | High-Bay Luminaires for Commercial and Industrial Buildings | Standard | FALSE | [9 empty] | 42430 |  |  | Yes |  | 3.1 | 20040 | 129 | 155 | 13.7 | 0.995 | 3995 | 82
P7EYPPRP | Nicor Inc. | NICOR LED | HBC-10-150W-UNV-40K-PC70 | Indoor Luminaires | High-Bay | High-Bay Luminaires for Commercial and Industrial Buildings | Standard | FALSE | [9 empty] | 42430 |  |  | Yes |  | 3.1 | 19050 | 123 | 155 | 13.7 | 0.995 | 3995 | 82
PY5D68NY | Nicor Inc. | NICOR LED | HBC-10-150W-UNV-40K-AL90 | Indoor Luminaires | High-Bay | High-Bay Luminaires for Commercial and Industrial Buildings | Standard | FALSE | [9 empty] | 42430 |  |  | Yes |  | 3.1 | 18795 | 121 | 155 | 13.7 | 0.995 | 3995 | 82
PN6T81TU | Nicor Inc. | NICOR LED | HBC-10-100W-UNV-40K-AL90 | Indoor Luminaires | High-Bay | High-Bay Luminaires for Commercial and Industrial Buildings | Premium | FALSE | [9 empty] | 42430 |  |  | Yes |  | 3.1 | 12780 | 124 | 103 | 12.4 | 0.968 | 3995 | 82
PFRZAEBQ | Nicor Inc. | NICOR LED | HBC-10-100W-UNV-40K-PC70 | Indoor Luminaires | High-Bay | High-Bay Luminaires for Commercial and Industrial Buildings | Premium | FALSE | [9 empty] | 42430 |  |  | Yes |  | 3.1 | 12700 | 123 | 103 | 8.65 | 0.995 | 3995 | 82
PKEEJ6BJ | Nicor Inc. | NICOR LED | HBC-10-100W-UNV-40K | Indoor Luminaires | High-Bay | High-Bay Luminaires for Commercial and Industrial Buildings | Premium | FALSE | [9 empty] | 42430 |  |  | Yes |  | 3.1 | 13360 | 130 | 103 | 8.36 | 0.995 | 3995 | 82
PM5PNRT3 | Delviro | AIR Flex | AIRFLEX4-200-3K-H-NL-WH-V-X-N | Indoor Luminaires | High-Bay | High-Bay Luminaires for Commercial and Industrial Buildings | Premium | TRUE | 22984 | 121.3 | 189.53 | 7.63 | 0.9765 | 3143 | 83.22 | 10 | 50000 | 42429 |  |  | Yes |  | 3 | 22984 | 121.3 | 189.53 | 7.63 | 0.9765 | 3143 | 83.22
PVTA9DTE | Delviro | AIR Flex | AIRFLEX4-100-3K-H-NL-WH-V-X-N | Indoor Luminaires | High-Bay | High-Bay Luminaires for Commercial and Industrial Buildings | Premium | TRUE | 11658 | 123.8 | 94.2 | 7.55 | 0.9763 | 3145 | 83.36 | 10 | 50000 | 42429 |  |  | Yes |  | 3 | 11658 | 123.8 | 94.2 | 7.55 | 0.9763 | 3145 | 83.36
PC54ZS5A | FEIERT TECHNOLOGY CO.LTD | FEIERT | HB150-180W(30K120) | Indoor Luminaires | High-Bay | High-Bay Luminaires for Commercial and Industrial Buildings | Standard | TRUE | 18294.76 | 95.775 | 191.02 | 16.29 | 0.963 | 3064 | 82.6 | 5 | 50000 | 42429 |  |  | No | Only qualified pointing straight down | 3.1 | 18294.76 | 95.775 | 191.02 | 16.29 | 0.996 | 3000 | 82.6
PZJ7GKYC | Louvers International Inc | Louvers LED | AHM-250-4K-U-D-X-D | Indoor Luminaires | High-Bay | High-Bay Luminaires for Commercial and Industrial Buildings | Premium | TRUE | 30819 | 124.2 | 248 | 4.4 | 0.96 | 4280 | 86 | 5 | 100000 | 42429 |  |  | Yes |  | 3.1 | 30816 | 124.2 | 248.2 | 4.4 | 0.96 | 4280 | 86
PKQCAD3A | FEIERT TECHNOLOGY CO.LTD | FEIERT | HB150-200W(30K120) | Indoor Luminaires | High-Bay | High-Bay Luminaires for Commercial and Industrial Buildings | Standard | TRUE | 19692.47 | 94.575 | 208.22 | 18.74 | 0.942 | 3054 | 82.5 | 5 | 50000 | 42429 |  |  | No | Only qualified pointing straight down | 3.1 | 19692.47 | 94.575 | 208.22 | 18.74 | 0.995 | 3000 | 82.5
PDURMDUM | Morris Products Inc. | Morris | TL28 | Indoor Luminaires | High-Bay | High-Bay Luminaires for Commercial and Industrial Buildings | Standard | TRUE | 10709 | 108.2 | 98.93 | 17.22 | 0.9324 | 3098 | 83.3 | 5 | 50000 | 42429 |  |  | No |  | 3 | 10709 | 108.24 | 98.93 | 17.22 | 0.9324 | 3000 | 83.3
PS3UFD9K | Morris Products Inc. | Morris | TL17 | Indoor Luminaires | High-Bay | High-Bay Luminaires for Commercial and Industrial Buildings | Standard | TRUE | 9820.5 | 101.1 | 97.13 | 17.24 | 0.932 | 3125 | 84.6 | 5 | 50000 | 42429 |  |  | No |  | 3 | 9820.5 | 101.1 | 97.13 | 17.24 | 0.932 | 3000 | 84.6
PMYPGP31 | Morris Products Inc. | Morris | TL38 | Indoor Luminaires | High-Bay | High-Bay Luminaires for Commercial and Industrial Buildings | Standard | TRUE | 9276.9 | 96.6 | 96.05 | 18.57 | 0.9301 | 3034 | 83.4 | 5 | 50000 | 42429 |  |  | No |  | 3 | 9476.8 | 97.42 | 97.28 | 18.57 | 0.9301 | 3000 | 83.3
PKJP32VC | Louvers International Inc | Louvers LED | AHM-70-4K-U-D-X-D | Indoor Luminaires | High-Bay | Low-Bay Luminaires for Commercial and Industrial Buildings | Premium | TRUE | 8529 | 124.9 | 68.3 | 11.5 | 0.93 | 4420 | 86 | 5 | 100000 | 42429 |  |  | Yes |  | 3.1 | 8529 | 124.9 | 68.3 | 11.5 | 0.93 | 4420 | 86
PYC2TKKM | Louvers International Inc | Louvers LED | AHM-70-5K-U-N-X-D | Indoor Luminaires | High-Bay | Low-Bay Luminaires for Commercial and Industrial Buildings | Premium | TRUE | 8845 | 126.2 | 70.1 | 11.1 | 0.93 | 5260 | 83 | 5 | 100000 | 42429 |  |  | Yes |  | 3.1 | 9278.405 | 132.3596 | 70.1 | 11.5 | 0.93 | 5260 | 83
PRXDTF8A | FEIERT TECHNOLOGY CO.LTD | FEIERT | HB150-150W(30K120) | Indoor Luminaires | High-Bay | High-Bay Luminaires for Commercial and Industrial Buildings | Standard | TRUE | 14082.637 | 91.53 | 153.86 | 18.52 | 0.923 | 3020 | 82 | 5 | 50000 | 42429 |  |  | No | Only qualified pointing straight down | 3.1 | 14082.637 | 91.53 | 153.86 | 18.52 | 0.995 | 3000 | 82
P6JVSZZW | Louvers International Inc | Louvers LED | AHM-150-4K-U-D-X-D | Indoor Luminaires | High-Bay | High-Bay Luminaires for Commercial and Industrial Buildings | Premium | TRUE | 18903 | 125.5 | 151 | 5 | 0.92 | 4270 | 86 | 5 | 100000 | 42429 |  |  | Yes |  | 3.1 | 18903 | 125.5 | 150.6 | 5 | 0.92 | 4270 | 86
PKU5T316 | Morris Products Inc. | Morris | TL32 | Indoor Luminaires | High-Bay | Low-Bay Luminaires for Commercial and Industrial Buildings | Standard | TRUE | 5121.7 | 103.4 | 49.52 | 18.72 | 0.9158 | 3047 | 82.7 | 5 | 50000 | 42429 |  |  | No |  | 3 | 5121.7 | 104.32 | 49.1 | 18.72 | 0.9158 | 3000 | 82.7
P2532P9C | Morris Products Inc. | Morris | TL33 | Indoor Luminaires | High-Bay | Low-Bay Luminaires for Commercial and Industrial Buildings | Standard | TRUE | 4828.5 | 97.58 | 49.48 | 19.04 | 0.9157 | 3047 | 82.7 | 5 | 50000 | 42429 |  |  | No |  | 3 | 4910.7 | 99.11 | 49.55 | 19.04 | 0.9157 | 3000 | 82.7
PZNCE5FB | Morris Products Inc. | Morris | TL37 | Indoor Luminaires | High-Bay | Low-Bay Luminaires for Commercial and Industrial Buildings | Standard | TRUE | 4737.7 | 96.4 | 49.15 | 18.39 | 0.9146 | 3043 | 82.7 | 5 | 50000 | 42429 |  |  | No |  | 3 | 4737.7 | 97.05 | 48.82 | 18.39 | 0.9146 | 3000 | 82.7
PY7QH9E6 | Morris Products Inc. | Morris | TL29 | Indoor Luminaires | High-Bay | High-Bay Luminaires for Commercial and Industrial Buildings | Standard | TRUE | 16028 | 105.34 | 152.2 | 17.96 | 0.9086 | 3018 | 82.8 | 5 | 50000 | 42429 |  |  | No |  | 3 | 16028 | 105.34 | 152.2 | 17.96 | 0.9086 | 3000 | 82.8
PAKV1SHQ | Morris Products Inc. | Morris | TL30 | Indoor Luminaires | High-Bay | High-Bay Luminaires for Commercial and Industrial Buildings | Standard | TRUE | 15086 | 100.79 | 149.7 | 18.54 | 0.9056 | 3018 | 82.8 | 5 | 50000 | 42429 |  |  | No |  | 3 | 15418 | 101.43 | 152 | 18.54 | 0.9056 | 3000 | 82.8
PS314JPP | Morris Products Inc. | Morris | TL39 | Indoor Luminaires | High-Bay | High-Bay Luminaires for Commercial and Industrial Buildings | Standard | TRUE | 14897 | 98.1 | 151.8 | 15.27 | 0.9053 | 3018 | 82.8 | 5 | 50000 | 42429 |  |  | No |  | 3 | 14897 | 98.14 | 151.8 | 15.27 | 0.9053 | 3000 | 82.8
PG6YMJ7H | Morris Products Inc. | Morris | 71514+71515 | Indoor Luminaires | High-Bay | High-Bay Luminaires for Commercial and Industrial Buildings | Standard | TRUE | 24086 | 109.73 | 219.5 | 18.74 | 0.9036 | 5119 | 77.2 | 5 | 50000 | 42429 |  |  | No |  | 3 | 24086 | 109.73 | 219.5 | 18.74 | 0.9036 | 5000 | 77.2
PNAQ2X3H | Morris Products Inc. | Morris | 71505+71506 | Indoor Luminaires | High-Bay | High-Bay Luminaires for Commercial and Industrial Buildings | Standard | FALSE | [9 empty] | 42429 |  |  | No |  | 3 | 9820.5 | 101.1 | 97.13 | 17.24 | 0.932 | 5000 | 84.6
PV3H19JN | Morris Products Inc. | Morris | 71505+71508 | Indoor Luminaires | High-Bay | High-Bay Luminaires for Commercial and Industrial Buildings | Standard | FALSE | [9 empty] | 42429 |  |  | No |  | 3 | 9476.8 | 97.42 | 97.28 | 18.57 | 0.9301 | 5000 | 83.3
PD5WW3XH | Morris Products Inc. | Morris | 71510+71511 | Indoor Luminaires | High-Bay | High-Bay Luminaires for Commercial and Industrial Buildings | Standard | FALSE | [9 empty] | 42429 |  |  | No |  | 3 | 14897 | 98.14 | 151.8 | 15.27 | 0.9053 | 5000 | 82.8
PF4WG6WM | Morris Products Inc. | Morris | 71500+71503 | Indoor Luminaires | High-Bay | Low-Bay Luminaires for Commercial and Industrial Buildings | Standard | FALSE | [9 empty] | 42429 |  |  | No |  | 3 | 4910.7 | 99.11 | 49.55 | 19.04 | 0.9157 | 5000 | 82.7
P7Q96G7J | Morris Products Inc. | Morris | 71505+71507 | Indoor Luminaires | High-Bay | High-Bay Luminaires for Commercial and Industrial Buildings | Standard | FALSE | [9 empty] | 42429 |  |  | No |  | 3 | 10709 | 108.24 | 98.93 | 17.22 | 0.9324 | 5000 | 83.3
PMCQ2ZB6 | Morris Products Inc. | Morris | 71510+71508 | Indoor Luminaires | High-Bay | High-Bay Luminaires for Commercial and Industrial Buildings | Standard | FALSE | [9 empty] | 42429 |  |  | No |  | 3 | 15418 | 101.43 | 152 | 18.54 | 0.9056 | 5000 | 82.8
PTPQU3ZF | Morris Products Inc. | Morris | 71510+71512 | Indoor Luminaires | High-Bay | High-Bay Luminaires for Commercial and Industrial Buildings | Standard | FALSE | [9 empty] | 42429 |  |  | No |  | 3 | 16028 | 105.34 | 152.2 | 17.96 | 0.9086 | 5000 | 82.8
PGJN68JY | Morris Products Inc. | Morris | 71500+71502 | Indoor Luminaires | High-Bay | Low-Bay Luminaires for Commercial and Industrial Buildings | Standard | FALSE | [9 empty] | 42429 |  |  | No |  | 3 | 5121.7 | 104.32 | 49.1 | 18.72 | 0.9158 | 5000 | 82.7
PXDX1T1E | Morris Products Inc. | Morris | 71500+71501 | Indoor Luminaires | High-Bay | Low-Bay Luminaires for Commercial and Industrial Buildings | Standard | FALSE | [9 empty] | 42429 |  |  | No |  | 3 | 4737.7 | 97.05 | 48.82 | 18.39 | 0.9146 | 5000 | 82.7
PBNVZ5FF | Louvers International Inc | Louvers LED | AHM-195-5K-U-N-X-D | Indoor Luminaires | High-Bay | High-Bay Luminaires for Commercial and Industrial Buildings | Premium | FALSE | [9 empty] | 42429 | Dimmable | Continuous Above 10 | Yes |  | 3 | 25176 | 130.2858 | 193.2 | 11.5 | 0.92 | 5260 | 83
PAH2Y4AV | Louvers International Inc | Louvers LED | AHM-195-5K-U-D-X-D | Indoor Luminaires | High-Bay | High-Bay Luminaires for Commercial and Industrial Buildings | Premium | FALSE | [9 empty] | 42429 | Dimmable | Continuous Above 10 | Yes |  | 3 | 24000 | 124.2 | 193.2 | 11.5 | 0.92 | 5260 | 83
P8K8BQV3 | Louvers International Inc | Louvers LED | AHM-96-5K-U-N-X-D | Indoor Luminaires | High-Bay | High-Bay Luminaires for Commercial and Industrial Buildings | Premium | FALSE | [9 empty] | 42429 | Dimmable | Continuous Above 10 | Yes |  | 3 | 12588 | 130.2858 | 96.6 | 11.5 | 0.92 | 5260 | 83
PK4U6ZP8 | Louvers International Inc | Louvers LED | AHM-96-5K-U-D-X-D | Indoor Luminaires | High-Bay | High-Bay Luminaires for Commercial and Industrial Buildings | Premium | FALSE | [9 empty] | 42429 |  |  | Yes |  | 3 | 12000 | 124.2 | 96.6 | 11.5 | 0.92 | 5260 | 83
P64W4FC7 | Louvers International Inc | Louvers LED | AHM-70-5K-U-D-X-D | Indoor Luminaires | High-Bay | Low-Bay Luminaires for Commercial and Industrial Buildings | Premium | FALSE | [9 empty] | 42429 | Dimmable | Continuous Above 10 | Yes |  | 3 | 8845 | 126.2 | 70.1 | 11.1 | 0.93 | 5260 | 83
PE4KEBU7 | Louvers International Inc | Louvers LED | AHM-150-5K-U-N-X-D | Indoor Luminaires | High-Bay | High-Bay Luminaires for Commercial and Industrial Buildings | Premium | FALSE | [9 empty] | 42429 | Dimmable | Continuous Above 10 | Yes |  | 3 | 19829.246 | 131.6683 | 150.6 | 5 | 0.92 | 5260 | 83
PTY22TE7 | Louvers International Inc | Louvers LED | AHM-150-5K-U-D-X-D | Indoor Luminaires | High-Bay | High-Bay Luminaires for Commercial and Industrial Buildings | Premium | FALSE | [9 empty] | 42429 |  |  | Yes |  | 3 | 18903 | 125.5179 | 150.6 | 5 | 0.92 | 5260 | 83
P4NEY34S | Louvers International Inc | Louvers LED | AHM-250-5K-U-N-X-D | Indoor Luminaires | High-Bay | High-Bay Luminaires for Commercial and Industrial Buildings | Premium | FALSE | [9 empty] | 42429 | Dimmable | Continuous Above 10 | Yes |  | 3 | 32325.984 | 130.2417 | 248.2 | 4.4 | 0.96 | 5260 | 83
PKGBX82U | Louvers International Inc | Louvers LED | AHM-250-5K-U-D-X-D | Indoor Luminaires | High-Bay | High-Bay Luminaires for Commercial and Industrial Buildings | Premium | FALSE | [9 empty] | 42429 |  |  | Yes |  | 3 | 30816 | 124.1579 | 248.2 | 4.4 | 0.96 | 5260 | 83
PBA7AN1C | Louvers International Inc | Louvers LED | AHM-195-4K-U-D-X-D | Indoor Luminaires | High-Bay | High-Bay Luminaires for Commercial and Industrial Buildings | Premium | FALSE | [9 empty] | 42429 | Dimmable | Continuous Above 10 | Yes |  | 3 | 24000 | 124.2 | 193.2 | 11.5 | 0.92 | 4280 | 86
PGFUX2EM | Louvers International Inc | Louvers LED | AHM-250-4K-U-N-X-D | Indoor Luminaires | High-Bay | High-Bay Luminaires for Commercial and Industrial Buildings | Premium | FALSE | [9 empty] | 42429 |  |  | Yes |  | 3 | 32325.984 | 130.2417 | 248.2 | 4.4 | 0.96 | 4280 | 85
PB78HFJ3 | Louvers International Inc | Louvers LED | AHM-96-4K-U-D-X-D | Indoor Luminaires | High-Bay | High-Bay Luminaires for Commercial and Industrial Buildings | Premium | FALSE | [9 empty] | 42429 | Dimmable | Continuous Above 10 | Yes |  | 3 | 12000 | 124.2 | 96.6 | 11.5 | 0.92 | 4270 | 86
PUVMVSQ8 | Louvers International Inc | Louvers LED | AHM-195-4K-U-N-X-D | Indoor Luminaires | High-Bay | High-Bay Luminaires for Commercial and Industrial Buildings | Premium | FALSE | [9 empty] | 42429 |  |  | Yes |  | 3 | 25176 | 130.2858 | 193.2 | 11.5 | 0.92 | 4230 | 85
PHPDHJ5N | Louvers International Inc | Louvers LED | AHM-96-4K-U-N-X-D | Indoor Luminaires | High-Bay | High-Bay Luminaires for Commercial and Industrial Buildings | Premium | FALSE | [9 empty] | 42429 |  |  | Yes |  | 3 | 12588 | 130.2858 | 96.6 | 11.5 | 0.92 | 4230 | 85
P47S2SJ3 | Louvers International Inc | Louvers LED | AHM-70-4K-U-N-X-D | Indoor Luminaires | High-Bay | Low-Bay Luminaires for Commercial and Industrial Buildings | Premium | FALSE | [9 empty] | 42429 | Dimmable | Continuous Above 10 | Yes |  | 3 | 8950 | 131 | 68.3 | 11.4 | 0.93 | 4230 | 85
PD57KF6C | Louvers International Inc | Louvers LED | AHM-150-4K-U-N-X-D | Indoor Luminaires | High-Bay | High-Bay Luminaires for Commercial and Industrial Buildings | Premium | FALSE | [9 empty] | 42429 | Dimmable | Continuous Above 10 | Yes |  | 3 | 19829.246 | 131.6683 | 150.6 | 5 | 0.92 | 4230 | 85
PX8QZGY4 | Delviro | AIR Flex | AIRFLEX4-150-5K-H-NL-WH-V-X-N | Indoor Luminaires | High-Bay | High-Bay Luminaires for Commercial and Industrial Buildings | Premium | FALSE | [9 empty] | 42429 |  |  | Yes |  | 3 | 18080.57 | 127.44 | 141.865 | 7.59 | 0.9764 | 5075 | 83.36
P1FEV2BX | Delviro | AIR Flex | AIRFLEX4-100-5K-H-NL-WH-V-X-N | Indoor Luminaires | High-Bay | High-Bay Luminaires for Commercial and Industrial Buildings | Premium | FALSE | [9 empty] | 42429 | Dimmable | Continuous Below 10 | Yes |  | 3 | 12169.23 | 129.18 | 94.2 | 7.55 | 0.9763 | 5075 | 83.36
P7FSHWZR | Delviro | AIR Flex | AIRFLEX4-200-5K-H-NL-WH-V-X-N | Indoor Luminaires | High-Bay | High-Bay Luminaires for Commercial and Industrial Buildings | Premium | FALSE | [9 empty] | 42429 | Dimmable | Continuous Below 10 | Yes |  | 3 | 23991.91 | 126.58 | 189.53 | 7.63 | 0.9765 | 5075 | 83.22
PUH9DTR7 | Delviro | AIR Flex | AIRFLEX4-150-4K-H-NL-WH-V-X-N | Indoor Luminaires | High-Bay | High-Bay Luminaires for Commercial and Industrial Buildings | Premium | FALSE | [9 empty] | 42429 |  |  | Yes |  | 3 | 17617.85 | 124.18 | 141.865 | 7.59 | 0.9764 | 4000 | 83.36
PTMSB4MP | Delviro | AIR Flex | AIRFLEX4-100-4K-H-NL-WH-V-X-N | Indoor Luminaires | High-Bay | High-Bay Luminaires for Commercial and Industrial Buildings | Premium | FALSE | [9 empty] | 42429 |  |  | Yes |  | 3 | 11857.8 | 125.87 | 94.2 | 7.55 | 0.9763 | 4000 | 83.36
P1B6RN2F | Delviro | AIR Flex | AIRFLEX4-200-4K-H-NL-WH-V-X-N | Indoor Luminaires | High-Bay | High-Bay Luminaires for Commercial and Industrial Buildings | Premium | FALSE | [9 empty] | 42429 | Dimmable | Continuous Below 10 | Yes |  | 3 | 23377.91 | 123.34 | 189.53 | 7.63 | 0.9765 | 4000 | 83.22
PPWRFN8X | Delviro | AIR Flex | AIRFLEX4-150-35K-H-NL-WH-V-X-N | Indoor Luminaires | High-Bay | High-Bay Luminaires for Commercial and Industrial Buildings | Premium | FALSE | [9 empty] | 42429 |  |  | Yes |  | 3 | 17384.22 | 122.54 | 141.865 | 7.59 | 0.9764 | 3500 | 83.36
P5SZ4A34 | Delviro | AIR Flex | AIRFLEX4-100-35K-H-NL-WH-V-X-N | Indoor Luminaires | High-Bay | High-Bay Luminaires for Commercial and Industrial Buildings | Premium | FALSE | [9 empty] | 42429 | Dimmable | Continuous Below 10 | Yes |  | 3 | 11700.55 | 124.2 | 94.2 | 7.55 | 0.9763 | 3500 | 83.36
PT8MQ1UD | Delviro | AIR Flex | AIRFLEX4-200-35K-H-NL-WH-V-X-N | Indoor Luminaires | High-Bay | High-Bay Luminaires for Commercial and Industrial Buildings | Premium | FALSE | [9 empty] | 42429 |  |  | Yes |  | 3 | 23067.9 | 121.71 | 189.53 | 7.63 | 0.9765 | 3500 | 83.22
PC82SVCJ | Delviro | AIR Flex | AIRFLEX4-150-3K-H-NL-WH-V-X-N | Indoor Luminaires | High-Bay | High-Bay Luminaires for Commercial and Industrial Buildings | Premium | FALSE | [9 empty] | 42429 | Dimmable | Continuous Below 10 | Yes |  | 3 | 17321 | 122.09 | 141.865 | 7.59 | 0.9764 | 3144 | 83.36
PKQS22N1 | FEIERT TECHNOLOGY CO.LTD | FEIERT | HB150-180W(57K120) | Indoor Luminaires | High-Bay | High-Bay Luminaires for Commercial and Industrial Buildings | Standard | FALSE | [9 empty] | 42429 | Dimmable | Stepped | No | Only qualified pointing straight down | 3.1 | 18529.713 | 96.933 | 191.16 | 15.48 | 0.996 | 5700 | 85.3
PR96GTJ2 | FEIERT TECHNOLOGY CO.LTD | FEIERT | HB150-200W(57K120) | Indoor Luminaires | High-Bay | High-Bay Luminaires for Commercial and Industrial Buildings | Standard | FALSE | [9 empty] | 42429 | Dimmable | Stepped | No | Only qualified pointing straight down | 3.1 | 19982.309 | 95.889 | 208.39 | 17.62 | 0.995 | 5700 | 85
P1MZRF4H | FEIERT TECHNOLOGY CO.LTD | FEIERT | HB150-150W(57K120) | Indoor Luminaires | High-Bay | High-Bay Luminaires for Commercial and Industrial Buildings | Standard | FALSE | [9 empty] | 42429 | Dimmable | Stepped | No | Only qualified pointing straight down | 3.1 | 14285.893 | 92.754 | 154.02 | 17.35 | 0.995 | 5700 | 84.5
PD61U8M8 | FEIERT TECHNOLOGY CO.LTD | FEIERT | HB150-180W(50K120) | Indoor Luminaires | High-Bay | High-Bay Luminaires for Commercial and Industrial Buildings | Standard | FALSE | [9 empty] | 42429 | Dimmable | Stepped | No | Only qualified pointing straight down | 3.1 | 18294.76 | 95.775 | 191.02 | 16.29 | 0.996 | 5000 | 82.6
P5PUKJZW | FEIERT TECHNOLOGY CO.LTD | FEIERT | HB150-200W(50K120) | Indoor Luminaires | High-Bay | High-Bay Luminaires for Commercial and Industrial Buildings | Standard | FALSE | [9 empty] | 42429 | Dimmable | Stepped | No | Only qualified pointing straight down | 3.1 | 19692.47 | 94.575 | 208.22 | 18.74 | 0.995 | 5000 | 82.5
P5CMFC9G | FEIERT TECHNOLOGY CO.LTD | FEIERT | HB150-150W(50K120) | Indoor Luminaires | High-Bay | High-Bay Luminaires for Commercial and Industrial Buildings | Standard | FALSE | [9 empty] | 42429 | Dimmable | Stepped | No | Only qualified pointing straight down | 3.1 | 14082.637 | 91.53 | 153.86 | 18.52 | 0.995 | 5000 | 82
PHG7W31S | FEIERT TECHNOLOGY CO.LTD | FEIERT | HB150-180W(40K120) | Indoor Luminaires | High-Bay | High-Bay Luminaires for Commercial and Industrial Buildings | Standard | FALSE | [9 empty] | 42429 | Dimmable | Stepped | No | Only qualified pointing straight down | 3.1 | 18294.76 | 95.775 | 191.02 | 16.29 | 0.996 | 4000 | 82.6
PAJCW97W | FEIERT TECHNOLOGY CO.LTD | FEIERT | HB150-200W(40K120) | Indoor Luminaires | High-Bay | High-Bay Luminaires for Commercial and Industrial Buildings | Standard | FALSE | [9 empty] | 42429 | Dimmable | Stepped | No | Only qualified pointing straight down | 3.1 | 19692.47 | 94.575 | 208.22 | 18.74 | 0.995 | 4000 | 82.5
PC6D3C48 | FEIERT TECHNOLOGY CO.LTD | FEIERT | HB150-150W(40K120) | Indoor Luminaires | High-Bay | High-Bay Luminaires for Commercial and Industrial Buildings | Standard | FALSE | [9 empty] | 42429 | Dimmable | Stepped | No | Only qualified pointing straight down | 3.1 | 14082.637 | 91.53 | 153.86 | 18.52 | 0.995 | 4000 | 82
PJARJQXH | Los Angeles Lighting Mfg. Co. | Los Angeles Lighting Mfg. Co. | 2-EBY350-24K-4L-XX-2DRDM-UNV-3/850 | Indoor Luminaires | High-Bay | High-Bay Luminaires for Commercial and Industrial Buildings | Premium | TRUE | 25227.2 | 130.4 | 193.51 | 14.842 | 0.95 | 5050 | 84.5 | 5 | 50000 | 42426 |  |  | Yes |  | 3.1 | 25227.2 | 130.4 | 190 | 20 | 0.9 | 5000 | 83
P1ZPSZZC | Los Angeles Lighting Mfg. Co. | Los Angeles Lighting Mfg. Co. | 2-EBY150-24K-4L-XX-2DRDM-UNV-3/850 | Indoor Luminaires | High-Bay | High-Bay Luminaires for Commercial and Industrial Buildings | Premium | TRUE | 24402.4 | 127.7 | 191.06 | 14.842 | 0.95 | 5104 | 83.3 | 5 | 50000 | 42426 |  |  | Yes |  | 3.1 | 24402.4 | 127.7 | 190 | 20 | 0.9 | 5000 | 83
P8PFUEXN | Los Angeles Lighting Mfg. Co. | Los Angeles Lighting Mfg. Co. | 2-EBY350-24K-4L-CA-2DRDM-UNV-3/850 | Indoor Luminaires | High-Bay | High-Bay Luminaires for Commercial and Industrial Buildings | Premium | TRUE | 23773.8 | 123.8 | 192.67 | 14.842 | 0.95 | 5082 | 84.7 | 5 | 50000 | 42426 |  |  | Yes |  | 3.1 | 23773.8 | 123.8 | 190 | 20 | 0.9 | 5000 | 83
P8FBVJP9 | Los Angeles Lighting Mfg. Co. | Los Angeles Lighting Mfg. Co. | 2-EBY150-24K-4L-CA-2DRDM-UNV-3/850 | Indoor Luminaires | High-Bay | High-Bay Luminaires for Commercial and Industrial Buildings | Premium | TRUE | 22420.4 | 117.8 | 190.29 | 14.842 | 0.95 | 5158 | 83.6 | 5 | 50000 | 42426 |  |  | Yes |  | 3.1 | 22420.4 | 117.8 | 190 | 20 | 0.9 | 5000 | 83
P868CEE4 | Los Angeles Lighting Mfg. Co. | Los Angeles Lighting Mfg. Co. | 2-EBY350-24K-4L-PA-2DRDM-UNV-3/850 | Indoor Luminaires | High-Bay | High-Bay Luminaires for Commercial and Industrial Buildings | Premium | TRUE | 22388.6 | 116.2 | 192.7 | 14.842 | 0.95 | 5076 | 84.7 | 5 | 50000 | 42426 |  |  | Yes |  | 3.1 | 22388.6 | 116.2 | 190 | 20 | 0.9 | 5000 | 83
P7ZK82F8 | Los Angeles Lighting Mfg. Co. | Los Angeles Lighting Mfg. Co. | 2-EBY150-24K-4L-PA-2DRDM-UNV-3/850 | Indoor Luminaires | High-Bay | High-Bay Luminaires for Commercial and Industrial Buildings | Premium | TRUE | 20893.8 | 109.8 | 190.26 | 14.842 | 0.95 | 5169 | 83.7 | 5 | 50000 | 42426 |  |  | Yes |  | 3.1 | 20893.8 | 109.8 | 190 | 20 | 0.9 | 5000 | 83
PRADUNTJ | ASD Lighting Corp | ASD | ASD-WHB-4D14040HE(-MS) | Indoor Luminaires | High-Bay | High-Bay Luminaires for Commercial and Industrial Buildings | Standard | TRUE | 18645.1 | 131.3 | 141.99 | 7.88 | 0.948 | 3866 | 83.3 | 5 | 50000 | 42426 |  |  | Yes |  | 3.1 | 18200 | 130 | 140 | 20 | 0.9 | 4000 | 80
PGHY3JHB | ASD Lighting Corp | ASD | ASD-WHB-4D18040HE(-MS) | Indoor Luminaires | High-Bay | High-Bay Luminaires for Commercial and Industrial Buildings | Standard | TRUE | 24727.4 | 134.7 | 183.6 | 6.8 | 0.933 | 3865 | 83.6 | 5 | 50000 | 42426 |  |  | Yes |  | 3.1 | 23400 | 130 | 180 | 20 | 0.9 | 4000 | 80
P7UFMYDU | ASD Lighting Corp | ASD | ASD-WHB-4D9040HE(-MS) | Indoor Luminaires | High-Bay | High-Bay Luminaires for Commercial and Industrial Buildings | Standard | TRUE | 11931.7 | 133.9 | 89.1 | 7.39 | 0.928 | 3874 | 84.3 | 5 | 50000 | 42426 |  |  | Yes |  | 3.1 | 11700 | 130 | 90 | 20 | 0.9 | 4000 | 80
PSYNRASG | NANJING JISHAN LIGHTING TECHNOLOGY CO. LTD | Jishan | JS(I)-(MAR200W)(4000K) | Indoor Luminaires | High-Bay | High-Bay Luminaires for Commercial and Industrial Buildings | Standard | TRUE | 18629 | 116.6 | 159.74 | 15.86 | 0.912 | 4067 | 83.2 | 5 | 50000 | 42426 |  |  | No |  | 3.1 | 17100 | 115 | 150 | 20 | 0.95 | 4000 | 83
P2ZS41WS | NANJING JISHAN LIGHTING TECHNOLOGY CO. LTD | Jishan | JS(I)-(MAR100W)(4000K) | Indoor Luminaires | High-Bay | High-Bay Luminaires for Commercial and Industrial Buildings | Standard | TRUE | 9615 | 99.4 | 96.7 | 17.73 | 0.908 | 4033 | 82.5 | 5 | 50000 | 42426 |  |  | No |  | 3.1 | 10000 | 100 | 100 | 20 | 0.95 | 4000 | 83
PGRK9UQ4 | Shenzhen Xinshengyang Opto-electronics Technology Co.Ltd. | XSY | XSY-HBP-HV100W-57K-120 | Indoor Luminaires | High-Bay | High-Bay Luminaires for Commercial and Industrial Buildings | Premium | TRUE | 12606 | 128.86 | 97.83 | 14.23 | 0.9037 | 5543 | 77.2 | 5 | 50000 | 42426 |  |  | No |  | 3.1 | 12707 | 129.5 | 98.12 | 14.23 | 0.9037 | 5700 | 77.2
PPYXZVFD | Shenzhen Xinshengyang Opto-electronics Technology Co.Ltd. | XSY | XSY-HBP-HV100W-40K-120 | Indoor Luminaires | High-Bay | High-Bay Luminaires for Commercial and Industrial Buildings | Premium | TRUE | 12265 | 125.08 | 98.06 | 13.15 | 0.9021 | 3959 | 70.6 | 5 | 50000 | 42426 |  |  | No |  | 3.1 | 12329 | 125.49 | 98.25 | 13.15 | 0.9021 | 4000 | 70.6
PMRKNCSE | Shenzhen Xinshengyang Opto-electronics Technology Co.Ltd. | XSY | XSY-HBP-HV150W-57K-120 | Indoor Luminaires | High-Bay | High-Bay Luminaires for Commercial and Industrial Buildings | Premium | FALSE | [9 empty] | 42426 |  |  | No |  | 3.1 | 19014.73 | 131.04 | 145.1 | 14.76 | 0.9031 | 5700 | 70.7
PRBSZCQG | Shenzhen Xinshengyang Opto-electronics Technology Co.Ltd. | XSY | XSY-HBP-HV120W-57K-120 | Indoor Luminaires | High-Bay | High-Bay Luminaires for Commercial and Industrial Buildings | Premium | FALSE | [9 empty] | 42426 |  |  | No |  | 3.1 | 15625.83 | 130.21 | 120 | 14.23 | 0.9037 | 5700 | 70
PEDJA41G | Shenzhen Xinshengyang Opto-electronics Technology Co.Ltd. | XSY | XSY-HBP-HV150W-50K-120 | Indoor Luminaires | High-Bay | High-Bay Luminaires for Commercial and Industrial Buildings | Premium | FALSE | [9 empty] | 42426 |  |  | No |  | 3.1 | 18871.79 | 130.06 | 145.1 | 14.76 | 0.9031 | 5000 | 70.7
PAGB9K33 | Shenzhen Xinshengyang Opto-electronics Technology Co.Ltd. | XSY | XSY-HBP-HV100W-50K-120 | Indoor Luminaires | High-Bay | High-Bay Luminaires for Commercial and Industrial Buildings | Premium | FALSE | [9 empty] | 42426 |  |  | No |  | 3.1 | 12612.5 | 128.37 | 98.25 | 13.15 | 0.9021 | 5000 | 70.6
PAE4ZFNN | Shenzhen Xinshengyang Opto-electronics Technology Co.Ltd. | XSY | XSY-HBP-HV120W-50K-120 | Indoor Luminaires | High-Bay | High-Bay Luminaires for Commercial and Industrial Buildings | Premium | FALSE | [9 empty] | 42426 |  |  | No |  | 3.1 | 15508.37 | 129.23 | 120 | 14.23 | 0.9037 | 5000 | 70
PB4XAU4Y | Shenzhen Xinshengyang Opto-electronics Technology Co.Ltd. | XSY | XSY-HBP-HV150W-45K-120 | Indoor Luminaires | High-Bay | High-Bay Luminaires for Commercial and Industrial Buildings | Premium | FALSE | [9 empty] | 42426 |  |  | No |  | 3.1 | 18728.86 | 129.07 | 145.1 | 14.76 | 0.9031 | 4500 | 70.7
PN9ZHEHC | Shenzhen Xinshengyang Opto-electronics Technology Co.Ltd. | XSY | XSY-HBP-HV100W-45K-120 | Indoor Luminaires | High-Bay | High-Bay Luminaires for Commercial and Industrial Buildings | Premium | FALSE | [9 empty] | 42426 |  |  | No |  | 3.1 | 12518 | 127.4 | 98.25 | 13.15 | 0.9021 | 4500 | 70.6
PNC71J9C | Shenzhen Xinshengyang Opto-electronics Technology Co.Ltd. | XSY | XSY-HBP-HV120W-45K-120 | Indoor Luminaires | High-Bay | High-Bay Luminaires for Commercial and Industrial Buildings | Premium | FALSE | [9 empty] | 42426 |  |  | No |  | 3.1 | 15390.91 | 128.25 | 120 | 14.23 | 0.9037 | 4500 | 70
PHMZA2J2 | Shenzhen Xinshengyang Opto-electronics Technology Co.Ltd. | XSY | XSY-HBP-HV150W-40K-120 | Indoor Luminaires | High-Bay | High-Bay Luminaires for Commercial and Industrial Buildings | Premium | FALSE | [9 empty] | 42426 |  |  | No |  | 3.1 | 18443 | 127.11 | 145.1 | 14.76 | 0.9031 | 4000 | 70.7
PW86WDZH | Shenzhen Xinshengyang Opto-electronics Technology Co.Ltd. | XSY | XSY-HBP-HV120W-40K-120 | Indoor Luminaires | High-Bay | High-Bay Luminaires for Commercial and Industrial Buildings | Premium | FALSE | [9 empty] | 42426 |  |  | No |  | 3.1 | 15156 | 126.3 | 120 | 14.23 | 0.9037 | 4000 | 70
PQ2U2GF2 | NANJING JISHAN LIGHTING TECHNOLOGY CO. LTD | Jishan | JS(I)-(MAR200W)(5700K) | Indoor Luminaires | High-Bay | High-Bay Luminaires for Commercial and Industrial Buildings | Standard | FALSE | [9 empty] | 42426 |  |  | No |  | 3.1 | 17250 | 115 | 150 | 20 | 0.95 | 5700 | 83
PA6XU7RM | NANJING JISHAN LIGHTING TECHNOLOGY CO. LTD | Jishan | JS(I)-(MAR100W)(5700K) | Indoor Luminaires | High-Bay | High-Bay Luminaires for Commercial and Industrial Buildings | Standard | FALSE | [9 empty] | 42426 |  |  | No |  | 3.1 | 10000 | 100 | 100 | 20 | 0.95 | 5700 | 83
PZA28H8U | NANJING JISHAN LIGHTING TECHNOLOGY CO. LTD | Jishan | JS(I)-(MAR200W)(5000K) | Indoor Luminaires | High-Bay | High-Bay Luminaires for Commercial and Industrial Buildings | Standard | FALSE | [9 empty] | 42426 |  |  | No |  | 3.1 | 17250 | 115 | 150 | 20 | 0.95 | 5000 | 83
P6N8QTQK | NANJING JISHAN LIGHTING TECHNOLOGY CO. LTD | Jishan | JS(I)-(MAR100W)(5000K) | Indoor Luminaires | High-Bay | High-Bay Luminaires for Commercial and Industrial Buildings | Standard | FALSE | [9 empty] | 42426 |  |  | No |  | 3.1 | 10000 | 100 | 100 | 20 | 0.95 | 5000 | 83
P2V8ETA2 | NANJING JISHAN LIGHTING TECHNOLOGY CO. LTD | Jishan | JS(I)-(MAR200W)(4500K) | Indoor Luminaires | High-Bay | High-Bay Luminaires for Commercial and Industrial Buildings | Standard | FALSE | [9 empty] | 42426 |  |  | No |  | 3.1 | 17100 | 115 | 150 | 20 | 0.95 | 4500 | 83
PJ9B1YV6 | NANJING JISHAN LIGHTING TECHNOLOGY CO. LTD | Jishan | JS(I)-(MAR100W)(4500K) | Indoor Luminaires | High-Bay | High-Bay Luminaires for Commercial and Industrial Buildings | Standard | FALSE | [9 empty] | 42426 |  |  | No |  | 3.1 | 10000 | 100 | 100 | 20 | 0.95 | 4500 | 83
PNS1NMSB | Los Angeles Lighting Mfg. Co. | Los Angeles Lighting Mfg. Co. | 2-EBY350-24K-4L-XX-2DRSDM-UNV-3/850 | Indoor Luminaires | High-Bay | High-Bay Luminaires for Commercial and Industrial Buildings | Premium | FALSE | [9 empty] | 42426 |  |  | No |  | 3.1 | 25227.2 | 130.4 | 190 | 20 | 0.9 | 5000 | 83
PFZUFV4R | Los Angeles Lighting Mfg. Co. | Los Angeles Lighting Mfg. Co. | 2-DPH350-24K -4L-XX-xxxx-xxxxx-2DRSDM-UNV-3/850-xx | Indoor Luminaires | High-Bay | High-Bay Luminaires for Commercial and Industrial Buildings | Premium | FALSE | [9 empty] | 42426 |  |  | No |  | 3.1 | 25227.2 | 130.4 | 190 | 20 | 0.9 | 5000 | 83
PEC51QKQ | Los Angeles Lighting Mfg. Co. | Los Angeles Lighting Mfg. Co. | 2-EBY350-24K -4L-XX-xxxx-xxxxx-2DRSDM-UNV-3/850 | Indoor Luminaires | High-Bay | High-Bay Luminaires for Commercial and Industrial Buildings | Premium | FALSE | [9 empty] | 42426 |  |  | No |  | 3.1 | 25227.2 | 130.4 | 190 | 20 | 0.9 | 5000 | 83
PY685PKS | Los Angeles Lighting Mfg. Co. | Los Angeles Lighting Mfg. Co. | 2-EBY150-24K -4L-XX-xxxx-xxxxx-2DRSDM-UNV-3/850 | Indoor Luminaires | High-Bay | High-Bay Luminaires for Commercial and Industrial Buildings | Premium | FALSE | [9 empty] | 42426 |  |  | No |  | 3.1 | 24402.4 | 127.7 | 190 | 20 | 0.9 | 5000 | 83
PDN634H9 | Los Angeles Lighting Mfg. Co. | Los Angeles Lighting Mfg. Co. | 2-EBY150-24K-4L-XX-2DRSDM-UNV-3/850 | Indoor Luminaires | High-Bay | High-Bay Luminaires for Commercial and Industrial Buildings | Premium | FALSE | [9 empty] | 42426 |  |  | No |  | 3.1 | 24402.4 | 127.7 | 190 | 20 | 0.9 | 5000 | 83
PCVYEEBR | Los Angeles Lighting Mfg. Co. | Los Angeles Lighting Mfg. Co. | 2-EBY350-24K-4L-CA-2DRSDM-UNV-3/850 | Indoor Luminaires | High-Bay | High-Bay Luminaires for Commercial and Industrial Buildings | Premium | FALSE | [9 empty] | 42426 |  |  | No |  | 3.1 | 23773.8 | 123.8 | 190 | 20 | 0.9 | 5000 | 83
P91HYVXN | Los Angeles Lighting Mfg. Co. | Los Angeles Lighting Mfg. Co. | 2-DPH350-24K -4L-CA-xxxx-xxxxx-2DRSDM-UNV-3/850-xx | Indoor Luminaires | High-Bay | High-Bay Luminaires for Commercial and Industrial Buildings | Premium | FALSE | [9 empty] | 42426 |  |  | No |  | 3.1 | 23773.8 | 123.8 | 190 | 20 | 0.9 | 5000 | 83
P7GF3VGB | Los Angeles Lighting Mfg. Co. | Los Angeles Lighting Mfg. Co. | 2-EBY350-24K -4L-CA-xxxx-xxxxx-2DRSDM-UNV-3/850 | Indoor Luminaires | High-Bay | High-Bay Luminaires for Commercial and Industrial Buildings | Premium | FALSE | [9 empty] | 42426 |  |  | No |  | 3.1 | 23773.8 | 123.8 | 190 | 20 | 0.9 | 5000 | 83
PXRMF3YJ | Los Angeles Lighting Mfg. Co. | Los Angeles Lighting Mfg. Co. | 2-EBY150-24K -4L-CA-xxxx-xxxxx-2DRSDM-UNV-3/850 | Indoor Luminaires | High-Bay | High-Bay Luminaires for Commercial and Industrial Buildings | Premium | FALSE | [9 empty] | 42426 |  |  | No |  | 3.1 | 22420.4 | 117.8 | 190 | 20 | 0.9 | 5000 | 83
PA3X5VAF | Los Angeles Lighting Mfg. Co. | Los Angeles Lighting Mfg. Co. | 2-EBY150-24K-4L-CA-2DRSDM-UNV-3/850 | Indoor Luminaires | High-Bay | High-Bay Luminaires for Commercial and Industrial Buildings | Premium | FALSE | [9 empty] | 42426 |  |  | No |  | 3.1 | 22420.4 | 117.8 | 190 | 20 | 0.9 | 5000 | 83
PZSCEMDE | Los Angeles Lighting Mfg. Co. | Los Angeles Lighting Mfg. Co. | 2-EBY350-24K-4L-PA-2DRSDM-UNV-3/850 | Indoor Luminaires | High-Bay | High-Bay Luminaires for Commercial and Industrial Buildings | Premium | FALSE | [9 empty] | 42426 |  |  | No |  | 3.1 | 22388.6 | 116.2 | 190 | 20 | 0.9 | 5000 | 83
PKJ6A5P9 | Los Angeles Lighting Mfg. Co. | Los Angeles Lighting Mfg. Co. | 2-EBY350-24K -4L-PA-xxxx-xxxxx-2DRSDM-UNV-3/850 | Indoor Luminaires | High-Bay | High-Bay Luminaires for Commercial and Industrial Buildings | Premium | FALSE | [9 empty] | 42426 |  |  | No |  | 3.1 | 22388.6 | 116.2 | 190 | 20 | 0.9 | 5000 | 83
PF6YKFWD | Los Angeles Lighting Mfg. Co. | Los Angeles Lighting Mfg. Co. | 2-DPH350-24K -4L-PA-xxxx-xxxxx-2DRSDM-UNV-3/850-xx | Indoor Luminaires | High-Bay | High-Bay Luminaires for Commercial and Industrial Buildings | Premium | FALSE | [9 empty] | 42426 |  |  | No |  | 3.1 | 22388.6 | 116.2 | 190 | 20 | 0.9 | 5000 | 83
PQ262GAK | Los Angeles Lighting Mfg. Co. | Los Angeles Lighting Mfg. Co. | 2-EBY150-24K -4L-PA-xxxx-xxxxx-2DRSDM-UNV-3/850 | Indoor Luminaires | High-Bay | High-Bay Luminaires for Commercial and Industrial Buildings | Premium | FALSE | [9 empty] | 42426 |  |  | No |  | 3.1 | 20893.8 | 109.8 | 190 | 20 | 0.9 | 5000 | 83
PC39F55E | Los Angeles Lighting Mfg. Co. | Los Angeles Lighting Mfg. Co. | 2-EBY150-24K-4L-PA-2DRSDM-UNV-3/850 | Indoor Luminaires | High-Bay | High-Bay Luminaires for Commercial and Industrial Buildings | Premium | FALSE | [9 empty] | 42426 |  |  | No |  | 3.1 | 20893.8 | 109.8 | 190 | 20 | 0.9 | 5000 | 83
PFA2VRKJ | Los Angeles Lighting Mfg. Co. | Los Angeles Lighting Mfg. Co. | 2-EBY350-24K -4L-XX-xxxx-xxxxx-2DRDM-UNV-3/850 | Indoor Luminaires | High-Bay | High-Bay Luminaires for Commercial and Industrial Buildings | Premium | FALSE | [9 empty] | 42426 |  |  | Yes |  | 3.1 | 25227.2 | 130.4 | 190 | 20 | 0.9 | 5000 | 83
P4GRRMWX | Los Angeles Lighting Mfg. Co. | Los Angeles Lighting Mfg. Co. | 2-DPH350-24K -4L-XX-xxxx-xxxxx-2DRDM-UNV-3/850-xx | Indoor Luminaires | High-Bay | High-Bay Luminaires for Commercial and Industrial Buildings | Premium | FALSE | [9 empty] | 42426 |  |  | Yes |  | 3.1 | 25227.2 | 130.4 | 190 | 20 | 0.9 | 5000 | 83
PR5ZWQRC | Los Angeles Lighting Mfg. Co. | Los Angeles Lighting Mfg. Co. | 2-EBY150-24K -4L-XX-xxxx-xxxxx-2DRDM-UNV-3/850 | Indoor Luminaires | High-Bay | High-Bay Luminaires for Commercial and Industrial Buildings | Premium | FALSE | [9 empty] | 42426 |  |  | Yes |  | 3.1 | 24402.4 | 127.7 | 190 | 20 | 0.9 | 5000 | 83
PQURDB89 | Los Angeles Lighting Mfg. Co. | Los Angeles Lighting Mfg. Co. | 2-EBY350-24K -4L-CA-xxxx-xxxxx-2DRDM-UNV-3/850 | Indoor Luminaires | High-Bay | High-Bay Luminaires for Commercial and Industrial Buildings | Premium | FALSE | [9 empty] | 42426 |  |  | Yes |  | 3.1 | 23773.8 | 123.8 | 190 | 20 | 0.9 | 5000 | 83
P4RWKQWF | Los Angeles Lighting Mfg. Co. | Los Angeles Lighting Mfg. Co. | 2-DPH350-24K -4L-CA-xxxx-xxxxx-2DRDM-UNV-3/850-xx | Indoor Luminaires | High-Bay | High-Bay Luminaires for Commercial and Industrial Buildings | Premium | FALSE | [9 empty] | 42426 |  |  | Yes |  | 3.1 | 23773.8 | 123.8 | 190 | 20 | 0.9 | 5000 | 83
PCH45RJV | Los Angeles Lighting Mfg. Co. | Los Angeles Lighting Mfg. Co. | 2-EBY150-24K -4L-CA-xxxx-xxxxx-2DRDM-UNV-3/850 | Indoor Luminaires | High-Bay | High-Bay Luminaires for Commercial and Industrial Buildings | Premium | FALSE | [9 empty] | 42426 |  |  | Yes |  | 3.1 | 22420.4 | 117.8 | 190 | 20 | 0.9 | 5000 | 83
PKGQ5S4F | Los Angeles Lighting Mfg. Co. | Los Angeles Lighting Mfg. Co. | 2-DPH350-24K -4L-PA-xxxx-xxxxx-2DRDM-UNV-3/850-xx | Indoor Luminaires | High-Bay | High-Bay Luminaires for Commercial and Industrial Buildings | Premium | FALSE | [9 empty] | 42426 |  |  | Yes |  | 3.1 | 22388.6 | 116.2 | 190 | 20 | 0.9 | 5000 | 83
P8WU9M4U | Los Angeles Lighting Mfg. Co. | Los Angeles Lighting Mfg. Co. | 2-EBY350-24K -4L-PA-xxxx-xxxxx-2DRDM-UNV-3/850 | Indoor Luminaires | High-Bay | High-Bay Luminaires for Commercial and Industrial Buildings | Premium | FALSE | [9 empty] | 42426 |  |  | Yes |  | 3.1 | 22388.6 | 116.2 | 190 | 20 | 0.9 | 5000 | 83
PV3QH8J8 | Los Angeles Lighting Mfg. Co. | Los Angeles Lighting Mfg. Co. | 2-EBY150-24K -4L-PA-xxxx-xxxxx-2DRDM-UNV-3/850 | Indoor Luminaires | High-Bay | High-Bay Luminaires for Commercial and Industrial Buildings | Premium | FALSE | [9 empty] | 42426 |  |  | Yes |  | 3.1 | 20893.8 | 109.8 | 190 | 20 | 0.9 | 5000 | 83
PKE5E5G1 | ASD Lighting Corp | ASD | ASD-WHB-4D18050HE(-MS) | Indoor Luminaires | High-Bay | High-Bay Luminaires for Commercial and Industrial Buildings | Standard | FALSE | [9 empty] | 42426 | Dimmable | Continuous Below 10 | Yes |  | 3.1 | 24000 | 130 | 180 | 20 | 0.9 | 5000 | 80
P7Y6Y2PR | ASD Lighting Corp | ASD | ASD-WHB-4D14050HE(-MS) | Indoor Luminaires | High-Bay | High-Bay Luminaires for Commercial and Industrial Buildings | Standard | FALSE | [9 empty] | 42426 | Dimmable | Continuous Below 10 | Yes |  | 3.1 | 18800 | 130 | 140 | 20 | 0.9 | 5000 | 80
PWSX1V94 | ASD Lighting Corp | ASD | ASD-WHB-4D9050HE(-MS) | Indoor Luminaires | High-Bay | High-Bay Luminaires for Commercial and Industrial Buildings | Standard | FALSE | [9 empty] | 42426 | Dimmable | Continuous Below 10 | Yes |  | 3.1 | 12200 | 130 | 90 | 20 | 0.9 | 5000 | 80
PZ4S698R | Jiangsu YASHIPS Lighting Group Co.Ltd | YASHIPS | YXL536A-G/70W/F90 4000K | Indoor Luminaires | High-Bay | Low-Bay Luminaires for Commercial and Industrial Buildings | Premium | TRUE | 7384.89 | 106.95 | 69.05 | 18.4 | 0.9492 | 3894 | 73 | 5 | 50000 | 42425 |  |  | No |  | 3.1 | 7384.89 | 106.95 | 69.96 | 18 | 0.9899 | 3894 | 73
P4UJEQHK | Cree Inc. | Cree LS Series | LS4-50L-35K-10V-xxx | Indoor Luminaires | High-Bay | Low-Bay Luminaires for Commercial and Industrial Buildings | Standard | TRUE | 5374.5 | 112.98 | 47.53 | 16.38 | 0.934 | 3473 | 91 | 5 | 50000 | 42425 |  |  | No | Updated on 3/23/2017 | 4.1 | 5050 | 105.2 | 48 | 20 | 0.9 | 3500 | 90
PYJU3RMT | Cree Inc. | Cree LS Series | LS8-80L-35K-10V-xxx | Indoor Luminaires | High-Bay | Low-Bay Luminaires for Commercial and Industrial Buildings | Standard | FALSE | [9 empty] | 42425 |  |  | No | Updated on 3/23/2017 | 4.1 | 8400 | 105 | 80 | 20 | 0.9 | 3500 | 90
P25YBHAA | Cree Inc. | Cree LS Series | LS8-100L-35K-10V-xxx | Indoor Luminaires | High-Bay | Low-Bay Luminaires for Commercial and Industrial Buildings | Standard | FALSE | [9 empty] | 42425 |  |  | No | Updated on 3/23/2017 | 4.1 | 10100 | 105.2 | 96 | 20 | 0.9 | 3500 | 90
PK45H6NM | Shenzhen Hipower Optoelectronic Co. Ltd | LED VISION | SP-HBC150W-DW | Indoor Luminaires | High-Bay | High-Bay Luminaires for Commercial and Industrial Buildings | Premium | TRUE | 18522 | 123.98 | 149.4 | 17.98 | 0.935 | 5132 | 81.6 | 5 | 50000 | 42425 |  |  | No |  | 3 | 18522 | 123.98 | 149.4 | 17.98 | 0.935 | 5132 | 81.6
P4JF68ZE | Jiangsu YASHIPS Lighting Group Co.Ltd | YASHIPS | YXL536A-G/120W/F90 4000K | Indoor Luminaires | High-Bay | High-Bay Luminaires for Commercial and Industrial Buildings | Premium | TRUE | 13334.4 | 112.59 | 118.4 | 20.8 | 0.9349 | 3828 | 72 | 5 | 50000 | 42425 |  |  | No |  | 3.1 | 10794.8 | 112.59 | 118.4 | 21 | 0.9942 | 4000 | 72
PHJAQ9N6 | Jiangsu YASHIPS Lighting Group Co.Ltd | YASHIPS | YXL536B-G/150W/F90 4000K | Indoor Luminaires | High-Bay | High-Bay Luminaires for Commercial and Industrial Buildings | Premium | TRUE | 16837 | 112 | 150.4 | 21.3 | 0.9319 | 3957 | 73 | 5 | 50000 | 42425 |  |  | No |  | 3.1 | 16800 | 110 | 150 | 20 | 0.995 | 4000 | 71
PSSEMUEW | Jiangsu YASHIPS Lighting Group Co.Ltd | YASHIPS | YXL536A-G/100W/F90 4000K | Indoor Luminaires | High-Bay | High-Bay Luminaires for Commercial and Industrial Buildings | Premium | TRUE | 10794.8 | 107.1 | 100.8 | 23.2 | 0.9189 | 3849 | 72 | 5 | 50000 | 42425 |  |  | No |  | 3.1 | 10794.8 | 107.1 | 100.8 | 23 | 0.9927 | 4000 | 72
P7FEHF74 | Shenzhen Hipower Optoelectronic Co. Ltd | LED VISION | SP-HBC120W-DW | Indoor Luminaires | High-Bay | High-Bay Luminaires for Commercial and Industrial Buildings | Premium | TRUE | 15395 | 127.97 | 120.3 | 15.23 | 0.9153 | 5135 | 81.8 | 5 | 50000 | 42425 | Not Dimmable | Not Dimmable | No |  | 3 | 15395 | 127.97 | 120.3 | 15.23 | 0.9153 | 5135 | 81.8
P43NDYH3 | Jiangsu YASHIPS Lighting Group Co.Ltd | YASHIPS | YXL536A-G/100W/F90 5700K | Indoor Luminaires | High-Bay | High-Bay Luminaires for Commercial and Industrial Buildings | Premium | FALSE | [9 empty] | 42425 |  |  | No |  | 3.1 | 10928.9 | 108.11 | 101.1 | 23 | 0.9907 | 5700 | 71
PBUG84B1 | Jiangsu YASHIPS Lighting Group Co.Ltd | YASHIPS | YXL536A-G/120W/F90 5700K | Indoor Luminaires | High-Bay | High-Bay Luminaires for Commercial and Industrial Buildings | Premium | FALSE | [9 empty] | 42425 |  |  | No |  | 3.1 | 13038.4 | 108.78 | 119.9 | 21 | 0.9944 | 5700 | 71
PS3UJX31 | Jiangsu YASHIPS Lighting Group Co.Ltd | YASHIPS | YXL536B-G/150W/F90 5700K | Indoor Luminaires | High-Bay | High-Bay Luminaires for Commercial and Industrial Buildings | Premium | FALSE | [9 empty] | 42425 |  |  | No |  | 3.1 | 16800 | 110 | 150 | 20 | 0.995 | 5700 | 71
PMDCFMCD | Jiangsu YASHIPS Lighting Group Co.Ltd | YASHIPS | YXL536A-G/70W/F90 5700K | Indoor Luminaires | High-Bay | Low-Bay Luminaires for Commercial and Industrial Buildings | Premium | FALSE | [9 empty] | 42425 |  |  | No |  | 3.1 | 7704.99 | 110.21 | 69.96 | 18 | 0.9907 | 5585 | 71
PZF8MNHA | Jiangsu YASHIPS Lighting Group Co.Ltd | YASHIPS | YXL536A-G/70W/F90 5000K | Indoor Luminaires | High-Bay | Low-Bay Luminaires for Commercial and Industrial Buildings | Premium | FALSE | [9 empty] | 42425 |  |  | No |  | 3.1 | 7506.51 | 107.91 | 69.56 | 18 | 0.9902 | 5000 | 73
PWUYRPXY | Jiangsu YASHIPS Lighting Group Co.Ltd | YASHIPS | YXL536A-G/100W/F90 5000K | Indoor Luminaires | High-Bay | High-Bay Luminaires for Commercial and Industrial Buildings | Premium | FALSE | [9 empty] | 42425 |  |  | No |  | 3.1 | 11253.5 | 111.12 | 101.3 | 23 | 0.9927 | 5000 | 72
P3817UET | Jiangsu YASHIPS Lighting Group Co.Ltd | YASHIPS | YXL536A-G/120W/F90 5000K | Indoor Luminaires | High-Bay | High-Bay Luminaires for Commercial and Industrial Buildings | Premium | FALSE | [9 empty] | 42425 |  |  | No |  | 3.1 | 13245.2 | 108.96 | 121.6 | 21 | 0.995 | 5000 | 72
PSU7JCVU | Jiangsu YASHIPS Lighting Group Co.Ltd | YASHIPS | YXL536B-G/150W/F90 5000K | Indoor Luminaires | High-Bay | High-Bay Luminaires for Commercial and Industrial Buildings | Premium | FALSE | [9 empty] | 42425 |  |  | No |  | 3.1 | 16800 | 110 | 150 | 20 | 0.995 | 5000 | 71
P4UAWM5Z | Jiangsu YASHIPS Lighting Group Co.Ltd | YASHIPS | YXL536A-G/70W/F90 4500K | Indoor Luminaires | High-Bay | Low-Bay Luminaires for Commercial and Industrial Buildings | Premium | FALSE | [9 empty] | 42425 |  |  | No |  | 3.1 | 7329.64 | 106.83 | 68.53 | 18 | 0.9903 | 4500 | 73
PRGSAPJD | Jiangsu YASHIPS Lighting Group Co.Ltd | YASHIPS | YXL536A-G/100W/F90 4500K | Indoor Luminaires | High-Bay | High-Bay Luminaires for Commercial and Industrial Buildings | Premium | FALSE | [9 empty] | 42425 |  |  | No |  | 3.1 | 11082.6 | 111.85 | 99.08 | 23 | 0.9926 | 4500 | 72
PN7PWWG7 | Jiangsu YASHIPS Lighting Group Co.Ltd | YASHIPS | YXL536A-G/120W/F90 4500K | Indoor Luminaires | High-Bay | High-Bay Luminaires for Commercial and Industrial Buildings | Premium | FALSE | [9 empty] | 42425 |  |  | No |  | 3.1 | 13363.7 | 113.32 | 117.9 | 21 | 0.9948 | 4500 | 72
PQZNN9CQ | Jiangsu YASHIPS Lighting Group Co.Ltd | YASHIPS | YXL536B-G/150W/F90 4500K | Indoor Luminaires | High-Bay | High-Bay Luminaires for Commercial and Industrial Buildings | Premium | FALSE | [9 empty] | 42425 |  |  | No |  | 3.1 | 16800 | 110 | 150 | 20 | 0.995 | 4500 | 71
P3GDC41P | Shenzhen Hipower Optoelectronic Co. Ltd | LED VISION | SP-HBC100W-CW | Indoor Luminaires | High-Bay | High-Bay Luminaires for Commercial and Industrial Buildings | Premium | FALSE | [9 empty] | 42425 |  |  | No |  | 3.1 | 12782 | 131.25 | 97.39 | 13.38 | 0.9223 | 5700 | 74.1
PWXK9HWS | Shenzhen Hipower Optoelectronic Co. Ltd | LED VISION | SP-HBC100W-DW | Indoor Luminaires | High-Bay | High-Bay Luminaires for Commercial and Industrial Buildings | Premium | FALSE | [9 empty] | 42425 |  |  | No |  | 3.1 | 12469 | 128.56 | 96.99 | 13.24 | 0.9211 | 5000 | 70.7
PWXNJ94Z | Shenzhen Hipower Optoelectronic Co. Ltd | LED VISION | SP-HBC100W-NW1 | Indoor Luminaires | High-Bay | High-Bay Luminaires for Commercial and Industrial Buildings | Premium | FALSE | [9 empty] | 42425 |  |  | No |  | 3.1 | 12469 | 128.56 | 96.99 | 13.24 | 0.9211 | 4500 | 70.7
PZENW6FN | NANJING JISHAN LIGHTING TECHNOLOGY CO. LTD | Jishan | JS(I)-(BGK360W-A)(5700K) | Indoor Luminaires | High-Bay | High-Bay Luminaires for Commercial and Industrial Buildings | Standard | FALSE | [9 empty] | 42425 |  |  | No |  | 3.1 | 43200 | 120 | 360 | 20 | 0.95 | 5700 | 83
PFNQKUCX | NANJING JISHAN LIGHTING TECHNOLOGY CO. LTD | Jishan | JS(I)-(LIN-1204-300W)(5700K) | Indoor Luminaires | High-Bay | High-Bay Luminaires for Commercial and Industrial Buildings | Standard | FALSE | [9 empty] | 42425 |  |  | No |  | 3.1 | 36000 | 120 | 300 | 20 | 0.95 | 5700 | 83
PSTG31QB | NANJING JISHAN LIGHTING TECHNOLOGY CO. LTD | Jishan | JS(I)-(BGK200W-A)(5700K) | Indoor Luminaires | High-Bay | High-Bay Luminaires for Commercial and Industrial Buildings | Standard | FALSE | [9 empty] | 42425 |  |  | No |  | 3.1 | 18000 | 120 | 150 | 20 | 0.95 | 5700 | 83
PJ67XZ2E | NANJING JISHAN LIGHTING TECHNOLOGY CO. LTD | Jishan | JS(I)-(BGK360W-A)(4500K) | Indoor Luminaires | High-Bay | High-Bay Luminaires for Commercial and Industrial Buildings | Standard | FALSE | [9 empty] | 42425 |  |  | No |  | 3.1 | 42480 | 118 | 360 | 20 | 0.95 | 4500 | 83
PE7EJCWU | NANJING JISHAN LIGHTING TECHNOLOGY CO. LTD | Jishan | JS(I)-(LIN-1204-300W)(4500K) | Indoor Luminaires | High-Bay | High-Bay Luminaires for Commercial and Industrial Buildings | Standard | FALSE | [9 empty] | 42425 |  |  | No |  | 3.1 | 36000 | 120 | 300 | 20 | 0.95 | 4500 | 83
P1DT8YKA | NANJING JISHAN LIGHTING TECHNOLOGY CO. LTD | Jishan | JS(I)-(BGK200W-A)(4500K) | Indoor Luminaires | High-Bay | High-Bay Luminaires for Commercial and Industrial Buildings | Standard | FALSE | [9 empty] | 42425 |  |  | No |  | 3.1 | 17700 | 118 | 150 | 20 | 0.95 | 4500 | 83
PZWCGHJ7 | Cree Inc. | Cree LS Series | LS8-80L-50K-10V-xxx | Indoor Luminaires | High-Bay | Low-Bay Luminaires for Commercial and Industrial Buildings | Standard | FALSE | [9 empty] | 42425 |  |  | No | Updated on 3/23/2017 | 4.1 | 8400 | 105 | 80 | 20 | 0.9 | 5000 | 90
PT88E66S | Cree Inc. | Cree LS Series | LS8-100L-50K-10V-xxx | Indoor Luminaires | High-Bay | Low-Bay Luminaires for Commercial and Industrial Buildings | Standard | FALSE | [9 empty] | 42425 |  |  | No | Updated on 3/23/2017 | 4.1 | 10100 | 105.2 | 96 | 20 | 0.9 | 5000 | 90
PN7Q3RRG | Cree Inc. | Cree LS Series | LS4-50L-50K-10V-xxx | Indoor Luminaires | High-Bay | Low-Bay Luminaires for Commercial and Industrial Buildings | Standard | FALSE | [9 empty] | 42425 |  |  | No | Updated on 3/23/2017 | 4.1 | 5050 | 105.2 | 48 | 20 | 0.9 | 5000 | 90
PETV9U6B | Cree Inc. | Cree LS Series | LS8-80L-40K-10V-xxx | Indoor Luminaires | High-Bay | Low-Bay Luminaires for Commercial and Industrial Buildings | Standard | FALSE | [9 empty] | 42425 |  |  | No | Updated on 3/23/2017 | 4.1 | 8400 | 105 | 80 | 20 | 0.9 | 4000 | 90
PJ3U5GRM | Cree Inc. | Cree LS Series | LS8-100L-40K-10V-xxx | Indoor Luminaires | High-Bay | Low-Bay Luminaires for Commercial and Industrial Buildings | Standard | FALSE | [9 empty] | 42425 |  |  | No | Updated on 3/23/2017 | 4.1 | 10100 | 105.2 | 96 | 20 | 0.9 | 4000 | 90
PGCA3HZY | Cree Inc. | Cree LS Series | LS4-50L-40K-10V-xxx | Indoor Luminaires | High-Bay | Low-Bay Luminaires for Commercial and Industrial Buildings | Standard | FALSE | [9 empty] | 42425 |  |  | No | Updated on 3/23/2017 | 4.1 | 5050 | 105.2 | 48 | 20 | 0.9 | 4000 | 90
PJHQ15TB | ALUMALIGHT LLC | Vapor Tight LED | VT1-4-LED-6.5-4.0K | Indoor Luminaires | High-Bay | Low-Bay Luminaires for Commercial and Industrial Buildings | Standard | TRUE | 5289 | 103.3 | 51.18 | 13.5 | 0.919 | 4176 | 84.6 | 5 | 200000 | 42424 |  |  | No |  | 3.1 | 5289 | 103.321 | 51.19 | 13.5 | 0.919 | 4176 | 84.6
P1FNQFDA | Acuity Brands Lighting | Lithonia Lighting | IBH 36000LM L/LENS MD XXXXX OZ10 50K 70CRI | Indoor Luminaires | High-Bay | High-Bay Luminaires for Commercial and Industrial Buildings | Standard | FALSE | [9 empty] | 42423 | Dimmable | Continuous Above 10 | Yes |  | 4.1 | 37770.97 | 107.27 | 352.1 | 17.68 | 0.92 | 5000 | 70
PDP1XBC8 | Acuity Brands Lighting | Lithonia Lighting | IBH 36000LM L/LENS ND XXXXX OZ10 50K 70CRI | Indoor Luminaires | High-Bay | High-Bay Luminaires for Commercial and Industrial Buildings | Standard | FALSE | [9 empty] | 42423 | Dimmable | Continuous Above 10 | Yes |  | 3 | 37137.64 | 105.47 | 352.1 | 17.68 | 0.92 | 5000 | 70
PZBJQC8Q | Acuity Brands Lighting | Lithonia Lighting | IBH 36000LM SD080 MD XXXXX OZ10 50K 70CRI | Indoor Luminaires | High-Bay | High-Bay Luminaires for Commercial and Industrial Buildings | Standard | FALSE | [9 empty] | 42423 | Dimmable | Continuous Above 10 | Yes |  | 3 | 35357.81 | 100.41 | 352.1 | 17.68 | 0.92 | 5000 | 70
PEEYF19S | Acuity Brands Lighting | Lithonia Lighting | IBH 36000LM SD080 ND XXXXX OZ10 50K 70CRI | Indoor Luminaires | High-Bay | High-Bay Luminaires for Commercial and Industrial Buildings | Standard | FALSE | [9 empty] | 42423 | Dimmable | Continuous Above 10 | Yes |  | 3 | 34812.84 | 98.87 | 352.1 | 17.68 | 0.92 | 5000 | 70
PGB6X1Y4 | Acuity Brands Lighting | Lithonia Lighting | IBH 30000LM L/LENS MD XXXXX OZ10 50K 70CRI | Indoor Luminaires | High-Bay | High-Bay Luminaires for Commercial and Industrial Buildings | Standard | FALSE | [9 empty] | 42423 | Dimmable | Continuous Above 10 | Yes |  | 3 | 32280.36 | 118.15 | 273.2 | 17.68 | 0.92 | 5000 | 70
PPGBK6P4 | Acuity Brands Lighting | Lithonia Lighting | IBH 30000LM L/LENS ND XXXXX OZ10 50K 70CRI | Indoor Luminaires | High-Bay | High-Bay Luminaires for Commercial and Industrial Buildings | Standard | FALSE | [9 empty] | 42423 | Dimmable | Continuous Above 10 | Yes |  | 3 | 31739.1 | 116.17 | 273.2 | 17.68 | 0.92 | 5000 | 70
P7VHGMYR | Acuity Brands Lighting | Lithonia Lighting | IBH 30000LM SD080 MD XXXXX OZ10 50K 70CRI | Indoor Luminaires | High-Bay | High-Bay Luminaires for Commercial and Industrial Buildings | Standard | FALSE | [9 empty] | 42423 | Dimmable | Continuous Above 10 | Yes |  | 4.1 | 30217.99 | 110.6 | 273.2 | 17.68 | 0.92 | 5000 | 70
PW9QJXV5 | Acuity Brands Lighting | Lithonia Lighting | IBH 30000LM SD080 ND XXXXX OZ10 50K 70CRI | Indoor Luminaires | High-Bay | High-Bay Luminaires for Commercial and Industrial Buildings | Standard | FALSE | [9 empty] | 42423 | Dimmable | Continuous Above 10 | Yes |  | 3 | 29752.24 | 108.9 | 273.2 | 17.68 | 0.92 | 5000 | 70
PSWD852H | Acuity Brands Lighting | Lithonia Lighting | IBH 24000LM L/LENS MD XXXXX OZ10 50K 70CRI | Indoor Luminaires | High-Bay | High-Bay Luminaires for Commercial and Industrial Buildings | Premium | FALSE | [9 empty] | 42423 | Dimmable | Continuous Above 10 | Yes |  | 4.1 | 27023.13 | 125.28 | 215.7 | 17.68 | 0.92 | 5000 | 70
PZHDPDP3 | Acuity Brands Lighting | Lithonia Lighting | IBH 24000LM L/LENS ND XXXXX OZ10 50K 70CRI | Indoor Luminaires | High-Bay | High-Bay Luminaires for Commercial and Industrial Buildings | Premium | FALSE | [9 empty] | 42423 | Dimmable | Continuous Above 10 | Yes |  | 4.1 | 26570.02 | 123.18 | 215.7 | 17.68 | 0.92 | 5000 | 70
P2SW211R | Acuity Brands Lighting | Lithonia Lighting | IBH 24000LM SD080 MD XXXXX OZ10 50K 70CRI | Indoor Luminaires | High-Bay | High-Bay Luminaires for Commercial and Industrial Buildings | Premium | FALSE | [9 empty] | 42423 | Dimmable | Continuous Above 10 | Yes |  | 4.1 | 25296.65 | 117.27 | 215.7 | 17.68 | 0.92 | 5000 | 70
PMF55E55 | Acuity Brands Lighting | Lithonia Lighting | IBH 24000LM SD080 ND XXXXX OZ10 50K 70CRI | Indoor Luminaires | High-Bay | High-Bay Luminaires for Commercial and Industrial Buildings | Premium | FALSE | [9 empty] | 42423 | Dimmable | Continuous Above 10 | Yes |  | 4.1 | 24906.75 | 115.46 | 215.7 | 17.68 | 0.92 | 5000 | 70
PZFQ34GP | Acuity Brands Lighting | Lithonia Lighting | IBH 18000LM L/LENS MD XXXXX OZ10 50K 70CRI | Indoor Luminaires | High-Bay | High-Bay Luminaires for Commercial and Industrial Buildings | Premium | FALSE | [9 empty] | 42423 | Dimmable | Continuous Above 10 | Yes |  | 4.1 | 19554.92 | 140.07 | 139.6 | 17.68 | 0.92 | 5000 | 70
PCTWYZMH | Acuity Brands Lighting | Lithonia Lighting | IBH 18000LM L/LENS ND XXXXX OZ10 50K 70CRI | Indoor Luminaires | High-Bay | High-Bay Luminaires for Commercial and Industrial Buildings | Premium | FALSE | [9 empty] | 42423 | Dimmable | Continuous Above 10 | Yes |  | 4.1 | 19227.03 | 137.72 | 139.6 | 17.68 | 0.92 | 5000 | 70
PHXNDT3R | Acuity Brands Lighting | Lithonia Lighting | IBH 18000LM SD080 MD XXXXX OZ10 50K 70CRI | Indoor Luminaires | High-Bay | High-Bay Luminaires for Commercial and Industrial Buildings | Premium | FALSE | [9 empty] | 42423 | Dimmable | Continuous Above 10 | Yes |  | 4.1 | 18305.57 | 131.12 | 139.6 | 17.68 | 0.92 | 5000 | 70
PT15ZFS2 | Acuity Brands Lighting | Lithonia Lighting | IBH 18000LM SD080 ND XXXXX OZ10 50K 70CRI | Indoor Luminaires | High-Bay | High-Bay Luminaires for Commercial and Industrial Buildings | Premium | FALSE | [9 empty] | 42423 | Dimmable | Continuous Above 10 | Yes |  | 4.1 | 18023.43 | 129.1 | 139.6 | 17.68 | 0.92 | 5000 | 70
PJ2YEKZK | Acuity Brands Lighting | Lithonia Lighting | IBH 15000LM L/LENS MD XXXXX OZ10 50K 70CRI | Indoor Luminaires | High-Bay | High-Bay Luminaires for Commercial and Industrial Buildings | Premium | FALSE | [9 empty] | 42423 | Dimmable | Continuous Above 10 | Yes |  | 4.1 | 16250.73 | 116.84 | 139.08 | 17.68 | 0.92 | 5000 | 70
PDJQAA62 | Acuity Brands Lighting | Lithonia Lighting | IBH 15000LM L/LENS ND XXXXX OZ10 50K 70CRI | Indoor Luminaires | High-Bay | High-Bay Luminaires for Commercial and Industrial Buildings | Premium | FALSE | [9 empty] | 42423 | Dimmable | Continuous Above 10 | Yes |  | 4.1 | 15978.24 | 114.88 | 139.08 | 17.68 | 0.92 | 5000 | 70
P687M1BG | Acuity Brands Lighting | Lithonia Lighting | IBH 15000LM SD080 MD XXXXX OZ10 50K 70CRI | Indoor Luminaires | High-Bay | High-Bay Luminaires for Commercial and Industrial Buildings | Premium | FALSE | [9 empty] | 42423 | Dimmable | Continuous Above 10 | Yes |  | 4.1 | 15212.48 | 109.37 | 139.08 | 17.68 | 0.92 | 5000 | 70
PFCG21BC | Acuity Brands Lighting | Lithonia Lighting | IBH 15000LM SD080 ND XXXXX OZ10 50K 70CRI | Indoor Luminaires | High-Bay | High-Bay Luminaires for Commercial and Industrial Buildings | Standard | FALSE | [9 empty] | 42423 | Dimmable | Continuous Above 10 | Yes |  | 3 | 14978.01 | 107.69 | 139.08 | 17.68 | 0.92 | 5000 | 70
P5634PZM | Acuity Brands Lighting | Lithonia Lighting | IBH 36000LM L/LENS MD XXXXX OZ10 40K 70CRI | Indoor Luminaires | High-Bay | High-Bay Luminaires for Commercial and Industrial Buildings | Standard | FALSE | [9 empty] | 42423 | Dimmable | Continuous Above 10 | Yes |  | 4.1 | 38127.56 | 108.28 | 352.1 | 17.68 | 0.92 | 4000 | 70
P9GF4X4G | Acuity Brands Lighting | Lithonia Lighting | IBH 36000LM L/LENS ND XXXXX OZ10 40K 70CRI | Indoor Luminaires | High-Bay | High-Bay Luminaires for Commercial and Industrial Buildings | Standard | FALSE | [9 empty] | 42423 | Dimmable | Continuous Above 10 | Yes |  | 4.1 | 37488.25 | 106.47 | 352.1 | 17.68 | 0.92 | 4000 | 70
PA1WEVCE | Acuity Brands Lighting | Lithonia Lighting | IBH 36000LM SD080 MD XXXXX OZ10 40K 70CRI | Indoor Luminaires | High-Bay | High-Bay Luminaires for Commercial and Industrial Buildings | Standard | FALSE | [9 empty] | 42423 | Dimmable | Continuous Above 10 | Yes |  | 3 | 35691.62 | 101.36 | 352.1 | 17.68 | 0.92 | 4000 | 70
P9ZMUVBT | Acuity Brands Lighting | Lithonia Lighting | IBH 36000LM SD080 ND XXXXX OZ10 40K 70CRI | Indoor Luminaires | High-Bay | High-Bay Luminaires for Commercial and Industrial Buildings | Standard | FALSE | [9 empty] | 42423 | Dimmable | Continuous Above 10 | Yes |  | 3 | 35141.5 | 99.8 | 352.1 | 17.68 | 0.92 | 4000 | 70
PY186CNJ | Acuity Brands Lighting | Lithonia Lighting | IBH 30000LM L/LENS MD XXXXX OZ10 40K 70CRI | Indoor Luminaires | High-Bay | High-Bay Luminaires for Commercial and Industrial Buildings | Standard | FALSE | [9 empty] | 42423 | Dimmable | Continuous Above 10 | Yes |  | 3 | 32585.11 | 119.27 | 352.1 | 17.68 | 0.92 | 4000 | 70
PQVBWXM7 | Acuity Brands Lighting | Lithonia Lighting | IBH 30000LM L/LENS ND XXXXX OZ10 40K 70CRI | Indoor Luminaires | High-Bay | High-Bay Luminaires for Commercial and Industrial Buildings | Standard | FALSE | [9 empty] | 42423 | Dimmable | Continuous Above 10 | Yes |  | 3 | 32038.74 | 117.27 | 273.2 | 17.68 | 0.92 | 4000 | 70
PFTS35NB | Acuity Brands Lighting | Lithonia Lighting | IBH 30000LM SD080 MD XXXXX OZ10 40K 70CRI | Indoor Luminaires | High-Bay | High-Bay Luminaires for Commercial and Industrial Buildings | Standard | FALSE | [9 empty] | 42423 | Dimmable | Continuous Above 10 | Yes |  | 3 | 30503.28 | 111.65 | 273.2 | 17.68 | 0.92 | 4000 | 70
P57HZ4E7 | Acuity Brands Lighting | Lithonia Lighting | IBH 30000LM SD080 ND XXXXX OZ10 40K 70CRI | Indoor Luminaires | High-Bay | High-Bay Luminaires for Commercial and Industrial Buildings | Standard | FALSE | [9 empty] | 42423 | Dimmable | Continuous Above 10 | Yes |  | 4.1 | 30033.13 | 109.93 | 273.2 | 17.68 | 0.92 | 4000 | 70
PCQW7R7V | Acuity Brands Lighting | Lithonia Lighting | IBH 24000LM L/LENS MD XXXXX OZ10 40K 70CRI | Indoor Luminaires | High-Bay | High-Bay Luminaires for Commercial and Industrial Buildings | Premium | FALSE | [9 empty] | 42423 | Dimmable | Continuous Above 10 | Yes |  | 4.1 | 27278.25 | 126.46 | 215.7 | 17.68 | 0.92 | 4000 | 70
PNT5F9VS | Acuity Brands Lighting | Lithonia Lighting | IBH 24000LM L/LENS ND XXXXX OZ10 40K 70CRI | Indoor Luminaires | High-Bay | High-Bay Luminaires for Commercial and Industrial Buildings | Premium | FALSE | [9 empty] | 42423 | Dimmable | Continuous Above 10 | Yes |  | 4.1 | 26820.86 | 124.34 | 215.7 | 17.68 | 0.92 | 4000 | 70
PFHU6MYT | Acuity Brands Lighting | Lithonia Lighting | IBH 24000LM SD080 MD XXXXX OZ10 40K 70CRI | Indoor Luminaires | High-Bay | High-Bay Luminaires for Commercial and Industrial Buildings | Premium | FALSE | [9 empty] | 42423 | Dimmable | Continuous Above 10 | Yes |  | 4.1 | 25535.47 | 118.38 | 215.7 | 17.68 | 0.92 | 4000 | 70
PUKHFGYE | Acuity Brands Lighting | Lithonia Lighting | IBH 24000LM SD080 ND XXXXX OZ10 40K 70CRI | Indoor Luminaires | High-Bay | High-Bay Luminaires for Commercial and Industrial Buildings | Premium | FALSE | [9 empty] | 42423 | Dimmable | Continuous Above 10 | Yes |  | 4.1 | 25141.89 | 116.55 | 215.7 | 17.68 | 0.92 | 4000 | 70
PZPW4NQB | Acuity Brands Lighting | Lithonia Lighting | IBH 18000LM L/LENS MD XXXXX OZ10 40K 70CRI | Indoor Luminaires | High-Bay | High-Bay Luminaires for Commercial and Industrial Buildings | Premium | FALSE | [9 empty] | 42423 | Dimmable | Continuous Above 10 | Yes |  | 4.1 | 19739.53 | 141.4 | 139.6 | 17.68 | 0.92 | 4000 | 70
PW9C4WDF | Acuity Brands Lighting | Lithonia Lighting | IBH 18000LM L/LENS ND XXXXX OZ10 40K 70CRI | Indoor Luminaires | High-Bay | High-Bay Luminaires for Commercial and Industrial Buildings | Premium | FALSE | [9 empty] | 42423 | Dimmable | Continuous Above 10 | Yes |  | 4.1 | 19408.55 | 139.02 | 139.6 | 17.68 | 0.92 | 4000 | 70
PX7Z418Z | Acuity Brands Lighting | Lithonia Lighting | IBH 18000LM SD080 MD XXXXX OZ10 40K 70CRI | Indoor Luminaires | High-Bay | High-Bay Luminaires for Commercial and Industrial Buildings | Premium | FALSE | [9 empty] | 42423 | Dimmable | Continuous Above 10 | Yes |  | 4.1 | 18478.39 | 132.36 | 139.6 | 17.68 | 0.92 | 4000 | 70
P78BUEPJ | Acuity Brands Lighting | Lithonia Lighting | IBH 18000LM SD080 ND XXXXX OZ10 40K 70CRI | Indoor Luminaires | High-Bay | High-Bay Luminaires for Commercial and Industrial Buildings | Premium | TRUE | 17871 | 128.79 | 138.76 | 17.68 | 0.92 | 3993 | 73.72 | 5 | 50000 | 42423 | Dimmable | Continuous Above 10 | Yes | Updated on 3/30/2017 | 4.1 | 17871 | 128.79 | 138.76 | 17.68 | 0.97 | 3993 | 73.32
PV4GUGB3 | Acuity Brands Lighting | Lithonia Lighting | IBH 15000LM L/LENS MD XXXXX OZ10 40K 70CRI | Indoor Luminaires | High-Bay | High-Bay Luminaires for Commercial and Industrial Buildings | Premium | FALSE | [9 empty] | 42423 | Dimmable | Continuous Above 10 | Yes |  | 4.1 | 16404.15 | 117.94 | 139.6 | 17.68 | 0.92 | 4000 | 70
P23F3F79 | Acuity Brands Lighting | Lithonia Lighting | IBH 15000LM L/LENS ND XXXXX OZ10 40K 70CRI | Indoor Luminaires | High-Bay | High-Bay Luminaires for Commercial and Industrial Buildings | Premium | FALSE | [9 empty] | 42423 | Dimmable | Continuous Above 10 | Yes |  | 4.1 | 16129.09 | 115.96 | 139.08 | 17.68 | 0.92 | 4000 | 70
PVUGJVRM | Acuity Brands Lighting | Lithonia Lighting | IBH 15000LM SD080 MD XXXXX OZ10 40K 70CRI | Indoor Luminaires | High-Bay | High-Bay Luminaires for Commercial and Industrial Buildings | Premium | FALSE | [9 empty] | 42423 | Dimmable | Continuous Above 10 | Yes |  | 4.1 | 15356.1 | 110.41 | 139.08 | 17.68 | 0.92 | 4000 | 70
PFJDQUZR | Acuity Brands Lighting | Lithonia Lighting | IBH 15000LM SD080 ND XXXXX OZ10 40K 70CRI | Indoor Luminaires | High-Bay | High-Bay Luminaires for Commercial and Industrial Buildings | Premium | FALSE | [9 empty] | 42423 | Dimmable | Continuous Above 10 | Yes |  | 4.1 | 15119.41 | 108.71 | 139.08 | 17.68 | 0.92 | 4000 | 70
PD8EY59T | Acuity Brands Lighting | Lithonia Lighting | IBH 36000LM L/LENS MD XXXXX OZ10 35K 70CRI | Indoor Luminaires | High-Bay | High-Bay Luminaires for Commercial and Industrial Buildings | Standard | FALSE | [9 empty] | 42423 | Dimmable | Continuous Above 10 | Yes |  | 3 | 37304.66 | 105.94 | 352.1 | 17.68 | 0.92 | 3500 | 70
PTKDCY2K | Acuity Brands Lighting | Lithonia Lighting | IBH 36000LM L/LENS ND XXXXX OZ10 35K 70CRI | Indoor Luminaires | High-Bay | High-Bay Luminaires for Commercial and Industrial Buildings | Standard | FALSE | [9 empty] | 42423 | Dimmable | Continuous Above 10 | Yes |  | 3 | 36679.15 | 104.17 | 352.1 | 17.68 | 0.92 | 3500 | 70
P95UJH7E | Acuity Brands Lighting | Lithonia Lighting | IBH 36000LM SD080 MD XXXXX OZ10 35K 70CRI | Indoor Luminaires | High-Bay | High-Bay Luminaires for Commercial and Industrial Buildings | Standard | FALSE | [9 empty] | 42423 | Dimmable | Continuous Above 10 | Yes |  | 3 | 34921.3 | 99.18 | 352.1 | 17.68 | 0.92 | 3500 | 70
PYN5NKV6 | Acuity Brands Lighting | Lithonia Lighting | IBH 36000LM SD080 ND XXXXX OZ10 35K 70CRI | Indoor Luminaires | High-Bay | High-Bay Luminaires for Commercial and Industrial Buildings | Standard | FALSE | [9 empty] | 42423 | Dimmable | Continuous Above 10 | Yes |  | 3 | 34383.05 | 97.65 | 352.1 | 17.68 | 0.92 | 3500 | 70
PEZ3RNWG | Acuity Brands Lighting | Lithonia Lighting | IBH 30000LM L/LENS MD XXXXX OZ10 35K 70CRI | Indoor Luminaires | High-Bay | High-Bay Luminaires for Commercial and Industrial Buildings | Standard | FALSE | [9 empty] | 42423 | Dimmable | Continuous Above 10 | Yes |  | 3 | 31881.83 | 116.69 | 273.2 | 17.68 | 0.92 | 3500 | 70
PANFMZ72 | Acuity Brands Lighting | Lithonia Lighting | IBH 30000LM L/LENS ND XXXXX OZ10 35K 70CRI | Indoor Luminaires | High-Bay | High-Bay Luminaires for Commercial and Industrial Buildings | Standard | FALSE | [9 empty] | 42423 | Dimmable | Continuous Above 10 | Yes |  | 4.1 | 31347.26 | 114.74 | 273.2 | 17.68 | 0.92 | 3500 | 70
P9YFVKZY | Acuity Brands Lighting | Lithonia Lighting | IBH 30000LM SD080 MD XXXXX OZ10 35K 70CRI | Indoor Luminaires | High-Bay | High-Bay Luminaires for Commercial and Industrial Buildings | Standard | FALSE | [9 empty] | 42423 | Dimmable | Continuous Above 10 | Yes |  | 4.1 | 29844.93 | 109.24 | 273.2 | 17.68 | 0.92 | 3500 | 70
PVZU1XQV | Acuity Brands Lighting | Lithonia Lighting | IBH 30000LM SD080 ND XXXXX OZ10 35K 70CRI | Indoor Luminaires | High-Bay | High-Bay Luminaires for Commercial and Industrial Buildings | Standard | FALSE | [9 empty] | 42423 | Dimmable | Continuous Above 10 | Yes |  | 3 | 29384.93 | 107.55 | 273.2 | 17.68 | 0.92 | 3500 | 70
P7QKDAHJ | Acuity Brands Lighting | Lithonia Lighting | IBH 24000LM L/LENS MD XXXXX OZ10 35K 70CRI | Indoor Luminaires | High-Bay | High-Bay Luminaires for Commercial and Industrial Buildings | Premium | FALSE | [9 empty] | 42423 | Dimmable | Continuous Above 10 | Yes |  | 4.1 | 26689.51 | 123.73 | 215.7 | 17.68 | 0.92 | 3500 | 70
PJ99X26Z | Acuity Brands Lighting | Lithonia Lighting | IBH 24000LM L/LENS ND XXXXX OZ10 35K 70CRI | Indoor Luminaires | High-Bay | High-Bay Luminaires for Commercial and Industrial Buildings | Premium | FALSE | [9 empty] | 42423 | Dimmable | Continuous Above 10 | Yes |  | 4.1 | 26241.99 | 121.65 | 215.7 | 17.68 | 0.92 | 3500 | 70
P9E8FQZ2 | Acuity Brands Lighting | Lithonia Lighting | IBH 24000LM SD080 MD XXXXX OZ10 35K 70CRI | Indoor Luminaires | High-Bay | High-Bay Luminaires for Commercial and Industrial Buildings | Premium | FALSE | [9 empty] | 42423 | Dimmable | Continuous Above 10 | Yes |  | 4.1 | 24984.34 | 115.82 | 215.7 | 17.68 | 0.92 | 3500 | 70
PUQ7FCSX | Acuity Brands Lighting | Lithonia Lighting | IBH 24000LM SD080 ND XXXXX OZ10 35K 70CRI | Indoor Luminaires | High-Bay | High-Bay Luminaires for Commercial and Industrial Buildings | Premium | FALSE | [9 empty] | 42423 | Dimmable | Continuous Above 10 | Yes |  | 4.1 | 24599.26 | 114.04 | 215.7 | 17.68 | 0.92 | 3500 | 70
PUP22U52 | Acuity Brands Lighting | Lithonia Lighting | IBH 18000LM L/LENS MD XXXXX OZ10 35K 70CRI | Indoor Luminaires | High-Bay | High-Bay Luminaires for Commercial and Industrial Buildings | Premium | FALSE | [9 empty] | 42423 | Dimmable | Continuous Above 10 | Yes |  | 4.1 | 19313.5 | 138.34 | 139.6 | 17.68 | 0.92 | 3500 | 70
PB8FZZ8H | Acuity Brands Lighting | Lithonia Lighting | IBH 18000LM L/LENS ND XXXXX OZ10 35K 70CRI | Indoor Luminaires | High-Bay | High-Bay Luminaires for Commercial and Industrial Buildings | Premium | FALSE | [9 empty] | 42423 | Dimmable | Continuous Above 10 | Yes |  | 4.1 | 18989.66 | 136.02 | 139.6 | 17.68 | 0.92 | 3500 | 70
P5RCWSSV | Acuity Brands Lighting | Lithonia Lighting | IBH 18000LM SD080 MD XXXXX OZ10 35K 70CRI | Indoor Luminaires | High-Bay | High-Bay Luminaires for Commercial and Industrial Buildings | Premium | FALSE | [9 empty] | 42423 | Dimmable | Continuous Above 10 | Yes |  | 4.1 | 18079.58 | 129.5 | 139.6 | 17.68 | 0.92 | 3500 | 70
PATA3GGT | Acuity Brands Lighting | Lithonia Lighting | IBH 18000LM SD080 ND XXXXX OZ10 35K 70CRI | Indoor Luminaires | High-Bay | High-Bay Luminaires for Commercial and Industrial Buildings | Premium | FALSE | [9 empty] | 42423 | Dimmable | Continuous Above 10 | Yes |  | 4.1 | 17800.91 | 127.51 | 139.6 | 17.68 | 0.92 | 3500 | 70
PNZXX3UK | Acuity Brands Lighting | Lithonia Lighting | IBH 15000LM L/LENS MD XXXXX OZ10 35K 70CRI | Indoor Luminaires | High-Bay | High-Bay Luminaires for Commercial and Industrial Buildings | Premium | FALSE | [9 empty] | 42423 | Dimmable | Continuous Above 10 | Yes |  | 4.1 | 16050.1 | 115.4 | 139.08 | 17.68 | 0.92 | 3500 | 70
P7ZFYV1S | Acuity Brands Lighting | Lithonia Lighting | IBH 15000LM L/LENS ND XXXXX OZ10 35K 70CRI | Indoor Luminaires | High-Bay | High-Bay Luminaires for Commercial and Industrial Buildings | Premium | FALSE | [9 empty] | 42423 | Dimmable | Continuous Above 10 | Yes |  | 4.1 | 15780.98 | 113.46 | 139.08 | 17.68 | 0.92 | 3500 | 70
PN667GJ5 | Acuity Brands Lighting | Lithonia Lighting | IBH 15000LM SD080 MD XXXXX OZ10 35K 70CRI | Indoor Luminaires | High-Bay | High-Bay Luminaires for Commercial and Industrial Buildings | Standard | FALSE | [9 empty] | 42423 | Dimmable | Continuous Above 10 | Yes |  | 3 | 15024.67 | 108.02 | 139.08 | 17.68 | 0.92 | 3500 | 70
P64VC54V | Acuity Brands Lighting | Lithonia Lighting | IBH 15000LM SD080 ND XXXXX OZ10 35K 70CRI | Indoor Luminaires | High-Bay | High-Bay Luminaires for Commercial and Industrial Buildings | Standard | FALSE | [9 empty] | 42423 | Dimmable | Continuous Above 10 | Yes |  | 4.1 | 14793.1 | 106.36 | 139.08 | 17.68 | 0.92 | 3500 | 70
PA61N2YR | Acuity Brands Lighting | Lithonia Lighting | IBH 36000LM L/LENS MD XXXXX OZ10 30K 70CRI | Indoor Luminaires | High-Bay | High-Bay Luminaires for Commercial and Industrial Buildings | Standard | FALSE | [9 empty] | 42423 | Dimmable | Continuous Above 10 | Yes |  | 3 | 37057.79 | 105.24 | 352.1 | 17.68 | 0.92 | 3000 | 70
PRZEN2PZ | Acuity Brands Lighting | Lithonia Lighting | IBH 36000LM L/LENS ND XXXXX OZ10 30K 70CRI | Indoor Luminaires | High-Bay | High-Bay Luminaires for Commercial and Industrial Buildings | Standard | FALSE | [9 empty] | 42423 | Dimmable | Continuous Above 10 | Yes |  | 3 | 36436.42 | 103.48 | 352.1 | 17.68 | 0.92 | 3000 | 70
PJZGK83G | Acuity Brands Lighting | Lithonia Lighting | IBH 36000LM SD080 MD XXXXX OZ10 30K 70CRI | Indoor Luminaires | High-Bay | High-Bay Luminaires for Commercial and Industrial Buildings | Standard | FALSE | [9 empty] | 42423 | Dimmable | Continuous Above 10 | Yes |  | 3 | 34690.2 | 98.52 | 352.1 | 17.68 | 0.92 | 3000 | 70
PKWNKD15 | Acuity Brands Lighting | Lithonia Lighting | IBH 36000LM SD080 ND XXXXX OZ10 30K 70CRI | Indoor Luminaires | High-Bay | High-Bay Luminaires for Commercial and Industrial Buildings | Standard | FALSE | [9 empty] | 42423 | Dimmable | Continuous Above 10 | Yes |  | 3 | 34155.52 | 97 | 352.1 | 17.68 | 0.92 | 3000 | 70
PM5148KZ | Acuity Brands Lighting | Lithonia Lighting | IBH 30000LM L/LENS MD XXXXX OZ10 30K 70CRI | Indoor Luminaires | High-Bay | High-Bay Luminaires for Commercial and Industrial Buildings | Standard | FALSE | [9 empty] | 42423 | Dimmable | Continuous Above 10 | Yes |  | 3 | 31670.85 | 115.92 | 273.2 | 17.68 | 0.92 | 3000 | 70
PYTYXGSV | Acuity Brands Lighting | Lithonia Lighting | IBH 30000LM L/LENS ND XXXXX OZ10 30K 70CRI | Indoor Luminaires | High-Bay | High-Bay Luminaires for Commercial and Industrial Buildings | Standard | FALSE | [9 empty] | 42423 | Dimmable | Continuous Above 10 | Yes |  | 3 | 31139.81 | 113.98 | 273.2 | 17.68 | 0.92 | 3000 | 70
PXJCRXCG | Acuity Brands Lighting | Lithonia Lighting | IBH 30000LM SD080 MD XXXXX OZ10 30K 70CRI | Indoor Luminaires | High-Bay | High-Bay Luminaires for Commercial and Industrial Buildings | Standard | FALSE | [9 empty] | 42423 | Dimmable | Continuous Above 10 | Yes |  | 3 | 29647.43 | 108.51 | 273.2 | 17.68 | 0.92 | 3000 | 70
PYX77K2M | Acuity Brands Lighting | Lithonia Lighting | IBH 30000LM SD080 ND XXXXX OZ10 30K 70CRI | Indoor Luminaires | High-Bay | High-Bay Luminaires for Commercial and Industrial Buildings | Standard | FALSE | [9 empty] | 42423 | Dimmable | Continuous Above 10 | Yes |  | 3 | 29190.47 | 106.84 | 273.2 | 17.68 | 0.92 | 3000 | 70
P7EDJQHV | Acuity Brands Lighting | Lithonia Lighting | IBH 24000LM L/LENS MD XXXXX OZ10 30K 70CRI | Indoor Luminaires | High-Bay | High-Bay Luminaires for Commercial and Industrial Buildings | Premium | FALSE | [9 empty] | 42423 | Dimmable | Continuous Above 10 | Yes |  | 4.1 | 26512.89 | 122.91 | 215.7 | 17.68 | 0.92 | 3000 | 70
PJ71MBYV | Acuity Brands Lighting | Lithonia Lighting | IBH 24000LM L/LENS ND XXXXX OZ10 30K 70CRI | Indoor Luminaires | High-Bay | High-Bay Luminaires for Commercial and Industrial Buildings | Premium | FALSE | [9 empty] | 42423 | Dimmable | Continuous Above 10 | Yes |  | 4.1 | 26068.33 | 120.85 | 215.7 | 17.68 | 0.92 | 3000 | 70
PHHPKSCP | Acuity Brands Lighting | Lithonia Lighting | IBH 24000LM SD080 MD XXXXX OZ10 30K 70CRI | Indoor Luminaires | High-Bay | High-Bay Luminaires for Commercial and Industrial Buildings | Premium | FALSE | [9 empty] | 42423 | Dimmable | Continuous Above 10 | Yes |  | 4.1 | 24819 | 115.06 | 215.7 | 17.68 | 0.92 | 3000 | 70
P4R3WR6T | Acuity Brands Lighting | Lithonia Lighting | IBH 24000LM SD080 ND XXXXX OZ10 30K 70CRI | Indoor Luminaires | High-Bay | High-Bay Luminaires for Commercial and Industrial Buildings | Premium | FALSE | [9 empty] | 42423 | Dimmable | Continuous Above 10 | Yes |  | 4.1 | 24436.47 | 113.28 | 215.7 | 17.68 | 0.92 | 3000 | 70
PHHKH7VJ | Acuity Brands Lighting | Lithonia Lighting | IBH 18000LM L/LENS MD XXXXX OZ10 30K 70CRI | Indoor Luminaires | High-Bay | High-Bay Luminaires for Commercial and Industrial Buildings | Premium | FALSE | [9 empty] | 42423 | Dimmable | Continuous Above 10 | Yes |  | 4.1 | 19185.69 | 137.43 | 139.6 | 17.68 | 0.92 | 3000 | 70
PENBRK3E | Acuity Brands Lighting | Lithonia Lighting | IBH 18000LM L/LENS ND XXXXX OZ10 30K 70CRI | Indoor Luminaires | High-Bay | High-Bay Luminaires for Commercial and Industrial Buildings | Premium | FALSE | [9 empty] | 42423 | Dimmable | Continuous Above 10 | Yes |  | 4.1 | 18863.99 | 135.12 | 139.6 | 17.68 | 0.92 | 3000 | 70
PEGJ5NM5 | Acuity Brands Lighting | Lithonia Lighting | IBH 18000LM SD080 MD XXXXX OZ10 30K 70CRI | Indoor Luminaires | High-Bay | High-Bay Luminaires for Commercial and Industrial Buildings | Premium | FALSE | [9 empty] | 42423 | Dimmable | Continuous Above 10 | Yes |  | 4.1 | 17959.93 | 128.65 | 139.6 | 17.68 | 0.92 | 3000 | 70
PG6H1X2V | Acuity Brands Lighting | Lithonia Lighting | IBH 18000LM SD080 ND XXXXX OZ10 30K 70CRI | Indoor Luminaires | High-Bay | High-Bay Luminaires for Commercial and Industrial Buildings | Premium | FALSE | [9 empty] | 42423 | Dimmable | Continuous Above 10 | Yes |  | 4.1 | 17683.11 | 126.66 | 139.6 | 17.68 | 0.92 | 3000 | 70
PK8NBAJK | Acuity Brands Lighting | Lithonia Lighting | IBH 15000LM L/LENS MD XXXXX OZ10 30K 70CRI | Indoor Luminaires | High-Bay | High-Bay Luminaires for Commercial and Industrial Buildings | Premium | FALSE | [9 empty] | 42423 | Dimmable | Continuous Above 10 | Yes |  | 4.1 | 15943.89 | 114.63 | 139.08 | 17.68 | 0.92 | 3000 | 70
P6SMH2TU | Acuity Brands Lighting | Lithonia Lighting | IBH 15000LM L/LENS ND XXXXX OZ10 30K 70CRI | Indoor Luminaires | High-Bay | High-Bay Luminaires for Commercial and Industrial Buildings | Premium | FALSE | [9 empty] | 42423 | Dimmable | Continuous Above 10 | Yes |  | 4.1 | 15676.55 | 112.71 | 139.08 | 17.68 | 0.92 | 3000 | 70
PYUC2W11 | Acuity Brands Lighting | Lithonia Lighting | IBH 15000LM SD080 MD XXXXX OZ10 30K 70CRI | Indoor Luminaires | High-Bay | High-Bay Luminaires for Commercial and Industrial Buildings | Standard | FALSE | [9 empty] | 42423 | Dimmable | Continuous Above 10 | Yes |  | 3 | 14925.24 | 107.31 | 139.08 | 17.68 | 0.92 | 3000 | 70
PT9YC93W | Acuity Brands Lighting | Lithonia Lighting | IBH 15000LM SD080 ND XXXXX OZ10 30K 70CRI | Indoor Luminaires | High-Bay | High-Bay Luminaires for Commercial and Industrial Buildings | Standard | FALSE | [9 empty] | 42423 | Dimmable | Continuous Above 10 | Yes |  | 3 | 14695.2 | 105.66 | 139.08 | 17.68 | 0.92 | 3000 | 70
P8FD1PSX | Ohyama Lights LLC | Ohyama Lights | OLHB-H8C-110 [BK WH] | Indoor Luminaires | High-Bay | High-Bay Luminaires for Commercial and Industrial Buildings | Standard | TRUE | 9232 | 130.3 | 70.87 | 14.17 | 0.953 | 4801 | 83 | 5 | 100000 | 42422 |  |  | No |  | 3 | 9300 | 129 | 72 | 14 | 0.99 | 5000 | 83
PA7ZA9BR | Acuity Brands Lighting | Holophane | PHZL 70L 50K X X X 70CRI F FR | Indoor Luminaires | High-Bay | High-Bay Luminaires for Commercial and Industrial Buildings | Standard | TRUE | 51890 | 100.93 | 514.07 | 15.27 | 0.952 | 4899 | 74.22 | 5 |  | 42422 |  |  | Yes |  | 3.1 | 51890 | 100.93 | 514.07 | 15.27 | 0.997 | 4899 | 74.22
PR11U9DA | Acuity Brands Lighting | Holophane | PHZL 60L 30K X X X 70CRI WA | Indoor Luminaires | High-Bay | High-Bay Luminaires for Commercial and Industrial Buildings | Premium | TRUE | 57550 | 113.32 | 507.81 | 15.27 | 0.952 | 3054 | 71.89 | 5 |  | 42422 |  |  | Yes |  | 3.1 | 57550 | 113.32 | 507.81 | 15.27 | 0.9985 | 3054 | 71.89
PW6ZPVUC | Acuity Brands Lighting | Holophane | PHZL 50L 30K X X X 80CRI F FR | Indoor Luminaires | High-Bay | High-Bay Luminaires for Commercial and Industrial Buildings | Standard | TRUE | 34270 | 84.48 | 405.65 | 15.27 | 0.952 | 2996 | 81.47 | 5 |  | 42422 |  |  | Yes |  | 3.1 | 34270 | 84.48 | 405.65 | 15.27 | 0.9979 | 2996 | 81.47
PQPUUUHG | Acuity Brands Lighting | Holophane | PHZL 60L 30K X X X 80CRI F FR | Indoor Luminaires | High-Bay | High-Bay Luminaires for Commercial and Industrial Buildings | Standard | TRUE | 42220 | 83.81 | 503.74 | 15.27 | 0.952 | 2994 | 81.45 | 5 |  | 42422 |  |  | Yes |  | 3.1 | 42220 | 83.81 | 503.74 | 15.27 | 0.9983 | 2994 | 81.45
P2X1JTKY | Ohyama Lights LLC | Ohyama Lights | OLHB-H15N-110 [BK WH] | Indoor Luminaires | High-Bay | High-Bay Luminaires for Commercial and Industrial Buildings | Standard | TRUE | 18772 | 128.8 | 145.8 | 14.88 | 0.952 | 3854 | 81.7 | 5 | 100000 | 42422 |  |  | No |  | 3 | 17900 | 124 | 144 | 14 | 0.99 | 4000 | 83
P7E6MPNA | Ensol Energy Management Solutions Inc. | ENSOL LED | ENS-SF90L2400-120W(3000K) | Indoor Luminaires | High-Bay | High-Bay Luminaires for Commercial and Industrial Buildings | Standard | TRUE | 10288.13 | 90.22 | 114.04 | 13.4 | 0.905 | 2912 | 83.1 | 5 | 50000 | 42422 |  |  | No |  | 3.1 | 10800 | 90 | 120 | 10 | 0.9 | 3000 | 80
P8G3UFXC | Ensol Energy Management Solutions Inc. | ENSOL LED | ENS-SF90L2400-90W(3000K) | Indoor Luminaires | High-Bay | Low-Bay Luminaires for Commercial and Industrial Buildings | Standard | TRUE | 7986.31 | 93.21 | 85.68 | 14.6 | 0.874 | 2925 | 83.2 | 5 | 50000 | 42422 |  |  | No |  | 3.1 | 8100 | 90 | 90 | 10 | 0.9 | 3000 | 80
PZVJYTV5 | Ensol Energy Management Solutions Inc. | ENSOL LED | ENS-SF90L2400-120W(5700K) | Indoor Luminaires | High-Bay | High-Bay Luminaires for Commercial and Industrial Buildings | Standard | FALSE | [9 empty] | 42422 |  |  | No |  | 3.1 | 10800 | 90 | 120 | 10 | 0.9 | 5700 | 80
PG1GF6P2 | Ensol Energy Management Solutions Inc. | ENSOL LED | ENS-SF90L2400-90W(5700K) | Indoor Luminaires | High-Bay | Low-Bay Luminaires for Commercial and Industrial Buildings | Standard | FALSE | [9 empty] | 42422 |  |  | No |  | 3.1 | 8100 | 90 | 90 | 10 | 0.9 | 5700 | 80
PBXMBJGN | Ensol Energy Management Solutions Inc. | ENSOL LED | ENS-SF90L2400-120W(5000K) | Indoor Luminaires | High-Bay | High-Bay Luminaires for Commercial and Industrial Buildings | Standard | FALSE | [9 empty] | 42422 |  |  | No |  | 3.1 | 10800 | 90 | 120 | 10 | 0.9 | 5000 | 80
P88UTGW2 | Ensol Energy Management Solutions Inc. | ENSOL LED | ENS-SF90L2400-90W(5000K) | Indoor Luminaires | High-Bay | Low-Bay Luminaires for Commercial and Industrial Buildings | Standard | FALSE | [9 empty] | 42422 |  |  | No |  | 3.1 | 8100 | 90 | 90 | 10 | 0.9 | 5000 | 80
PZQT1MTR | Ensol Energy Management Solutions Inc. | ENSOL LED | ENS-SF90L2400-120W(4500K) | Indoor Luminaires | High-Bay | High-Bay Luminaires for Commercial and Industrial Buildings | Standard | FALSE | [9 empty] | 42422 |  |  | No |  | 3.1 | 10800 | 90 | 120 | 10 | 0.9 | 4500 | 80
PM8TX7YW | Ensol Energy Management Solutions Inc. | ENSOL LED | ENS-SF90L2400-90W(4500K) | Indoor Luminaires | High-Bay | Low-Bay Luminaires for Commercial and Industrial Buildings | Standard | FALSE | [9 empty] | 42422 |  |  | No |  | 3.1 | 8100 | 90 | 90 | 10 | 0.9 | 4500 | 80
PMUGHA3R | Ensol Energy Management Solutions Inc. | ENSOL LED | ENS-SF90L2400-120W(4000K) | Indoor Luminaires | High-Bay | High-Bay Luminaires for Commercial and Industrial Buildings | Standard | FALSE | [9 empty] | 42422 |  |  | No |  | 3.1 | 10800 | 90 | 120 | 10 | 0.9 | 4000 | 80
P1NVC4U8 | Ensol Energy Management Solutions Inc. | ENSOL LED | ENS-SF90L2400-90W(4000K) | Indoor Luminaires | High-Bay | Low-Bay Luminaires for Commercial and Industrial Buildings | Standard | FALSE | [9 empty] | 42422 |  |  | No |  | 3.1 | 8100 | 90 | 90 | 10 | 0.9 | 4000 | 80
PA9KV7DB | Ensol Energy Management Solutions Inc. | ENSOL LED | ENS-SF90L2400-120W(3500K) | Indoor Luminaires | High-Bay | High-Bay Luminaires for Commercial and Industrial Buildings | Standard | FALSE | [9 empty] | 42422 |  |  | No |  | 3.1 | 10800 | 90 | 120 | 10 | 0.9 | 3500 | 80
PK9BZD9G | Ensol Energy Management Solutions Inc. | ENSOL LED | ENS-SF90L2400-90W(3500K) | Indoor Luminaires | High-Bay | Low-Bay Luminaires for Commercial and Industrial Buildings | Standard | FALSE | [9 empty] | 42422 |  |  | No |  | 3.1 | 8100 | 90 | 90 | 10 | 0.9 | 3500 | 80
P1EHY9NC | Ohyama Lights LLC | Ohyama Lights | OLHB-H15C-110 [BK WH] | Indoor Luminaires | High-Bay | High-Bay Luminaires for Commercial and Industrial Buildings | Standard | FALSE | [9 empty] | 42422 |  |  | No |  | 3 | 18400 | 127 | 144 | 14 | 0.99 | 5000 | 83
PJZZ2R6K | Ohyama Lights LLC | Ohyama Lights | OLHB-H8N-110 [BK WH] | Indoor Luminaires | High-Bay | High-Bay Luminaires for Commercial and Industrial Buildings | Standard | FALSE | [9 empty] | 42422 |  |  | No |  | 3 | 9000 | 125 | 72 | 14 | 0.99 | 4000 | 83
PXVZJ6CB | Acuity Brands Lighting | Holophane | PHZL 70L 50K X X X 80CRI M | Indoor Luminaires | High-Bay | High-Bay Luminaires for Commercial and Industrial Buildings | Standard | FALSE | [9 empty] | 42422 | Dimmable | Continuous Below 10 | Yes |  | 3.1 | 63695.63 | 108.14 | 589 | 15.27 | 0.952 | 5000 | 80
PCY9QYHV | Acuity Brands Lighting | Holophane | PHZL 70L 50K X X X 80CRI N | Indoor Luminaires | High-Bay | High-Bay Luminaires for Commercial and Industrial Buildings | Standard | FALSE | [9 empty] | 42422 | Dimmable | Continuous Below 10 | Yes |  | 3.1 | 63581 | 107.95 | 589 | 15.27 | 0.952 | 5000 | 80
PZ6A435R | Acuity Brands Lighting | Holophane | PHZL 70L 50K X X X 80CRI W | Indoor Luminaires | High-Bay | High-Bay Luminaires for Commercial and Industrial Buildings | Standard | FALSE | [9 empty] | 42422 | Dimmable | Continuous Below 10 | Yes |  | 3.1 | 63398.13 | 107.64 | 589 | 15.27 | 0.952 | 5000 | 80
P7TM4WA4 | Acuity Brands Lighting | Holophane | PHZL 70L 50K X X X 80CRI NA | Indoor Luminaires | High-Bay | High-Bay Luminaires for Commercial and Industrial Buildings | Standard | FALSE | [9 empty] | 42422 | Dimmable | Continuous Below 10 | Yes |  | 3.1 | 62889.75 | 106.77 | 589 | 15.27 | 0.952 | 5000 | 80
PG7RPVR1 | Acuity Brands Lighting | Holophane | PHZL 70L 50K X X X 80CRI WA | Indoor Luminaires | High-Bay | High-Bay Luminaires for Commercial and Industrial Buildings | Standard | FALSE | [9 empty] | 42422 | Dimmable | Continuous Below 10 | Yes |  | 3.1 | 62381.38 | 105.91 | 589 | 15.27 | 0.952 | 5000 | 80
P3SU69PQ | Acuity Brands Lighting | Holophane | PHZL 70L 50K X X X 80CRI F | Indoor Luminaires | High-Bay | High-Bay Luminaires for Commercial and Industrial Buildings | Standard | FALSE | [9 empty] | 42422 | Dimmable | Continuous Below 10 | Yes |  | 3.1 | 59221.75 | 100.55 | 589 | 15.27 | 0.952 | 5000 | 80
PD8FNWKV | Acuity Brands Lighting | Holophane | PHZL 70L 50K X X X 80CRI W FR | Indoor Luminaires | High-Bay | High-Bay Luminaires for Commercial and Industrial Buildings | Standard | FALSE | [9 empty] | 42422 | Dimmable | Continuous Below 10 | Yes |  | 3.1 | 58989.99 | 100.15 | 589 | 15.27 | 0.952 | 5000 | 80
PXJ69JQ3 | Acuity Brands Lighting | Holophane | PHZL 70L 50K X X X 80CRI N FR | Indoor Luminaires | High-Bay | High-Bay Luminaires for Commercial and Industrial Buildings | Standard | FALSE | [9 empty] | 42422 | Dimmable | Continuous Below 10 | Yes |  | 3.1 | 58874.38 | 99.96 | 589 | 15.27 | 0.952 | 5000 | 80
PUP39WE5 | Acuity Brands Lighting | Holophane | PHZL 70L 50K X X X 80CRI M FR | Indoor Luminaires | High-Bay | High-Bay Luminaires for Commercial and Industrial Buildings | Standard | FALSE | [9 empty] | 42422 | Dimmable | Continuous Below 10 | Yes |  | 3.1 | 58620.63 | 99.53 | 589 | 15.27 | 0.952 | 5000 | 80
P5C9PMS4 | Acuity Brands Lighting | Holophane | PHZL 60L 50K X X X 80CRI M | Indoor Luminaires | High-Bay | High-Bay Luminaires for Commercial and Industrial Buildings | Standard | FALSE | [9 empty] | 42422 | Dimmable | Continuous Below 10 | Yes |  | 3.1 | 54816.13 | 107.27 | 511 | 15.27 | 0.952 | 5000 | 80
PRVZM4RY | Acuity Brands Lighting | Holophane | PHZL 60L 50K X X X 80CRI N | Indoor Luminaires | High-Bay | High-Bay Luminaires for Commercial and Industrial Buildings | Standard | FALSE | [9 empty] | 42422 | Dimmable | Continuous Below 10 | Yes |  | 3.1 | 54717.49 | 107.08 | 511 | 15.27 | 0.952 | 5000 | 80
PJSYFQFG | Acuity Brands Lighting | Holophane | PHZL 60L 50K X X X 80CRI W | Indoor Luminaires | High-Bay | High-Bay Luminaires for Commercial and Industrial Buildings | Standard | FALSE | [9 empty] | 42422 | Dimmable | Continuous Below 10 | Yes |  | 3.1 | 54560.1 | 106.77 | 511 | 15.27 | 0.952 | 5000 | 80
PGQT95RE | Acuity Brands Lighting | Holophane | PHZL 70L 50K X X X 80CRI F FR | Indoor Luminaires | High-Bay | High-Bay Luminaires for Commercial and Industrial Buildings | Standard | FALSE | [9 empty] | 42422 | Dimmable | Continuous Below 10 | Yes |  | 3.1 | 54175.63 | 91.98 | 589 | 15.27 | 0.952 | 5000 | 80
P5P1DPV1 | Acuity Brands Lighting | Holophane | PHZL 60L 50K X X X 80CRI NA | Indoor Luminaires | High-Bay | High-Bay Luminaires for Commercial and Industrial Buildings | Standard | FALSE | [9 empty] | 42422 | Dimmable | Continuous Below 10 | Yes |  | 3.1 | 54122.6 | 105.92 | 511 | 15.27 | 0.952 | 5000 | 80
P63Q35YP | Acuity Brands Lighting | Holophane | PHZL 60L 50K X X X 80CRI WA | Indoor Luminaires | High-Bay | High-Bay Luminaires for Commercial and Industrial Buildings | Standard | FALSE | [9 empty] | 42422 | Dimmable | Continuous Below 10 | Yes |  | 3.1 | 53685.09 | 105.06 | 511 | 15.27 | 0.952 | 5000 | 80
PEJPY7WA | Acuity Brands Lighting | Holophane | PHZL 60L 50K X X X 80CRI F | Indoor Luminaires | High-Bay | High-Bay Luminaires for Commercial and Industrial Buildings | Standard | FALSE | [9 empty] | 42422 | Dimmable | Continuous Below 10 | Yes |  | 3.1 | 50965.94 | 99.74 | 511 | 15.27 | 0.952 | 5000 | 80
P3ZDZU4Z | Acuity Brands Lighting | Holophane | PHZL 60L 50K X X X 80CRI W FR | Indoor Luminaires | High-Bay | High-Bay Luminaires for Commercial and Industrial Buildings | Standard | FALSE | [9 empty] | 42422 | Dimmable | Continuous Below 10 | Yes |  | 3.1 | 50769 | 99.35 | 511 | 15.27 | 0.952 | 5000 | 80
PSX2EC69 | Acuity Brands Lighting | Holophane | PHZL 60L 50K X X X 80CRI N FR | Indoor Luminaires | High-Bay | High-Bay Luminaires for Commercial and Industrial Buildings | Standard | FALSE | [9 empty] | 42422 | Dimmable | Continuous Below 10 | Yes |  | 3.1 | 50666.99 | 99.15 | 511 | 15.27 | 0.952 | 5000 | 80
PFG8HXY5 | Acuity Brands Lighting | Holophane | PHZL 60L 50K X X X 80CRI M FR | Indoor Luminaires | High-Bay | High-Bay Luminaires for Commercial and Industrial Buildings | Standard | FALSE | [9 empty] | 42422 | Dimmable | Continuous Below 10 | Yes |  | 3.1 | 50448.61 | 98.73 | 511 | 15.27 | 0.952 | 5000 | 80
PNVEYJFQ | Acuity Brands Lighting | Holophane | PHZL 60L 50K X X X 80CRI F FR | Indoor Luminaires | High-Bay | High-Bay Luminaires for Commercial and Industrial Buildings | Standard | FALSE | [9 empty] | 42422 | Dimmable | Continuous Below 10 | Yes |  | 3.1 | 46623.27 | 91.24 | 511 | 15.27 | 0.952 | 5000 | 80
PKNPQAPR | Acuity Brands Lighting | Holophane | PHZL 50L 50K X X X 80CRI M | Indoor Luminaires | High-Bay | High-Bay Luminaires for Commercial and Industrial Buildings | Standard | FALSE | [9 empty] | 42422 | Dimmable | Continuous Below 10 | Yes |  | 3.1 | 46391.54 | 107.39 | 432 | 15.27 | 0.952 | 5000 | 80
PQYGPZRU | Acuity Brands Lighting | Holophane | PHZL 50L 50K X X X 80CRI N | Indoor Luminaires | High-Bay | High-Bay Luminaires for Commercial and Industrial Buildings | Standard | FALSE | [9 empty] | 42422 | Dimmable | Continuous Below 10 | Yes |  | 3.1 | 46308.06 | 107.19 | 432 | 15.27 | 0.952 | 5000 | 80
PKCYXGMN | Acuity Brands Lighting | Holophane | PHZL 50L 50K X X X 80CRI W | Indoor Luminaires | High-Bay | High-Bay Luminaires for Commercial and Industrial Buildings | Standard | FALSE | [9 empty] | 42422 | Dimmable | Continuous Below 10 | Yes |  | 3.1 | 46174.87 | 106.89 | 432 | 15.27 | 0.952 | 5000 | 80
PMU9MUTN | Acuity Brands Lighting | Holophane | PHZL 50L 50K X X X 80CRI NA | Indoor Luminaires | High-Bay | High-Bay Luminaires for Commercial and Industrial Buildings | Standard | FALSE | [9 empty] | 42422 | Dimmable | Continuous Below 10 | Yes |  | 3.1 | 45804.6 | 106.03 | 432 | 15.27 | 0.952 | 5000 | 80
PHHEY57B | Acuity Brands Lighting | Holophane | PHZL 50L 50K X X X 80CRI WA | Indoor Luminaires | High-Bay | High-Bay Luminaires for Commercial and Industrial Buildings | Standard | FALSE | [9 empty] | 42422 | Dimmable | Continuous Below 10 | Yes |  | 3.1 | 45434.33 | 105.17 | 432 | 15.27 | 0.952 | 5000 | 80
PHPN65C4 | Acuity Brands Lighting | Holophane | PHZL 50L 50K X X X 80CRI F | Indoor Luminaires | High-Bay | High-Bay Luminaires for Commercial and Industrial Buildings | Standard | FALSE | [9 empty] | 42422 | Dimmable | Continuous Below 10 | Yes |  | 3.1 | 43133.08 | 99.85 | 432 | 15.27 | 0.952 | 5000 | 80
PRU4K56C | Acuity Brands Lighting | Holophane | PHZL 50L 50K X X X 80CRI W FR | Indoor Luminaires | High-Bay | High-Bay Luminaires for Commercial and Industrial Buildings | Standard | FALSE | [9 empty] | 42422 | Dimmable | Continuous Below 10 | Yes |  | 3.1 | 42964.28 | 99.45 | 432 | 15.27 | 0.952 | 5000 | 80
PC91JXJE | Acuity Brands Lighting | Holophane | PHZL 50L 50K X X X 80CRI N FR | Indoor Luminaires | High-Bay | High-Bay Luminaires for Commercial and Industrial Buildings | Standard | FALSE | [9 empty] | 42422 | Dimmable | Continuous Below 10 | Yes |  | 3.1 | 42880.07 | 99.26 | 432 | 15.27 | 0.952 | 5000 | 80
PNR8X6V1 | Acuity Brands Lighting | Holophane | PHZL 50L 50K X X X 80CRI M FR | Indoor Luminaires | High-Bay | High-Bay Luminaires for Commercial and Industrial Buildings | Standard | FALSE | [9 empty] | 42422 | Dimmable | Continuous Below 10 | Yes |  | 3.1 | 42695.26 | 98.83 | 432 | 15.27 | 0.952 | 5000 | 80
PZUGHDG9 | Acuity Brands Lighting | Holophane | PHZL 50L 50K X X X 80CRI F FR | Indoor Luminaires | High-Bay | High-Bay Luminaires for Commercial and Industrial Buildings | Standard | FALSE | [9 empty] | 42422 | Dimmable | Continuous Below 10 | Yes |  | 3.1 | 39457.83 | 91.34 | 432 | 15.27 | 0.952 | 5000 | 80
P2SDQRFC | Acuity Brands Lighting | Holophane | PHZL 70L 50K X X X 70CRI M | Indoor Luminaires | High-Bay | High-Bay Luminaires for Commercial and Industrial Buildings | Premium | FALSE | [9 empty] | 42422 | Dimmable | Continuous Below 10 | Yes |  | 3.1 | 73249.97 | 124.36 | 589 | 15.27 | 0.952 | 5000 | 70
PAFJEX2S | Acuity Brands Lighting | Holophane | PHZL 70L 50K X X X 70CRI N | Indoor Luminaires | High-Bay | High-Bay Luminaires for Commercial and Industrial Buildings | Premium | FALSE | [9 empty] | 42422 | Dimmable | Continuous Below 10 | Yes |  | 3.1 | 73118.15 | 124.14 | 589 | 15.27 | 0.952 | 5000 | 70
P21EZGSP | Acuity Brands Lighting | Holophane | PHZL 70L 50K X X X 70CRI W | Indoor Luminaires | High-Bay | High-Bay Luminaires for Commercial and Industrial Buildings | Premium | FALSE | [9 empty] | 42422 | Dimmable | Continuous Below 10 | Yes |  | 3.1 | 72907.84 | 123.78 | 589 | 15.27 | 0.952 | 5000 | 70
P1TE6449 | Acuity Brands Lighting | Holophane | PHZL 70L 50K X X X 70CRI NA | Indoor Luminaires | High-Bay | High-Bay Luminaires for Commercial and Industrial Buildings | Premium | FALSE | [9 empty] | 42422 | Dimmable | Continuous Below 10 | Yes |  | 3.1 | 72323.21 | 122.79 | 589 | 15.27 | 0.952 | 5000 | 70
P9AZYJSD | Acuity Brands Lighting | Holophane | PHZL 70L 50K X X X 70CRI WA | Indoor Luminaires | High-Bay | High-Bay Luminaires for Commercial and Industrial Buildings | Premium | FALSE | [9 empty] | 42422 | Dimmable | Continuous Below 10 | Yes |  | 3.1 | 71738.58 | 121.8 | 589 | 15.27 | 0.952 | 5000 | 70
PGA17RC5 | Acuity Brands Lighting | Holophane | PHZL 70L 50K X X X 70CRI F | Indoor Luminaires | High-Bay | High-Bay Luminaires for Commercial and Industrial Buildings | Premium | FALSE | [9 empty] | 42422 | Dimmable | Continuous Below 10 | Yes |  | 3.1 | 68105.01 | 115.63 | 589 | 15.27 | 0.952 | 5000 | 70
PR579FMD | Acuity Brands Lighting | Holophane | PHZL 70L 50K X X X 70CRI W FR | Indoor Luminaires | High-Bay | High-Bay Luminaires for Commercial and Industrial Buildings | Premium | FALSE | [9 empty] | 42422 | Dimmable | Continuous Below 10 | Yes |  | 3.1 | 67838.49 | 115.18 | 589 | 15.27 | 0.952 | 5000 | 70
PJ4EGZN4 | Acuity Brands Lighting | Holophane | PHZL 70L 50K X X X 70CRI N FR | Indoor Luminaires | High-Bay | High-Bay Luminaires for Commercial and Industrial Buildings | Premium | FALSE | [9 empty] | 42422 | Dimmable | Continuous Below 10 | Yes |  | 3.1 | 67705.53 | 114.95 | 589 | 15.27 | 0.952 | 5000 | 70
PYE82SNZ | Acuity Brands Lighting | Holophane | PHZL 70L 50K X X X 70CRI M FR | Indoor Luminaires | High-Bay | High-Bay Luminaires for Commercial and Industrial Buildings | Premium | FALSE | [9 empty] | 42422 | Dimmable | Continuous Below 10 | Yes |  | 3.1 | 67413.72 | 114.45 | 589 | 15.27 | 0.952 | 5000 | 70
PXMQZA99 | Acuity Brands Lighting | Holophane | PHZL 60L 50K X X X 70CRI M | Indoor Luminaires | High-Bay | High-Bay Luminaires for Commercial and Industrial Buildings | Premium | FALSE | [9 empty] | 42422 | Dimmable | Continuous Below 10 | Yes |  | 3.1 | 63038.55 | 123.36 | 511 | 15.27 | 0.952 | 5000 | 70
PMBQM4FV | Acuity Brands Lighting | Holophane | PHZL 60L 50K X X X 70CRI N | Indoor Luminaires | High-Bay | High-Bay Luminaires for Commercial and Industrial Buildings | Premium | FALSE | [9 empty] | 42422 | Dimmable | Continuous Below 10 | Yes |  | 3.1 | 62925.11 | 123.14 | 511 | 15.27 | 0.952 | 5000 | 70
PRJHQGA9 | Acuity Brands Lighting | Holophane | PHZL 60L 50K X X X 70CRI W | Indoor Luminaires | High-Bay | High-Bay Luminaires for Commercial and Industrial Buildings | Premium | FALSE | [9 empty] | 42422 | Dimmable | Continuous Below 10 | Yes |  | 3.1 | 62744.12 | 122.79 | 511 | 15.27 | 0.952 | 5000 | 70
P4EV1RV1 | Acuity Brands Lighting | Holophane | PHZL 60L 50K X X X 70CRI NA | Indoor Luminaires | High-Bay | High-Bay Luminaires for Commercial and Industrial Buildings | Premium | FALSE | [9 empty] | 42422 | Dimmable | Continuous Below 10 | Yes |  | 3.1 | 62240.99 | 121.8 | 511 | 15.27 | 0.952 | 5000 | 70
PEGPAY4M | Acuity Brands Lighting | Holophane | PHZL 60L 50K X X X 70CRI WA | Indoor Luminaires | High-Bay | High-Bay Luminaires for Commercial and Industrial Buildings | Premium | FALSE | [9 empty] | 42422 | Dimmable | Continuous Below 10 | Yes |  | 3.1 | 61737.86 | 120.82 | 511 | 15.27 | 0.952 | 5000 | 70
PB24TAVQ | Acuity Brands Lighting | Holophane | PHZL 60L 50K X X X 70CRI F | Indoor Luminaires | High-Bay | High-Bay Luminaires for Commercial and Industrial Buildings | Standard | FALSE | [9 empty] | 42422 | Dimmable | Continuous Below 10 | Yes |  | 3.1 | 58610.83 | 114.7 | 511 | 15.27 | 0.952 | 5000 | 70
PFWV8946 | Acuity Brands Lighting | Holophane | PHZL 60L 50K X X X 70CRI W FR | Indoor Luminaires | High-Bay | High-Bay Luminaires for Commercial and Industrial Buildings | Premium | FALSE | [9 empty] | 42422 | Dimmable | Continuous Below 10 | Yes |  | 3.1 | 58381.46 | 114.25 | 511 | 15.27 | 0.952 | 5000 | 70
PCSDD12P | Acuity Brands Lighting | Holophane | PHZL 60L 50K X X X 70CRI N FR | Indoor Luminaires | High-Bay | High-Bay Luminaires for Commercial and Industrial Buildings | Premium | FALSE | [9 empty] | 42422 | Dimmable | Continuous Below 10 | Yes |  | 3.1 | 58267.04 | 114.03 | 511 | 15.27 | 0.952 | 5000 | 70
PM3QHKSV | Acuity Brands Lighting | Holophane | PHZL 60L 50K X X X 70CRI M FR | Indoor Luminaires | High-Bay | High-Bay Luminaires for Commercial and Industrial Buildings | Premium | FALSE | [9 empty] | 42422 | Dimmable | Continuous Below 10 | Yes |  | 3.1 | 58015.9 | 113.53 | 511 | 15.27 | 0.952 | 5000 | 70
P85KN5B7 | Acuity Brands Lighting | Holophane | PHZL 60L 50K X X X 70CRI F FR | Indoor Luminaires | High-Bay | High-Bay Luminaires for Commercial and Industrial Buildings | Standard | FALSE | [9 empty] | 42422 | Dimmable | Continuous Below 10 | Yes |  | 3.1 | 53616.76 | 104.93 | 511 | 15.27 | 0.952 | 5000 | 70
P6WRBPHQ | Acuity Brands Lighting | Holophane | PHZL 50L 50K X X X 70CRI M | Indoor Luminaires | High-Bay | High-Bay Luminaires for Commercial and Industrial Buildings | Premium | FALSE | [9 empty] | 42422 | Dimmable | Continuous Below 10 | Yes |  | 3.1 | 53350.28 | 123.5 | 432 | 15.27 | 0.952 | 5000 | 70
P9A4W82Y | Acuity Brands Lighting | Holophane | PHZL 50L 50K X X X 70CRI N | Indoor Luminaires | High-Bay | High-Bay Luminaires for Commercial and Industrial Buildings | Premium | FALSE | [9 empty] | 42422 | Dimmable | Continuous Below 10 | Yes |  | 3.1 | 53254.27 | 123.27 | 432 | 15.27 | 0.952 | 5000 | 70
PP3V2X9F | Acuity Brands Lighting | Holophane | PHZL 50L 50K X X X 70CRI W | Indoor Luminaires | High-Bay | High-Bay Luminaires for Commercial and Industrial Buildings | Premium | FALSE | [9 empty] | 42422 | Dimmable | Continuous Below 10 | Yes |  | 3.1 | 53101.09 | 122.92 | 432 | 15.27 | 0.952 | 5000 | 70
PRXCF7GV | Acuity Brands Lighting | Holophane | PHZL 50L 50K X X X 70CRI NA | Indoor Luminaires | High-Bay | High-Bay Luminaires for Commercial and Industrial Buildings | Premium | FALSE | [9 empty] | 42422 | Dimmable | Continuous Below 10 | Yes |  | 3.1 | 52675.29 | 121.93 | 432 | 15.27 | 0.952 | 5000 | 70
PPZ8S9XD | Acuity Brands Lighting | Holophane | PHZL 50L 50K X X X 70CRI WA | Indoor Luminaires | High-Bay | High-Bay Luminaires for Commercial and Industrial Buildings | Premium | FALSE | [9 empty] | 42422 | Dimmable | Continuous Below 10 | Yes |  | 3.1 | 52249.48 | 120.95 | 432 | 15.27 | 0.952 | 5000 | 70
P58MKUTT | Acuity Brands Lighting | Holophane | PHZL 50L 50K X X X 70CRI F | Indoor Luminaires | High-Bay | High-Bay Luminaires for Commercial and Industrial Buildings | Premium | FALSE | [9 empty] | 42422 | Dimmable | Continuous Below 10 | Yes |  | 3.1 | 49603.04 | 114.82 | 432 | 15.27 | 0.952 | 5000 | 70
PECMV2HS | Acuity Brands Lighting | Holophane | PHZL 50L 50K X X X 70CRI W FR | Indoor Luminaires | High-Bay | High-Bay Luminaires for Commercial and Industrial Buildings | Premium | FALSE | [9 empty] | 42422 | Dimmable | Continuous Below 10 | Yes |  | 3.1 | 49408.92 | 114.37 | 432 | 15.27 | 0.952 | 5000 | 70
PFWBYM3A | Acuity Brands Lighting | Holophane | PHZL 50L 50K X X X 70CRI N FR | Indoor Luminaires | High-Bay | High-Bay Luminaires for Commercial and Industrial Buildings | Premium | FALSE | [9 empty] | 42422 | Dimmable | Continuous Below 10 | Yes |  | 3.1 | 49312.09 | 114.15 | 432 | 15.27 | 0.952 | 5000 | 70
P7MMYWRC | Acuity Brands Lighting | Holophane | PHZL 50L 50K X X X 70CRI M FR | Indoor Luminaires | High-Bay | High-Bay Luminaires for Commercial and Industrial Buildings | Premium | FALSE | [9 empty] | 42422 | Dimmable | Continuous Below 10 | Yes |  | 3.1 | 49099.55 | 113.66 | 432 | 15.27 | 0.952 | 5000 | 70
PXM764SK | Acuity Brands Lighting | Holophane | PHZL 50L 50K X X X 70CRI F FR | Indoor Luminaires | High-Bay | High-Bay Luminaires for Commercial and Industrial Buildings | Standard | FALSE | [9 empty] | 42422 | Dimmable | Continuous Below 10 | Yes |  | 3.1 | 45376.5 | 105.04 | 432 | 15.27 | 0.952 | 5000 | 70
PAG2YJBB | Acuity Brands Lighting | Holophane | PHZL 60L 40K X X X 80CRI M | Indoor Luminaires | High-Bay | High-Bay Luminaires for Commercial and Industrial Buildings | Standard | FALSE | [9 empty] | 42422 | Dimmable | Continuous Below 10 | Yes |  | 3.1 | 55207.68 | 108.04 | 511 | 15.27 | 0.952 | 4000 | 80
PDKVD8DX | Acuity Brands Lighting | Holophane | PHZL 60L 40K X X X 80CRI N | Indoor Luminaires | High-Bay | High-Bay Luminaires for Commercial and Industrial Buildings | Standard | FALSE | [9 empty] | 42422 | Dimmable | Continuous Below 10 | Yes |  | 3.1 | 55108.33 | 107.84 | 511 | 15.27 | 0.952 | 4000 | 80
P99Y4GUZ | Acuity Brands Lighting | Holophane | PHZL 60L 40K X X X 80CRI W | Indoor Luminaires | High-Bay | High-Bay Luminaires for Commercial and Industrial Buildings | Standard | FALSE | [9 empty] | 42422 | Dimmable | Continuous Below 10 | Yes |  | 3.1 | 54949.82 | 107.53 | 511 | 15.27 | 0.952 | 4000 | 80
P4225BPT | Acuity Brands Lighting | Holophane | PHZL 60L 40K X X X 80CRI NA | Indoor Luminaires | High-Bay | High-Bay Luminaires for Commercial and Industrial Buildings | Standard | FALSE | [9 empty] | 42422 | Dimmable | Continuous Below 10 | Yes |  | 3.1 | 54509.19 | 106.67 | 511 | 15.27 | 0.952 | 4000 | 80
PVKEA2NQ | Acuity Brands Lighting | Holophane | PHZL 60L 40K X X X 80CRI WA | Indoor Luminaires | High-Bay | High-Bay Luminaires for Commercial and Industrial Buildings | Standard | FALSE | [9 empty] | 42422 | Dimmable | Continuous Below 10 | Yes |  | 3.1 | 54068.56 | 105.81 | 511 | 15.27 | 0.952 | 4000 | 80
PY7H4DZ9 | Acuity Brands Lighting | Holophane | PHZL 60L 40K X X X 80CRI F | Indoor Luminaires | High-Bay | High-Bay Luminaires for Commercial and Industrial Buildings | Standard | FALSE | [9 empty] | 42422 | Dimmable | Continuous Below 10 | Yes |  | 3.1 | 51329.98 | 100.45 | 511 | 15.27 | 0.952 | 4000 | 80
PEY7ZR9Q | Acuity Brands Lighting | Holophane | PHZL 60L 40K X X X 80CRI W FR | Indoor Luminaires | High-Bay | High-Bay Luminaires for Commercial and Industrial Buildings | Standard | FALSE | [9 empty] | 42422 | Dimmable | Continuous Below 10 | Yes |  | 3.1 | 51129.1 | 100.06 | 511 | 15.27 | 0.952 | 4000 | 80
PKTRSD1A | Acuity Brands Lighting | Holophane | PHZL 60L 40K X X X 80CRI N FR | Indoor Luminaires | High-Bay | High-Bay Luminaires for Commercial and Industrial Buildings | Standard | FALSE | [9 empty] | 42422 | Dimmable | Continuous Below 10 | Yes |  | 3.1 | 51028.9 | 99.86 | 511 | 15.27 | 0.952 | 4000 | 80
PV2TPHXY | Acuity Brands Lighting | Holophane | PHZL 60L 40K X X X 80CRI M FR | Indoor Luminaires | High-Bay | High-Bay Luminaires for Commercial and Industrial Buildings | Standard | FALSE | [9 empty] | 42422 | Dimmable | Continuous Below 10 | Yes |  | 3.1 | 50808.96 | 99.43 | 511 | 15.27 | 0.952 | 4000 | 80
PGX3CMTP | Acuity Brands Lighting | Holophane | PHZL 60L 40K X X X 80CRI F FR | Indoor Luminaires | High-Bay | High-Bay Luminaires for Commercial and Industrial Buildings | Standard | FALSE | [9 empty] | 42422 | Dimmable | Continuous Below 10 | Yes |  | 3.1 | 46956.29 | 91.89 | 511 | 15.27 | 0.952 | 4000 | 80
P5PTFPXS | Acuity Brands Lighting | Holophane | PHZL 50L 40K X X X 80CRI M | Indoor Luminaires | High-Bay | High-Bay Luminaires for Commercial and Industrial Buildings | Standard | FALSE | [9 empty] | 42422 | Dimmable | Continuous Below 10 | Yes |  | 3.1 | 46722.91 | 108.15 | 432 | 15.27 | 0.952 | 4000 | 80
PT9PU7G3 | Acuity Brands Lighting | Holophane | PHZL 50L 40K X X X 80CRI N | Indoor Luminaires | High-Bay | High-Bay Luminaires for Commercial and Industrial Buildings | Standard | FALSE | [9 empty] | 42422 | Dimmable | Continuous Below 10 | Yes |  | 3.1 | 46638.83 | 107.96 | 432 | 15.27 | 0.952 | 4000 | 80
PM7RGJY6 | Acuity Brands Lighting | Holophane | PHZL 50L 40K X X X 80CRI W | Indoor Luminaires | High-Bay | High-Bay Luminaires for Commercial and Industrial Buildings | Standard | FALSE | [9 empty] | 42422 | Dimmable | Continuous Below 10 | Yes |  | 3.1 | 46504.69 | 107.65 | 432 | 15.27 | 0.952 | 4000 | 80
PGADSCN1 | Acuity Brands Lighting | Holophane | PHZL 50L 40K X X X 80CRI NA | Indoor Luminaires | High-Bay | High-Bay Luminaires for Commercial and Industrial Buildings | Standard | FALSE | [9 empty] | 42422 | Dimmable | Continuous Below 10 | Yes |  | 3.1 | 46131.78 | 106.79 | 432 | 15.27 | 0.952 | 4000 | 80
P83JSAPS | Acuity Brands Lighting | Holophane | PHZL 50L 40K X X X 80CRI WA | Indoor Luminaires | High-Bay | High-Bay Luminaires for Commercial and Industrial Buildings | Standard | FALSE | [9 empty] | 42422 | Dimmable | Continuous Below 10 | Yes |  | 3.1 | 45758.86 | 105.92 | 432 | 15.27 | 0.952 | 4000 | 80
PB8TTVV9 | Acuity Brands Lighting | Holophane | PHZL 50L 40K X X X 80CRI F | Indoor Luminaires | High-Bay | High-Bay Luminaires for Commercial and Industrial Buildings | Standard | FALSE | [9 empty] | 42422 | Dimmable | Continuous Below 10 | Yes |  | 3.1 | 43441.17 | 100.56 | 432 | 15.27 | 0.952 | 4000 | 80
PES7VXA3 | Acuity Brands Lighting | Holophane | PHZL 50L 40K X X X 80CRI W FR | Indoor Luminaires | High-Bay | High-Bay Luminaires for Commercial and Industrial Buildings | Standard | FALSE | [9 empty] | 42422 | Dimmable | Continuous Below 10 | Yes |  | 3.1 | 43271.17 | 100.16 | 432 | 15.27 | 0.952 | 4000 | 80
PTCD336F | Acuity Brands Lighting | Holophane | PHZL 50L 40K X X X 80CRI N FR | Indoor Luminaires | High-Bay | High-Bay Luminaires for Commercial and Industrial Buildings | Standard | FALSE | [9 empty] | 42422 | Dimmable | Continuous Below 10 | Yes |  | 3.1 | 43186.36 | 99.97 | 432 | 15.27 | 0.952 | 4000 | 80
P7AVJWUT | Acuity Brands Lighting | Holophane | PHZL 50L 40K X X X 80CRI M FR | Indoor Luminaires | High-Bay | High-Bay Luminaires for Commercial and Industrial Buildings | Standard | FALSE | [9 empty] | 42422 | Dimmable | Continuous Below 10 | Yes |  | 3.1 | 43000.23 | 99.54 | 432 | 15.27 | 0.952 | 4000 | 80
PXFYHTRT | Acuity Brands Lighting | Holophane | PHZL 50L 40K X X X 80CRI F FR | Indoor Luminaires | High-Bay | High-Bay Luminaires for Commercial and Industrial Buildings | Standard | FALSE | [9 empty] | 42422 | Dimmable | Continuous Below 10 | Yes |  | 3.1 | 39739.67 | 91.99 | 432 | 15.27 | 0.952 | 4000 | 80
PRZUAXPQ | Acuity Brands Lighting | Holophane | PHZL 70L 40K X X X 70CRI M | Indoor Luminaires | High-Bay | High-Bay Luminaires for Commercial and Industrial Buildings | Premium | FALSE | [9 empty] | 42422 | Dimmable | Continuous Below 10 | Yes |  | 3.1 | 72795 | 123.59 | 589 | 15.27 | 0.952 | 4000 | 70
P5K7HQ1Q | Acuity Brands Lighting | Holophane | PHZL 70L 40K X X X 70CRI N | Indoor Luminaires | High-Bay | High-Bay Luminaires for Commercial and Industrial Buildings | Premium | FALSE | [9 empty] | 42422 | Dimmable | Continuous Below 10 | Yes |  | 3.1 | 72664 | 123.37 | 589 | 15.27 | 0.952 | 4000 | 70
PANW9EW1 | Acuity Brands Lighting | Holophane | PHZL 70L 40K X X X 70CRI W | Indoor Luminaires | High-Bay | High-Bay Luminaires for Commercial and Industrial Buildings | Premium | FALSE | [9 empty] | 42422 | Dimmable | Continuous Below 10 | Yes |  | 3.1 | 72455 | 123.01 | 589 | 15.27 | 0.952 | 4000 | 70
PBXB3VVZ | Acuity Brands Lighting | Holophane | PHZL 70L 40K X X X 70CRI NA | Indoor Luminaires | High-Bay | High-Bay Luminaires for Commercial and Industrial Buildings | Premium | FALSE | [9 empty] | 42422 | Dimmable | Continuous Below 10 | Yes |  | 3.1 | 71874 | 122.03 | 589 | 15.27 | 0.952 | 4000 | 70
PUY1VPD1 | Acuity Brands Lighting | Holophane | PHZL 70L 40K X X X 70CRI WA | Indoor Luminaires | High-Bay | High-Bay Luminaires for Commercial and Industrial Buildings | Premium | FALSE | [9 empty] | 42422 | Dimmable | Continuous Below 10 | Yes |  | 3.1 | 71293 | 121.04 | 589 | 15.27 | 0.952 | 4000 | 70
PJYD7NGH | Acuity Brands Lighting | Holophane | PHZL 70L 40K X X X 70CRI F | Indoor Luminaires | High-Bay | High-Bay Luminaires for Commercial and Industrial Buildings | Premium | FALSE | [9 empty] | 42422 | Dimmable | Continuous Below 10 | Yes |  | 3.1 | 67682 | 114.91 | 589 | 15.27 | 0.952 | 4000 | 70
PY32JAAD | Acuity Brands Lighting | Holophane | PHZL 70L 40K X X X 70CRI W FR | Indoor Luminaires | High-Bay | High-Bay Luminaires for Commercial and Industrial Buildings | Premium | FALSE | [9 empty] | 42422 | Dimmable | Continuous Below 10 | Yes |  | 3.1 | 67417.13 | 114.46 | 589 | 15.27 | 0.952 | 4000 | 70
PS7J6C3A | Acuity Brands Lighting | Holophane | PHZL 70L 40K X X X 70CRI N FR | Indoor Luminaires | High-Bay | High-Bay Luminaires for Commercial and Industrial Buildings | Premium | FALSE | [9 empty] | 42422 | Dimmable | Continuous Below 10 | Yes |  | 3.1 | 67285 | 114.24 | 589 | 15.27 | 0.952 | 4000 | 70
P7VV2MUQ | Acuity Brands Lighting | Holophane | PHZL 70L 40K X X X 70CRI M FR | Indoor Luminaires | High-Bay | High-Bay Luminaires for Commercial and Industrial Buildings | Premium | FALSE | [9 empty] | 42422 | Dimmable | Continuous Below 10 | Yes |  | 3.1 | 66995 | 113.74 | 589 | 15.27 | 0.952 | 4000 | 70
P3H46S7G | Acuity Brands Lighting | Holophane | PHZL 70L 40K X X X 80CRI N | Indoor Luminaires | High-Bay | High-Bay Luminaires for Commercial and Industrial Buildings | Standard | FALSE | [9 empty] | 42422 | Dimmable | Continuous Below 10 | Yes |  | 3.1 | 64035.15 | 108.72 | 589 | 15.27 | 0.952 | 4000 | 70
PRG1QGTU | Acuity Brands Lighting | Holophane | PHZL 70L 40K X X X 80CRI W | Indoor Luminaires | High-Bay | High-Bay Luminaires for Commercial and Industrial Buildings | Standard | FALSE | [9 empty] | 42422 | Dimmable | Continuous Below 10 | Yes |  | 3.1 | 63850.97 | 108.41 | 589 | 15.27 | 0.952 | 4000 | 70
P6QRW3VC | Acuity Brands Lighting | Holophane | PHZL 70L 40K X X X 80CRI NA | Indoor Luminaires | High-Bay | High-Bay Luminaires for Commercial and Industrial Buildings | Standard | FALSE | [9 empty] | 42422 | Dimmable | Continuous Below 10 | Yes |  | 3.1 | 63338.96 | 107.54 | 589 | 15.27 | 0.952 | 4000 | 70
PACSU6A4 | Acuity Brands Lighting | Holophane | PHZL 70L 40K X X X 80CRI WA | Indoor Luminaires | High-Bay | High-Bay Luminaires for Commercial and Industrial Buildings | Standard | FALSE | [9 empty] | 42422 | Dimmable | Continuous Below 10 | Yes |  | 3.1 | 62826.96 | 106.67 | 589 | 15.27 | 0.952 | 4000 | 70
PPESMU58 | Acuity Brands Lighting | Holophane | PHZL 60L 40K X X X 70CRI M | Indoor Luminaires | High-Bay | High-Bay Luminaires for Commercial and Industrial Buildings | Premium | FALSE | [9 empty] | 42422 | Dimmable | Continuous Below 10 | Yes |  | 3.1 | 62647.01 | 122.6 | 511 | 15.27 | 0.952 | 4000 | 70
PD97DHGB | Acuity Brands Lighting | Holophane | PHZL 60L 40K X X X 70CRI N | Indoor Luminaires | High-Bay | High-Bay Luminaires for Commercial and Industrial Buildings | Premium | FALSE | [9 empty] | 42422 | Dimmable | Continuous Below 10 | Yes |  | 3.1 | 62534.27 | 122.38 | 511 | 15.27 | 0.952 | 4000 | 70
PC1QJDB6 | Acuity Brands Lighting | Holophane | PHZL 60L 40K X X X 70CRI W | Indoor Luminaires | High-Bay | High-Bay Luminaires for Commercial and Industrial Buildings | Premium | FALSE | [9 empty] | 42422 | Dimmable | Continuous Below 10 | Yes |  | 3.1 | 62354.41 | 122.02 | 511 | 15.27 | 0.952 | 4000 | 70
PVDYWPZK | Acuity Brands Lighting | Holophane | PHZL 60L 40K X X X 70CRI NA | Indoor Luminaires | High-Bay | High-Bay Luminaires for Commercial and Industrial Buildings | Premium | FALSE | [9 empty] | 42422 | Dimmable | Continuous Below 10 | Yes |  | 3.1 | 61854.4 | 121.05 | 511 | 15.27 | 0.952 | 4000 | 70
PDZ8FY7W | Acuity Brands Lighting | Holophane | PHZL 60L 40K X X X 70CRI WA | Indoor Luminaires | High-Bay | High-Bay Luminaires for Commercial and Industrial Buildings | Premium | FALSE | [9 empty] | 42422 | Dimmable | Continuous Below 10 | Yes |  | 3.1 | 61354.39 | 120.07 | 511 | 15.27 | 0.952 | 4000 | 70
PHC2PG6Q | Acuity Brands Lighting | Holophane | PHZL 70L 40K X X X 80CRI F | Indoor Luminaires | High-Bay | High-Bay Luminaires for Commercial and Industrial Buildings | Standard | FALSE | [9 empty] | 42422 | Dimmable | Continuous Below 10 | Yes |  | 3.1 | 59644.76 | 101.26 | 589 | 15.27 | 0.952 | 4000 | 70
PHWXXA8C | Acuity Brands Lighting | Holophane | PHZL 70L 40K X X X 80CRI W FR | Indoor Luminaires | High-Bay | High-Bay Luminaires for Commercial and Industrial Buildings | Standard | FALSE | [9 empty] | 42422 | Dimmable | Continuous Below 10 | Yes |  | 3.1 | 59411.35 | 100.87 | 589 | 15.27 | 0.952 | 4000 | 70
P7DBEC3M | Acuity Brands Lighting | Holophane | PHZL 70L 40K X X X 80CRI N FR | Indoor Luminaires | High-Bay | High-Bay Luminaires for Commercial and Industrial Buildings | Standard | FALSE | [9 empty] | 42422 | Dimmable | Continuous Below 10 | Yes |  | 3.1 | 59294.91 | 100.67 | 589 | 15.27 | 0.952 | 4000 | 70
PQMYK559 | Acuity Brands Lighting | Holophane | PHZL 70L 40K X X X 80CRI M FR | Indoor Luminaires | High-Bay | High-Bay Luminaires for Commercial and Industrial Buildings | Standard | FALSE | [9 empty] | 42422 | Dimmable | Continuous Below 10 | Yes |  | 3.1 | 59039.34 | 100.24 | 589 | 15.27 | 0.952 | 4000 | 70
P7KCCKDE | Acuity Brands Lighting | Holophane | PHZL 60L 40K X X X 70CRI F | Indoor Luminaires | High-Bay | High-Bay Luminaires for Commercial and Industrial Buildings | Premium | FALSE | [9 empty] | 42422 | Dimmable | Continuous Below 10 | Yes |  | 3.1 | 58246.79 | 113.99 | 511 | 15.27 | 0.952 | 4000 | 70
PD16839G | Acuity Brands Lighting | Holophane | PHZL 60L 40K X X X 70CRI W FR | Indoor Luminaires | High-Bay | High-Bay Luminaires for Commercial and Industrial Buildings | Premium | FALSE | [9 empty] | 42422 | Dimmable | Continuous Below 10 | Yes |  | 3.1 | 58018.84 | 113.54 | 511 | 15.27 | 0.952 | 4000 | 70
PCP421F4 | Acuity Brands Lighting | Holophane | PHZL 60L 40K X X X 70CRI W FR | Indoor Luminaires | High-Bay | High-Bay Luminaires for Commercial and Industrial Buildings | Premium | FALSE | [9 empty] | 42422 | Dimmable | Continuous Below 10 | Yes |  | 3.1 | 58018.84 | 113.54 | 511 | 15.27 | 0.952 | 4000 | 70
PGYSUUM1 | Acuity Brands Lighting | Holophane | PHZL 60L 40K X X X 70CRI N FR | Indoor Luminaires | High-Bay | High-Bay Luminaires for Commercial and Industrial Buildings | Premium | FALSE | [9 empty] | 42422 | Dimmable | Continuous Below 10 | Yes |  | 3.1 | 57905.13 | 113.32 | 511 | 15.27 | 0.952 | 4000 | 70
PX3DP14G | Acuity Brands Lighting | Holophane | PHZL 60L 40K X X X 70CRI M FR | Indoor Luminaires | High-Bay | High-Bay Luminaires for Commercial and Industrial Buildings | Premium | FALSE | [9 empty] | 42422 | Dimmable | Continuous Below 10 | Yes |  | 3.1 | 57655.56 | 112.83 | 511 | 15.27 | 0.952 | 4000 | 70
PYUEASMG | Acuity Brands Lighting | Holophane | PHZL 60L 40K X X X 70CRI F FR | Indoor Luminaires | High-Bay | High-Bay Luminaires for Commercial and Industrial Buildings | Standard | FALSE | [9 empty] | 42422 | Dimmable | Continuous Below 10 | Yes |  | 3.1 | 53283.73 | 104.27 | 511 | 15.27 | 0.952 | 4000 | 70
PNX5Z6P6 | Acuity Brands Lighting | Holophane | PHZL 50L 40K X X X 70CRI M | Indoor Luminaires | High-Bay | High-Bay Luminaires for Commercial and Industrial Buildings | Premium | FALSE | [9 empty] | 42422 | Dimmable | Continuous Below 10 | Yes |  | 3.1 | 53018.91 | 122.73 | 432 | 15.27 | 0.952 | 4000 | 70
PBHJH481 | Acuity Brands Lighting | Holophane | PHZL 50L 40K X X X 70CRI N | Indoor Luminaires | High-Bay | High-Bay Luminaires for Commercial and Industrial Buildings | Premium | FALSE | [9 empty] | 42422 | Dimmable | Continuous Below 10 | Yes |  | 3.1 | 52923.5 | 122.51 | 432 | 15.27 | 0.952 | 4000 | 70
PUF47TAV | Acuity Brands Lighting | Holophane | PHZL 50L 40K X X X 70CRI W | Indoor Luminaires | High-Bay | High-Bay Luminaires for Commercial and Industrial Buildings | Premium | FALSE | [9 empty] | 42422 | Dimmable | Continuous Below 10 | Yes |  | 3.1 | 52771.27 | 122.16 | 432 | 15.27 | 0.952 | 4000 | 70
PTYMQFBT | Acuity Brands Lighting | Holophane | PHZL 50L 40K X X X 70CRI NA | Indoor Luminaires | High-Bay | High-Bay Luminaires for Commercial and Industrial Buildings | Premium | FALSE | [9 empty] | 42422 | Dimmable | Continuous Below 10 | Yes |  | 3.1 | 52348.11 | 121.18 | 432 | 15.27 | 0.952 | 4000 | 70
PXENXUA8 | Acuity Brands Lighting | Holophane | PHZL 50L 40K X X X 70CRI WA | Indoor Luminaires | High-Bay | High-Bay Luminaires for Commercial and Industrial Buildings | Premium | FALSE | [9 empty] | 42422 | Dimmable | Continuous Below 10 | Yes |  | 3.1 | 51924.95 | 120.2 | 432 | 15.27 | 0.952 | 4000 | 70
P6DRSMDM | Acuity Brands Lighting | Holophane | PHZL 50L 40K X X X 70CRI F | Indoor Luminaires | High-Bay | High-Bay Luminaires for Commercial and Industrial Buildings | Premium | FALSE | [9 empty] | 42422 | Dimmable | Continuous Below 10 | Yes |  | 3.1 | 49294.95 | 114.11 | 432 | 15.27 | 0.952 | 4000 | 70
P44W61YD | Acuity Brands Lighting | Holophane | PHZL 50L 40K X X X 70CRI W FR | Indoor Luminaires | High-Bay | High-Bay Luminaires for Commercial and Industrial Buildings | Premium | FALSE | [9 empty] | 42422 | Dimmable | Continuous Below 10 | Yes |  | 3.1 | 49102.03 | 113.66 | 432 | 15.27 | 0.952 | 4000 | 70
PS11JFQF | Acuity Brands Lighting | Holophane | PHZL 50L 40K X X X 70CRI N FR | Indoor Luminaires | High-Bay | High-Bay Luminaires for Commercial and Industrial Buildings | Premium | FALSE | [9 empty] | 42422 | Dimmable | Continuous Below 10 | Yes |  | 3.1 | 49005.8 | 113.44 | 432 | 15.27 | 0.952 | 4000 | 70
P8UU6BF4 | Acuity Brands Lighting | Holophane | PHZL 50L 40K X X X 70CRI M FR | Indoor Luminaires | High-Bay | High-Bay Luminaires for Commercial and Industrial Buildings | Premium | FALSE | [9 empty] | 42422 | Dimmable | Continuous Below 10 | Yes |  | 3.1 | 48794.58 | 112.95 | 432 | 15.27 | 0.952 | 4000 | 70
PZ7MXPAM | Acuity Brands Lighting | Holophane | PHZL 50L 40K X X X 70CRI F FR | Indoor Luminaires | High-Bay | High-Bay Luminaires for Commercial and Industrial Buildings | Standard | FALSE | [9 empty] | 42422 | Dimmable | Continuous Below 10 | Yes |  | 3.1 | 45094.66 | 104.39 | 432 | 15.27 | 0.952 | 4000 | 70
P8R5YEWA | Acuity Brands Lighting | Holophane | PHZL 70L 35K X X X 80CRI M | Indoor Luminaires | High-Bay | High-Bay Luminaires for Commercial and Industrial Buildings | Standard | FALSE | [9 empty] | 42422 | Dimmable | Continuous Below 10 | Yes |  | 3.1 | 63695.63 | 108.14 | 589 | 15.27 | 0.952 | 3500 | 80
PJ89NVTJ | Acuity Brands Lighting | Holophane | PHZL 70L 35K X X X 80CRI N | Indoor Luminaires | High-Bay | High-Bay Luminaires for Commercial and Industrial Buildings | Standard | FALSE | [9 empty] | 42422 | Dimmable | Continuous Below 10 | Yes |  | 3.1 | 63581 | 107.95 | 589 | 15.27 | 0.952 | 3500 | 80
P6DQRY47 | Acuity Brands Lighting | Holophane | PHZL 70L 35K X X X 80CRI W | Indoor Luminaires | High-Bay | High-Bay Luminaires for Commercial and Industrial Buildings | Standard | FALSE | [9 empty] | 42422 | Dimmable | Continuous Below 10 | Yes |  | 3.1 | 63398.13 | 107.64 | 589 | 15.27 | 0.952 | 3500 | 80
PXRHDZ3Z | Acuity Brands Lighting | Holophane | PHZL 70L 35K X X X 80CRI NA | Indoor Luminaires | High-Bay | High-Bay Luminaires for Commercial and Industrial Buildings | Standard | FALSE | [9 empty] | 42422 | Dimmable | Continuous Below 10 | Yes |  | 3.1 | 62889.75 | 106.77 | 589 | 15.27 | 0.952 | 3500 | 80
P8M8VYHX | Acuity Brands Lighting | Holophane | PHZL 70L 35K X X X 80CRI WA | Indoor Luminaires | High-Bay | High-Bay Luminaires for Commercial and Industrial Buildings | Standard | FALSE | [9 empty] | 42422 | Dimmable | Continuous Below 10 | Yes |  | 3.1 | 62381.38 | 105.91 | 589 | 15.27 | 0.952 | 3500 | 80
PGAE38WG | Acuity Brands Lighting | Holophane | PHZL 70L 35K X X X 80CRI F | Indoor Luminaires | High-Bay | High-Bay Luminaires for Commercial and Industrial Buildings | Standard | FALSE | [9 empty] | 42422 | Dimmable | Continuous Below 10 | Yes |  | 3.1 | 59221.75 | 100.55 | 589 | 15.27 | 0.952 | 3500 | 80
PXEF414P | Acuity Brands Lighting | Holophane | PHZL 70L 35K X X X 80CRI W FR | Indoor Luminaires | High-Bay | High-Bay Luminaires for Commercial and Industrial Buildings | Standard | FALSE | [9 empty] | 42422 | Dimmable | Continuous Below 10 | Yes |  | 3.1 | 58989.99 | 100.15 | 589 | 15.27 | 0.952 | 3500 | 80
PEN48JCD | Acuity Brands Lighting | Holophane | PHZL 70L 35K X X X 80CRI N FR | Indoor Luminaires | High-Bay | High-Bay Luminaires for Commercial and Industrial Buildings | Standard | FALSE | [9 empty] | 42422 | Dimmable | Continuous Below 10 | Yes |  | 3.1 | 58874.38 | 99.96 | 589 | 15.27 | 0.952 | 3500 | 80
P2YK6GYD | Acuity Brands Lighting | Holophane | PHZL 60L 35K X X X 80CRI M | Indoor Luminaires | High-Bay | High-Bay Luminaires for Commercial and Industrial Buildings | Standard | FALSE | [9 empty] | 42422 | Dimmable | Continuous Below 10 | Yes |  | 3.1 | 54816.13 | 107.27 | 511 | 15.27 | 0.952 | 3500 | 80
P5XFCTYC | Acuity Brands Lighting | Holophane | PHZL 60L 35K X X X 80CRI N | Indoor Luminaires | High-Bay | High-Bay Luminaires for Commercial and Industrial Buildings | Standard | FALSE | [9 empty] | 42422 | Dimmable | Continuous Below 10 | Yes |  | 3.1 | 54717.49 | 107.08 | 511 | 15.27 | 0.952 | 3500 | 80
P9N9AYUT | Acuity Brands Lighting | Holophane | PHZL 60L 35K X X X 80CRI W | Indoor Luminaires | High-Bay | High-Bay Luminaires for Commercial and Industrial Buildings | Standard | FALSE | [9 empty] | 42422 | Dimmable | Continuous Below 10 | Yes |  | 3.1 | 54560.1 | 106.77 | 511 | 15.27 | 0.952 | 3500 | 80
PQDFMG1F | Acuity Brands Lighting | Holophane | PHZL 70L 35K X X X 80CRI F FR | Indoor Luminaires | High-Bay | High-Bay Luminaires for Commercial and Industrial Buildings | Standard | FALSE | [9 empty] | 42422 | Dimmable | Continuous Below 10 | Yes |  | 3.1 | 54175.63 | 91.98 | 589 | 15.27 | 0.952 | 3500 | 80
PVQ9XFPT | Acuity Brands Lighting | Holophane | PHZL 60L 35K X X X 80CRI NA | Indoor Luminaires | High-Bay | High-Bay Luminaires for Commercial and Industrial Buildings | Standard | FALSE | [9 empty] | 42422 | Dimmable | Continuous Below 10 | Yes |  | 3.1 | 54122.6 | 105.92 | 511 | 15.27 | 0.952 | 3500 | 80
PYSW6U6Y | Acuity Brands Lighting | Holophane | PHZL 60L 35K X X X 80CRI WA | Indoor Luminaires | High-Bay | High-Bay Luminaires for Commercial and Industrial Buildings | Standard | FALSE | [9 empty] | 42422 | Dimmable | Continuous Below 10 | Yes |  | 3.1 | 53685.09 | 105.06 | 511 | 15.27 | 0.952 | 3500 | 80
PJAH73VM | Acuity Brands Lighting | Holophane | PHZL 60L 35K X X X 80CRI F | Indoor Luminaires | High-Bay | High-Bay Luminaires for Commercial and Industrial Buildings | Standard | FALSE | [9 empty] | 42422 | Dimmable | Continuous Below 10 | Yes |  | 3.1 | 50965.94 | 99.74 | 511 | 15.27 | 0.952 | 3500 | 80
PPDPNCK4 | Acuity Brands Lighting | Holophane | PHZL 60L 35K X X X 80CRI W FR | Indoor Luminaires | High-Bay | High-Bay Luminaires for Commercial and Industrial Buildings | Standard | FALSE | [9 empty] | 42422 | Dimmable | Continuous Below 10 | Yes |  | 3.1 | 50766.48 | 99.35 | 511 | 15.27 | 0.952 | 3500 | 80
PMQJD8EA | Acuity Brands Lighting | Holophane | PHZL 60L 35K X X X 80CRI N FR | Indoor Luminaires | High-Bay | High-Bay Luminaires for Commercial and Industrial Buildings | Standard | FALSE | [9 empty] | 42422 | Dimmable | Continuous Below 10 | Yes |  | 3.1 | 50666.99 | 99.15 | 511 | 15.27 | 0.952 | 3500 | 80
PS5CAHYA | Acuity Brands Lighting | Holophane | PHZL 60L 35K X X X 80CRI M FR | Indoor Luminaires | High-Bay | High-Bay Luminaires for Commercial and Industrial Buildings | Standard | FALSE | [9 empty] | 42422 | Dimmable | Continuous Below 10 | Yes |  | 3.1 | 50448.61 | 98.73 | 511 | 15.27 | 0.952 | 3500 | 80
PGRWGHMN | Acuity Brands Lighting | Holophane | PHZL 60L 35K X X X 80CRI F FR | Indoor Luminaires | High-Bay | High-Bay Luminaires for Commercial and Industrial Buildings | Standard | FALSE | [9 empty] | 42422 | Dimmable | Continuous Below 10 | Yes |  | 3.1 | 46623.27 | 91.24 | 511 | 15.27 | 0.952 | 3500 | 80
PT8MP5YZ | Acuity Brands Lighting | Holophane | PHZL 50L 35K X X X 80CRI M | Indoor Luminaires | High-Bay | High-Bay Luminaires for Commercial and Industrial Buildings | Standard | FALSE | [9 empty] | 42422 | Dimmable | Continuous Below 10 | Yes |  | 3.1 | 46391.54 | 107.39 | 432 | 15.27 | 0.952 | 3500 | 80
P88C33EX | Acuity Brands Lighting | Holophane | PHZL 50L 35K X X X 80CRI N | Indoor Luminaires | High-Bay | High-Bay Luminaires for Commercial and Industrial Buildings | Standard | FALSE | [9 empty] | 42422 | Dimmable | Continuous Below 10 | Yes |  | 3.1 | 46308.06 | 107.19 | 432 | 15.27 | 0.952 | 3500 | 80
P8TJB6AV | Acuity Brands Lighting | Holophane | PHZL 50L 35K X X X 80CRI W | Indoor Luminaires | High-Bay | High-Bay Luminaires for Commercial and Industrial Buildings | Standard | FALSE | [9 empty] | 42422 | Dimmable | Continuous Below 10 | Yes |  | 3.1 | 46174.87 | 106.89 | 432 | 15.27 | 0.952 | 3500 | 80
PPZXF6YC | Acuity Brands Lighting | Holophane | PHZL 50L 35K X X X 80CRI NA | Indoor Luminaires | High-Bay | High-Bay Luminaires for Commercial and Industrial Buildings | Standard | FALSE | [9 empty] | 42422 | Dimmable | Continuous Below 10 | Yes |  | 3.1 | 45804.6 | 106.03 | 432 | 15.27 | 0.952 | 3500 | 80
PC4688GB | Acuity Brands Lighting | Holophane | PHZL 50L 35K X X X 80CRI WA | Indoor Luminaires | High-Bay | High-Bay Luminaires for Commercial and Industrial Buildings | Standard | FALSE | [9 empty] | 42422 | Dimmable | Continuous Below 10 | Yes |  | 3.1 | 45434.33 | 105.17 | 432 | 15.27 | 0.952 | 3500 | 80
PTR3DXZQ | Acuity Brands Lighting | Holophane | PHZL 50L 35K X X X 80CRI F | Indoor Luminaires | High-Bay | High-Bay Luminaires for Commercial and Industrial Buildings | Standard | FALSE | [9 empty] | 42422 | Dimmable | Continuous Below 10 | Yes |  | 3.1 | 43133.08 | 99.85 | 432 | 15.27 | 0.952 | 3500 | 80
P45NDFSH | Acuity Brands Lighting | Holophane | PHZL 50L 35K X X X 80CRI W FR | Indoor Luminaires | High-Bay | High-Bay Luminaires for Commercial and Industrial Buildings | Standard | FALSE | [9 empty] | 42422 | Dimmable | Continuous Below 10 | Yes |  | 3.1 | 42964.28 | 99.45 | 432 | 15.27 | 0.952 | 3500 | 80
PYXDJ3QJ | Acuity Brands Lighting | Holophane | PHZL 50L 35K X X X 80CRI N FR | Indoor Luminaires | High-Bay | High-Bay Luminaires for Commercial and Industrial Buildings | Standard | FALSE | [9 empty] | 42422 | Dimmable | Continuous Below 10 | Yes |  | 3.1 | 42880.07 | 99.26 | 432 | 15.27 | 0.952 | 3500 | 80
PFGUXSDX | Acuity Brands Lighting | Holophane | PHZL 50L 35K X X X 80CRI M FR | Indoor Luminaires | High-Bay | High-Bay Luminaires for Commercial and Industrial Buildings | Standard | FALSE | [9 empty] | 42422 | Dimmable | Continuous Below 10 | Yes |  | 3.1 | 42695.26 | 98.83 | 432 | 15.27 | 0.952 | 3500 | 80
PKU1CHPH | Acuity Brands Lighting | Holophane | PHZL 50L 35K X X X 80CRI F FR | Indoor Luminaires | High-Bay | High-Bay Luminaires for Commercial and Industrial Buildings | Standard | FALSE | [9 empty] | 42422 | Dimmable | Continuous Below 10 | Yes |  | 3.1 | 39457.83 | 91.34 | 432 | 15.27 | 0.952 | 3500 | 80
PYBTVPK7 | Acuity Brands Lighting | Holophane | PHZL 70L 35K X X X 70CRI M | Indoor Luminaires | High-Bay | High-Bay Luminaires for Commercial and Industrial Buildings | Premium | FALSE | [9 empty] | 42422 | Dimmable | Continuous Below 10 | Yes |  | 3.1 | 69610.22 | 118.18 | 589 | 15.27 | 0.952 | 3500 | 70
P8XB88G9 | Acuity Brands Lighting | Holophane | PHZL 70L 35K X X X 70CRI N | Indoor Luminaires | High-Bay | High-Bay Luminaires for Commercial and Industrial Buildings | Premium | FALSE | [9 empty] | 42422 | Dimmable | Continuous Below 10 | Yes |  | 3.1 | 69484.95 | 117.97 | 589 | 15.27 | 0.952 | 3500 | 70
P5JC5JKK | Acuity Brands Lighting | Holophane | PHZL 70L 35K X X X 70CRI W | Indoor Luminaires | High-Bay | High-Bay Luminaires for Commercial and Industrial Buildings | Premium | FALSE | [9 empty] | 42422 | Dimmable | Continuous Below 10 | Yes |  | 3.1 | 69285.09 | 117.63 | 589 | 15.27 | 0.952 | 3500 | 70
P4CM25NQ | Acuity Brands Lighting | Holophane | PHZL 70L 35K X X X 70CRI NA | Indoor Luminaires | High-Bay | High-Bay Luminaires for Commercial and Industrial Buildings | Premium | FALSE | [9 empty] | 42422 | Dimmable | Continuous Below 10 | Yes |  | 3.1 | 68729.51 | 116.69 | 589 | 15.27 | 0.952 | 3500 | 70
PWRYAM8N | Acuity Brands Lighting | Holophane | PHZL 70L 35K X X X 70CRI WA | Indoor Luminaires | High-Bay | High-Bay Luminaires for Commercial and Industrial Buildings | Standard | FALSE | [9 empty] | 42422 | Dimmable | Continuous Below 10 | Yes |  | 3.1 | 68173.93 | 115.75 | 589 | 15.27 | 0.952 | 3500 | 70
PYWEYX39 | Acuity Brands Lighting | Holophane | PHZL 70L 35K X X X 70CRI F | Indoor Luminaires | High-Bay | High-Bay Luminaires for Commercial and Industrial Buildings | Standard | FALSE | [9 empty] | 42422 | Dimmable | Continuous Below 10 | Yes |  | 3.1 | 64720.91 | 109.88 | 589 | 15.27 | 0.952 | 3500 | 70
PMB7D596 | Acuity Brands Lighting | Holophane | PHZL 70L 35K X X X 70CRI W FR | Indoor Luminaires | High-Bay | High-Bay Luminaires for Commercial and Industrial Buildings | Standard | FALSE | [9 empty] | 42422 | Dimmable | Continuous Below 10 | Yes |  | 3.1 | 64467.63 | 109.45 | 589 | 15.27 | 0.952 | 3500 | 70
P8HU38Y1 | Acuity Brands Lighting | Holophane | PHZL 70L 35K X X X 70CRI N FR | Indoor Luminaires | High-Bay | High-Bay Luminaires for Commercial and Industrial Buildings | Standard | FALSE | [9 empty] | 42422 | Dimmable | Continuous Below 10 | Yes |  | 3.1 | 64341.28 | 109.24 | 589 | 15.27 | 0.952 | 3500 | 70
PP85YUSM | Acuity Brands Lighting | Holophane | PHZL 70L 35K X X X 70CRI M FR | Indoor Luminaires | High-Bay | High-Bay Luminaires for Commercial and Industrial Buildings | Standard | FALSE | [9 empty] | 42422 | Dimmable | Continuous Below 10 | Yes |  | 3.1 | 64063.97 | 108.77 | 589 | 15.27 | 0.952 | 3500 | 70
PKA17QFX | Acuity Brands Lighting | Holophane | PHZL 60L 35K X X X 70CRI M | Indoor Luminaires | High-Bay | High-Bay Luminaires for Commercial and Industrial Buildings | Premium | FALSE | [9 empty] | 42422 | Dimmable | Continuous Below 10 | Yes |  | 3.1 | 59906.2 | 117.23 | 511 | 15.27 | 0.952 | 3500 | 70
PPHMYWHB | Acuity Brands Lighting | Holophane | PHZL 60L 35K X X X 70CRI N | Indoor Luminaires | High-Bay | High-Bay Luminaires for Commercial and Industrial Buildings | Premium | FALSE | [9 empty] | 42422 | Dimmable | Continuous Below 10 | Yes |  | 3.1 | 59798.4 | 117.02 | 511 | 15.27 | 0.952 | 3500 | 70
PV6NNDXN | Acuity Brands Lighting | Holophane | PHZL 60L 35K X X X 70CRI W | Indoor Luminaires | High-Bay | High-Bay Luminaires for Commercial and Industrial Buildings | Standard | FALSE | [9 empty] | 42422 | Dimmable | Continuous Below 10 | Yes |  | 3.1 | 59626.4 | 116.69 | 511 | 15.27 | 0.952 | 3500 | 70
PE8RGWVA | Acuity Brands Lighting | Holophane | PHZL 70L 35K X X X 70CRI FFR | Indoor Luminaires | High-Bay | High-Bay Luminaires for Commercial and Industrial Buildings | Standard | FALSE | [9 empty] | 42422 | Dimmable | Continuous Below 10 | Yes |  | 3.1 | 59206.22 | 100.52 | 589 | 15.27 | 0.952 | 3500 | 70
PE1ETWQP | Acuity Brands Lighting | Holophane | PHZL 70L 35K X X X 70CRI FFR | Indoor Luminaires | High-Bay | High-Bay Luminaires for Commercial and Industrial Buildings | Standard | FALSE | [9 empty] | 42422 | Dimmable | Continuous Below 10 | Yes |  | 3.1 | 59206.22 | 100.52 | 589 | 15.27 | 0.952 | 3500 | 70
PZK6W3WT | Acuity Brands Lighting | Holophane | PHZL 60L 35K X X X 70CRI NA | Indoor Luminaires | High-Bay | High-Bay Luminaires for Commercial and Industrial Buildings | Standard | FALSE | [9 empty] | 42422 | Dimmable | Continuous Below 10 | Yes |  | 3.1 | 59148.27 | 115.75 | 511 | 15.27 | 0.952 | 3500 | 70
PN5EXJXM | Acuity Brands Lighting | Holophane | PHZL 60L 35K X X X 70CRI WA | Indoor Luminaires | High-Bay | High-Bay Luminaires for Commercial and Industrial Buildings | Premium | FALSE | [9 empty] | 42422 | Dimmable | Continuous Below 10 | Yes |  | 3.1 | 58670.14 | 114.81 | 511 | 15.27 | 0.952 | 3500 | 70
P5YP35K4 | Acuity Brands Lighting | Holophane | PHZL 60L 35K X X X 70CRI F | Indoor Luminaires | High-Bay | High-Bay Luminaires for Commercial and Industrial Buildings | Standard | FALSE | [9 empty] | 42422 | Dimmable | Continuous Below 10 | Yes |  | 3.1 | 55698.49 | 109 | 511 | 15.27 | 0.952 | 3500 | 70
PJXR4GEE | Acuity Brands Lighting | Holophane | PHZL 60L 35K X X X 70CRI W FR | Indoor Luminaires | High-Bay | High-Bay Luminaires for Commercial and Industrial Buildings | Standard | FALSE | [9 empty] | 42422 | Dimmable | Continuous Below 10 | Yes |  | 3.1 | 55480.52 | 108.57 | 511 | 15.27 | 0.952 | 3500 | 70
PDYX5JDC | Acuity Brands Lighting | Holophane | PHZL 60L 35K X X X 70CRI N FR | Indoor Luminaires | High-Bay | High-Bay Luminaires for Commercial and Industrial Buildings | Standard | FALSE | [9 empty] | 42422 | Dimmable | Continuous Below 10 | Yes |  | 3.1 | 55371.78 | 108.36 | 511 | 15.27 | 0.952 | 3500 | 70
PU53CDWQ | Acuity Brands Lighting | Holophane | PHZL 60L 35K X X X 70CRI M FR | Indoor Luminaires | High-Bay | High-Bay Luminaires for Commercial and Industrial Buildings | Standard | FALSE | [9 empty] | 42422 | Dimmable | Continuous Below 10 | Yes |  | 3.1 | 55133.13 | 107.89 | 511 | 15.27 | 0.952 | 3500 | 70
PGH5QWRV | Acuity Brands Lighting | Holophane | PHZL 60L 35K X X X 70CRI F FR | Indoor Luminaires | High-Bay | High-Bay Luminaires for Commercial and Industrial Buildings | Standard | FALSE | [9 empty] | 42422 | Dimmable | Continuous Below 10 | Yes |  | 3.1 | 50952.57 | 99.71 | 511 | 15.27 | 0.952 | 3500 | 70
P3VGM8YA | Acuity Brands Lighting | Holophane | PHZL 50L 35K X X X 70CRI M | Indoor Luminaires | High-Bay | High-Bay Luminaires for Commercial and Industrial Buildings | Premium | FALSE | [9 empty] | 42422 | Dimmable | Continuous Below 10 | Yes |  | 3.1 | 50699.33 | 117.36 | 432 | 15.27 | 0.952 | 3500 | 70
P4QJHJ9E | Acuity Brands Lighting | Holophane | PHZL 50L 35K X X X 70CRI N | Indoor Luminaires | High-Bay | High-Bay Luminaires for Commercial and Industrial Buildings | Premium | FALSE | [9 empty] | 42422 | Dimmable | Continuous Below 10 | Yes |  | 3.1 | 50608.09 | 117.15 | 432 | 15.27 | 0.952 | 3500 | 70
PGER5W4U | Acuity Brands Lighting | Holophane | PHZL 50L 35K X X X 70CRI W | Indoor Luminaires | High-Bay | High-Bay Luminaires for Commercial and Industrial Buildings | Premium | FALSE | [9 empty] | 42422 | Dimmable | Continuous Below 10 | Yes |  | 3.1 | 50462.53 | 116.81 | 432 | 15.27 | 0.952 | 3500 | 70
PZF8ZVFH | Acuity Brands Lighting | Holophane | PHZL 50L 35K X X X 70CRI NA | Indoor Luminaires | High-Bay | High-Bay Luminaires for Commercial and Industrial Buildings | Premium | FALSE | [9 empty] | 42422 | Dimmable | Continuous Below 10 | Yes |  | 3.1 | 50057.88 | 115.87 | 432 | 15.27 | 0.952 | 3500 | 70
P9JEM58M | Acuity Brands Lighting | Holophane | PHZL 50L 35K X X X 70CRI WA | Indoor Luminaires | High-Bay | High-Bay Luminaires for Commercial and Industrial Buildings | Premium | FALSE | [9 empty] | 42422 | Dimmable | Continuous Below 10 | Yes |  | 3.1 | 49653.24 | 114.94 | 432 | 15.27 | 0.952 | 3500 | 70
PAFBB97W | Acuity Brands Lighting | Holophane | PHZL 50L 35K X X X 70CRI F | Indoor Luminaires | High-Bay | High-Bay Luminaires for Commercial and Industrial Buildings | Standard | FALSE | [9 empty] | 42422 | Dimmable | Continuous Below 10 | Yes |  | 3.1 | 47138.29 | 109.12 | 432 | 15.27 | 0.952 | 3500 | 70
P4JT5PV5 | Acuity Brands Lighting | Holophane | PHZL 50L 35K X X X 70CRI W FR | Indoor Luminaires | High-Bay | High-Bay Luminaires for Commercial and Industrial Buildings | Standard | FALSE | [9 empty] | 42422 | Dimmable | Continuous Below 10 | Yes |  | 3.1 | 46953.82 | 108.69 | 432 | 15.27 | 0.952 | 3500 | 70
PTU53W2F | Acuity Brands Lighting | Holophane | PHZL 50L 35K X X X 70CRI N FR | Indoor Luminaires | High-Bay | High-Bay Luminaires for Commercial and Industrial Buildings | Standard | FALSE | [9 empty] | 42422 | Dimmable | Continuous Below 10 | Yes |  | 3.1 | 46861.8 | 108.48 | 432 | 15.27 | 0.952 | 3500 | 70
P35M1ZJF | Acuity Brands Lighting | Holophane | PHZL 50L 35K X X X 70CRI M FR | Indoor Luminaires | High-Bay | High-Bay Luminaires for Commercial and Industrial Buildings | Standard | FALSE | [9 empty] | 42422 | Dimmable | Continuous Below 10 | Yes |  | 3.1 | 46659.82 | 108.01 | 432 | 15.27 | 0.952 | 3500 | 70
PPZQXT36 | Acuity Brands Lighting | Holophane | PHZL 50L 35K X X X 70CRI F FR | Indoor Luminaires | High-Bay | High-Bay Luminaires for Commercial and Industrial Buildings | Standard | FALSE | [9 empty] | 42422 | Dimmable | Continuous Below 10 | Yes |  | 3.1 | 43121.77 | 99.82 | 432 | 15.27 | 0.952 | 3500 | 70
PQQKTVX9 | Acuity Brands Lighting | Holophane | PHZL 50L 30K X X X 70CRI WA | Indoor Luminaires | High-Bay | High-Bay Luminaires for Commercial and Industrial Buildings | Premium | FALSE | [9 empty] | 42422 | Dimmable | Continuous Below 10 | Yes |  | 3.1 | 48740 | 114.2 | 426.77 | 15.27 | 0.998 | 3041 | 71.91
P78DJ4AE | Acuity Brands Lighting | Holophane | PHZL 70L 30K X X X 80CRI M | Indoor Luminaires | High-Bay | High-Bay Luminaires for Commercial and Industrial Buildings | Standard | FALSE | [9 empty] | 42422 | Dimmable | Continuous Below 10 | Yes |  | 3.1 | 60965.81 | 103.51 | 589 | 15.27 | 0.952 | 3000 | 80
PD1CUCXM | Acuity Brands Lighting | Holophane | PHZL 70L 30K X X X 80CRI N | Indoor Luminaires | High-Bay | High-Bay Luminaires for Commercial and Industrial Buildings | Standard | FALSE | [9 empty] | 42422 | Dimmable | Continuous Below 10 | Yes |  | 3.1 | 60856.1 | 103.32 | 589 | 15.27 | 0.952 | 3000 | 80
PNQ8RKG6 | Acuity Brands Lighting | Holophane | PHZL 70L 30K X X X 80CRI W | Indoor Luminaires | High-Bay | High-Bay Luminaires for Commercial and Industrial Buildings | Standard | FALSE | [9 empty] | 42422 | Dimmable | Continuous Below 10 | Yes |  | 3.1 | 60681.06 | 103.02 | 589 | 15.27 | 0.952 | 3000 | 80
PAJ26778 | Acuity Brands Lighting | Holophane | PHZL 70L 30K X X X 80CRI NA | Indoor Luminaires | High-Bay | High-Bay Luminaires for Commercial and Industrial Buildings | Standard | FALSE | [9 empty] | 42422 | Dimmable | Continuous Below 10 | Yes |  | 3.1 | 60194.48 | 102.2 | 589 | 15.27 | 0.952 | 3000 | 80
PJQWZQ9E | Acuity Brands Lighting | Holophane | PHZL 70L 30K X X X 80CRI WA | Indoor Luminaires | High-Bay | High-Bay Luminaires for Commercial and Industrial Buildings | Standard | FALSE | [9 empty] | 42422 | Dimmable | Continuous Below 10 | Yes |  | 3.1 | 59707.89 | 101.37 | 589 | 15.27 | 0.952 | 3000 | 80
P2HBKUN4 | Acuity Brands Lighting | Holophane | PHZL 70L 30K X X X 80CRI F | Indoor Luminaires | High-Bay | High-Bay Luminaires for Commercial and Industrial Buildings | Standard | FALSE | [9 empty] | 42422 | Dimmable | Continuous Below 10 | Yes |  | 3.1 | 56683.68 | 96.24 | 589 | 15.27 | 0.952 | 3000 | 80
PNT7MBHA | Acuity Brands Lighting | Holophane | PHZL 70L 30K X X X 80CRI W FR | Indoor Luminaires | High-Bay | High-Bay Luminaires for Commercial and Industrial Buildings | Standard | FALSE | [9 empty] | 42422 | Dimmable | Continuous Below 10 | Yes |  | 3.1 | 56461.85 | 95.86 | 589 | 15.27 | 0.952 | 3000 | 80
PG2EWDNZ | Acuity Brands Lighting | Holophane | PHZL 70L 30K X X X 80CRI N FR | Indoor Luminaires | High-Bay | High-Bay Luminaires for Commercial and Industrial Buildings | Standard | FALSE | [9 empty] | 42422 | Dimmable | Continuous Below 10 | Yes |  | 3.1 | 56351.19 | 95.67 | 589 | 15.27 | 0.952 | 3000 | 80
PD7AGRJG | Acuity Brands Lighting | Holophane | PHZL 70L 30K X X X 80CRI M FR | Indoor Luminaires | High-Bay | High-Bay Luminaires for Commercial and Industrial Buildings | Standard | FALSE | [9 empty] | 42422 | Dimmable | Continuous Below 10 | Yes |  | 3.1 | 56108.31 | 95.26 | 589 | 15.27 | 0.952 | 3000 | 80
PANQS8R4 | Acuity Brands Lighting | Holophane | PHZL 60L 30K X X X 80CRI M | Indoor Luminaires | High-Bay | High-Bay Luminaires for Commercial and Industrial Buildings | Standard | FALSE | [9 empty] | 42422 | Dimmable | Continuous Below 10 | Yes |  | 3.1 | 52466.87 | 102.67 | 511 | 15.27 | 0.952 | 3000 | 80
PQMTGP8B | Acuity Brands Lighting | Holophane | PHZL 60L 30K X X X 80CRI N | Indoor Luminaires | High-Bay | High-Bay Luminaires for Commercial and Industrial Buildings | Standard | FALSE | [9 empty] | 42422 | Dimmable | Continuous Below 10 | Yes |  | 3.1 | 52372.45 | 102.49 | 511 | 15.27 | 0.952 | 3000 | 80
PMQJK8AY | Acuity Brands Lighting | Holophane | PHZL 60L 30K X X X 80CRI W | Indoor Luminaires | High-Bay | High-Bay Luminaires for Commercial and Industrial Buildings | Standard | FALSE | [9 empty] | 42422 | Dimmable | Continuous Below 10 | Yes |  | 3.1 | 52221.81 | 102.2 | 511 | 15.27 | 0.952 | 3000 | 80
PU3UGHB5 | Acuity Brands Lighting | Holophane | PHZL 70L 30K X X X 80CRI F FR | Indoor Luminaires | High-Bay | High-Bay Luminaires for Commercial and Industrial Buildings | Standard | FALSE | [9 empty] | 42422 | Dimmable | Continuous Below 10 | Yes |  | 3.1 | 51853.81 | 88.04 | 589 | 15.27 | 0.952 | 3000 | 80
PRF71R7Y | Acuity Brands Lighting | Holophane | PHZL 70L 30K X X X 80CRI F FR | Indoor Luminaires | High-Bay | High-Bay Luminaires for Commercial and Industrial Buildings | Standard | FALSE | [9 empty] | 42422 | Dimmable | Continuous Below 10 | Yes |  | 3.1 | 51853.81 | 88.04 | 589 | 15.27 | 0.952 | 3000 | 80
P5SNS3XT | Acuity Brands Lighting | Holophane | PHZL 60L 30K X X X 80CRI NA | Indoor Luminaires | High-Bay | High-Bay Luminaires for Commercial and Industrial Buildings | Standard | FALSE | [9 empty] | 42422 | Dimmable | Continuous Below 10 | Yes |  | 3.1 | 51803.06 | 101.38 | 511 | 15.27 | 0.952 | 3000 | 80
P22BBVQK | Acuity Brands Lighting | Holophane | PHZL 60L 30K X X X 80CRI WA | Indoor Luminaires | High-Bay | High-Bay Luminaires for Commercial and Industrial Buildings | Standard | FALSE | [9 empty] | 42422 | Dimmable | Continuous Below 10 | Yes |  | 3.1 | 51384.3 | 100.56 | 511 | 15.27 | 0.952 | 3000 | 80
PW8H5QA3 | Acuity Brands Lighting | Holophane | PHZL 60L 30K X X X 80CRI F | Indoor Luminaires | High-Bay | High-Bay Luminaires for Commercial and Industrial Buildings | Standard | FALSE | [9 empty] | 42422 | Dimmable | Continuous Below 10 | Yes |  | 3.1 | 48781.68 | 95.46 | 511 | 15.27 | 0.952 | 3000 | 80
PRE43B6T | Acuity Brands Lighting | Holophane | PHZL 60L 30K X X X 80CRI W FR | Indoor Luminaires | High-Bay | High-Bay Luminaires for Commercial and Industrial Buildings | Standard | FALSE | [9 empty] | 42422 | Dimmable | Continuous Below 10 | Yes |  | 3.1 | 48590.78 | 95.09 | 511 | 15.27 | 0.952 | 3000 | 80
PRV1AYBS | Acuity Brands Lighting | Holophane | PHZL 60L 30K X X X 80CRI N FR | Indoor Luminaires | High-Bay | High-Bay Luminaires for Commercial and Industrial Buildings | Standard | FALSE | [9 empty] | 42422 | Dimmable | Continuous Below 10 | Yes |  | 3.1 | 48495.55 | 94.9 | 511 | 15.27 | 0.952 | 3000 | 80
P7P8EEPF | Acuity Brands Lighting | Holophane | PHZL 60L 30K X X X 80CRI M FR | Indoor Luminaires | High-Bay | High-Bay Luminaires for Commercial and Industrial Buildings | Standard | FALSE | [9 empty] | 42422 | Dimmable | Continuous Below 10 | Yes |  | 3.1 | 48286.53 | 94.49 | 511 | 15.27 | 0.952 | 3000 | 80
PGWW51UA | Acuity Brands Lighting | Holophane | PHZL 50L 30K X X X 80CRI M | Indoor Luminaires | High-Bay | High-Bay Luminaires for Commercial and Industrial Buildings | Standard | FALSE | [9 empty] | 42422 | Dimmable | Continuous Below 10 | Yes |  | 3.1 | 44403.33 | 102.79 | 432 | 15.27 | 0.952 | 3000 | 80
PYN42YC8 | Acuity Brands Lighting | Holophane | PHZL 50L 30K X X X 80CRI N | Indoor Luminaires | High-Bay | High-Bay Luminaires for Commercial and Industrial Buildings | Standard | FALSE | [9 empty] | 42422 | Dimmable | Continuous Below 10 | Yes |  | 3.1 | 44323.43 | 102.6 | 432 | 15.27 | 0.952 | 3000 | 80
PFB8W98F | Acuity Brands Lighting | Holophane | PHZL 50L 30K X X X 80CRI W | Indoor Luminaires | High-Bay | High-Bay Luminaires for Commercial and Industrial Buildings | Standard | FALSE | [9 empty] | 42422 | Dimmable | Continuous Below 10 | Yes |  | 3.1 | 44195.94 | 102.31 | 432 | 15.27 | 0.952 | 3000 | 80
PFPPURHN | Acuity Brands Lighting | Holophane | PHZL 50L 30K X X X 80CRI NA | Indoor Luminaires | High-Bay | High-Bay Luminaires for Commercial and Industrial Buildings | Standard | FALSE | [9 empty] | 42422 | Dimmable | Continuous Below 10 | Yes |  | 3.1 | 43841.55 | 101.49 | 432 | 15.27 | 0.952 | 3000 | 80
PNHDJJ9R | Acuity Brands Lighting | Holophane | PHZL 50L 30K X X X 80CRI WA | Indoor Luminaires | High-Bay | High-Bay Luminaires for Commercial and Industrial Buildings | Standard | FALSE | [9 empty] | 42422 | Dimmable | Continuous Below 10 | Yes |  | 3.1 | 43487.15 | 100.66 | 432 | 15.27 | 0.952 | 3000 | 80
PZZ6NUWT | Acuity Brands Lighting | Holophane | PHZL 50L 30K X X X 80CRI F | Indoor Luminaires | High-Bay | High-Bay Luminaires for Commercial and Industrial Buildings | Standard | FALSE | [9 empty] | 42422 | Dimmable | Continuous Below 10 | Yes |  | 3.1 | 41284.52 | 95.57 | 432 | 15.27 | 0.952 | 3000 | 80
P1GGCNAJ | Acuity Brands Lighting | Holophane | PHZL 50L 30K X X X 80CRI W FR | Indoor Luminaires | High-Bay | High-Bay Luminaires for Commercial and Industrial Buildings | Standard | FALSE | [9 empty] | 42422 | Dimmable | Continuous Below 10 | Yes |  | 3.1 | 41122.95 | 95.19 | 432 | 15.27 | 0.952 | 3000 | 80
PDZJH24U | Acuity Brands Lighting | Holophane | PHZL 50L 30K X X X 80CRI N FR | Indoor Luminaires | High-Bay | High-Bay Luminaires for Commercial and Industrial Buildings | Standard | FALSE | [9 empty] | 42422 | Dimmable | Continuous Below 10 | Yes |  | 3.1 | 41042.36 | 95.01 | 432 | 15.27 | 0.952 | 3000 | 80
P8MW8YA5 | Acuity Brands Lighting | Holophane | PHZL 50L 30K X X X 80CRI M FR | Indoor Luminaires | High-Bay | High-Bay Luminaires for Commercial and Industrial Buildings | Standard | FALSE | [9 empty] | 42422 | Dimmable | Continuous Below 10 | Yes |  | 3.1 | 40865.46 | 94.6 | 432 | 15.27 | 0.952 | 3000 | 80
P4R9RSWQ | Acuity Brands Lighting | Holophane | PHZL 70L 30K X X X 70CRI M | Indoor Luminaires | High-Bay | High-Bay Luminaires for Commercial and Industrial Buildings | Premium | FALSE | [9 empty] | 42422 | Dimmable | Continuous Below 10 | Yes |  | 3.1 | 67790.34 | 115.09 | 589 | 15.27 | 0.952 | 3000 | 70
PSXGTRGG | Acuity Brands Lighting | Holophane | PHZL 70L 30K X X X 70CRI N | Indoor Luminaires | High-Bay | High-Bay Luminaires for Commercial and Industrial Buildings | Premium | FALSE | [9 empty] | 42422 | Dimmable | Continuous Below 10 | Yes |  | 3.1 | 67668.35 | 114.89 | 589 | 15.27 | 0.952 | 3000 | 70
P6CCRRPU | Acuity Brands Lighting | Holophane | PHZL 70L 30K X X X 70CRI W | Indoor Luminaires | High-Bay | High-Bay Luminaires for Commercial and Industrial Buildings | Premium | FALSE | [9 empty] | 42422 | Dimmable | Continuous Below 10 | Yes |  | 3.1 | 67473.72 | 114.56 | 589 | 15.27 | 0.952 | 3000 | 70
PVECUJA2 | Acuity Brands Lighting | Holophane | PHZL 70L 30K X X X 70CRI NA | Indoor Luminaires | High-Bay | High-Bay Luminaires for Commercial and Industrial Buildings | Standard | FALSE | [9 empty] | 42422 | Dimmable | Continuous Below 10 | Yes |  | 3.1 | 66932.66 | 113.64 | 589 | 15.27 | 0.952 | 3000 | 70
PUYK2984 | Acuity Brands Lighting | Holophane | PHZL 70L 30K X X X 70CRI WA | Indoor Luminaires | High-Bay | High-Bay Luminaires for Commercial and Industrial Buildings | Premium | FALSE | [9 empty] | 42422 | Dimmable | Continuous Below 10 | Yes |  | 3.1 | 66391.61 | 112.72 | 589 | 15.27 | 0.952 | 3000 | 70
PXJQFGEB | Acuity Brands Lighting | Holophane | PHZL 70L 30K X X X 70CRI F | Indoor Luminaires | High-Bay | High-Bay Luminaires for Commercial and Industrial Buildings | Standard | FALSE | [9 empty] | 42422 | Dimmable | Continuous Below 10 | Yes |  | 3.1 | 63028.86 | 107.01 | 589 | 15.27 | 0.952 | 3000 | 70
PZMSK1QT | Acuity Brands Lighting | Holophane | PHZL 70L 30K X X X 70CRI W FR | Indoor Luminaires | High-Bay | High-Bay Luminaires for Commercial and Industrial Buildings | Standard | FALSE | [9 empty] | 42422 | Dimmable | Continuous Below 10 | Yes |  | 3.1 | 62782.2 | 106.59 | 589 | 15.27 | 0.952 | 3000 | 70
P4JSXNDG | Acuity Brands Lighting | Holophane | PHZL 70L 30K X X X 70CRI N FR | Indoor Luminaires | High-Bay | High-Bay Luminaires for Commercial and Industrial Buildings | Standard | FALSE | [9 empty] | 42422 | Dimmable | Continuous Below 10 | Yes |  | 3.1 | 62659.16 | 106.38 | 589 | 15.27 | 0.952 | 3000 | 70
PQ9A9PAN | Acuity Brands Lighting | Holophane | PHZL 70L 30K X X X 70CRI M FR | Indoor Luminaires | High-Bay | High-Bay Luminaires for Commercial and Industrial Buildings | Standard | FALSE | [9 empty] | 42422 | Dimmable | Continuous Below 10 | Yes |  | 3.1 | 62389.09 | 105.92 | 589 | 15.27 | 0.952 | 3000 | 70
PKTYBQJJ | Acuity Brands Lighting | Holophane | PHZL 60L 30K X X X 70CRI M | Indoor Luminaires | High-Bay | High-Bay Luminaires for Commercial and Industrial Buildings | Premium | FALSE | [9 empty] | 42422 | Dimmable | Continuous Below 10 | Yes |  | 3.1 | 58340.03 | 114.17 | 511 | 15.27 | 0.952 | 3000 | 70
PWEZW7DJ | Acuity Brands Lighting | Holophane | PHZL 60L 30K X X X 70CRI N | Indoor Luminaires | High-Bay | High-Bay Luminaires for Commercial and Industrial Buildings | Premium | FALSE | [9 empty] | 42422 | Dimmable | Continuous Below 10 | Yes |  | 3.1 | 58235.04 | 113.96 | 511 | 15.27 | 0.952 | 3000 | 70
PMGJTZUR | Acuity Brands Lighting | Holophane | PHZL 60L 30K X X X 70CRI W | Indoor Luminaires | High-Bay | High-Bay Luminaires for Commercial and Industrial Buildings | Premium | FALSE | [9 empty] | 42422 | Dimmable | Continuous Below 10 | Yes |  | 3.1 | 58067.54 | 113.64 | 511 | 15.27 | 0.952 | 3000 | 70
PRKTN227 | Acuity Brands Lighting | Holophane | PHZL 70L 30K X X X 70CRI FFR | Indoor Luminaires | High-Bay | High-Bay Luminaires for Commercial and Industrial Buildings | Standard | FALSE | [9 empty] | 42422 | Dimmable | Continuous Below 10 | Yes |  | 3.1 | 57658.34 | 97.89 | 589 | 15.27 | 0.952 | 3000 | 70
PE6VM7SJ | Acuity Brands Lighting | Holophane | PHZL 70L 30K X X X 70CRI FFR | Indoor Luminaires | High-Bay | High-Bay Luminaires for Commercial and Industrial Buildings | Standard | FALSE | [9 empty] | 42422 | Dimmable | Continuous Below 10 | Yes |  | 3.1 | 57658.34 | 97.89 | 589 | 15.27 | 0.952 | 3000 | 70
PGMSGKM2 | Acuity Brands Lighting | Holophane | PHZL 60L 30K X X X 70CRI NA | Indoor Luminaires | High-Bay | High-Bay Luminaires for Commercial and Industrial Buildings | Premium | FALSE | [9 empty] | 42422 | Dimmable | Continuous Below 10 | Yes |  | 3.1 | 57601.91 | 112.72 | 511 | 15.27 | 0.952 | 3000 | 70
P697T4EM | Acuity Brands Lighting | Holophane | PHZL 60L 30K X X X 70CRI F | Indoor Luminaires | High-Bay | High-Bay Luminaires for Commercial and Industrial Buildings | Standard | FALSE | [9 empty] | 42422 | Dimmable | Continuous Below 10 | Yes |  | 3.1 | 54242.32 | 106.15 | 511 | 15.27 | 0.952 | 3000 | 70
PY18VYWY | Acuity Brands Lighting | Holophane | PHZL 60L 30K X X X 70CRI W FR | Indoor Luminaires | High-Bay | High-Bay Luminaires for Commercial and Industrial Buildings | Standard | FALSE | [9 empty] | 42422 | Dimmable | Continuous Below 10 | Yes |  | 3.1 | 54030.04 | 105.73 | 511 | 15.27 | 0.952 | 3000 | 70
PC5UAPU3 | Acuity Brands Lighting | Holophane | PHZL 60L 30K X X X 70CRI N FR | Indoor Luminaires | High-Bay | High-Bay Luminaires for Commercial and Industrial Buildings | Standard | FALSE | [9 empty] | 42422 | Dimmable | Continuous Below 10 | Yes |  | 3.1 | 53924.15 | 105.53 | 511 | 15.27 | 0.952 | 3000 | 70
P426YWA9 | Acuity Brands Lighting | Holophane | PHZL 60L 30K X X X 70CRI M FR | Indoor Luminaires | High-Bay | High-Bay Luminaires for Commercial and Industrial Buildings | Standard | FALSE | [9 empty] | 42422 | Dimmable | Continuous Below 10 | Yes |  | 3.1 | 53691.74 | 105.07 | 511 | 15.27 | 0.952 | 3000 | 70
PFW8X6ZB | Acuity Brands Lighting | Holophane | PHZL 60L 30K X X X 70CRI F FR | Indoor Luminaires | High-Bay | High-Bay Luminaires for Commercial and Industrial Buildings | Standard | FALSE | [9 empty] | 42422 | Dimmable | Continuous Below 10 | Yes |  | 3.1 | 49620.48 | 97.1 | 511 | 15.27 | 0.952 | 3000 | 70
P6BQP8NM | Acuity Brands Lighting | Holophane | PHZL 50L 30K X X X 70CRI M | Indoor Luminaires | High-Bay | High-Bay Luminaires for Commercial and Industrial Buildings | Premium | FALSE | [9 empty] | 42422 | Dimmable | Continuous Below 10 | Yes |  | 3.1 | 49373.86 | 114.29 | 432 | 15.27 | 0.952 | 3000 | 70
PWY2NABS | Acuity Brands Lighting | Holophane | PHZL 50L 30K X X X 70CRI N | Indoor Luminaires | High-Bay | High-Bay Luminaires for Commercial and Industrial Buildings | Premium | FALSE | [9 empty] | 42422 | Dimmable | Continuous Below 10 | Yes |  | 3.1 | 49285.01 | 114.09 | 432 | 15.27 | 0.952 | 3000 | 70
PM7TQJMA | Acuity Brands Lighting | Holophane | PHZL 50L 30K X X X 70CRI W | Indoor Luminaires | High-Bay | High-Bay Luminaires for Commercial and Industrial Buildings | Premium | FALSE | [9 empty] | 42422 | Dimmable | Continuous Below 10 | Yes |  | 3.1 | 49143.25 | 113.76 | 432 | 15.27 | 0.952 | 3000 | 70
PB9Z3CAK | Acuity Brands Lighting | Holophane | PHZL 50L 30K X X X 70CRI NA | Indoor Luminaires | High-Bay | High-Bay Luminaires for Commercial and Industrial Buildings | Premium | FALSE | [9 empty] | 42422 | Dimmable | Continuous Below 10 | Yes |  | 3.1 | 48749.18 | 112.85 | 432 | 15.27 | 0.952 | 3000 | 70
PUZJF69U | Acuity Brands Lighting | Holophane | PHZL 50L 30K X X X 70CRI F | Indoor Luminaires | High-Bay | High-Bay Luminaires for Commercial and Industrial Buildings | Standard | FALSE | [9 empty] | 42422 | Dimmable | Continuous Below 10 | Yes |  | 3.1 | 45905.92 | 106.26 | 432 | 15.27 | 0.952 | 3000 | 70
PBE4RN7A | Acuity Brands Lighting | Holophane | PHZL 50L 30K X X X 70CRI W FR | Indoor Luminaires | High-Bay | High-Bay Luminaires for Commercial and Industrial Buildings | Standard | FALSE | [9 empty] | 42422 | Dimmable | Continuous Below 10 | Yes |  | 3.1 | 45726.27 | 105.85 | 432 | 15.27 | 0.952 | 3000 | 70
PVAGGSMV | Acuity Brands Lighting | Holophane | PHZL 50L 30K X X X 70CRI N FR | Indoor Luminaires | High-Bay | High-Bay Luminaires for Commercial and Industrial Buildings | Standard | FALSE | [9 empty] | 42422 | Dimmable | Continuous Below 10 | Yes |  | 3.1 | 45636.65 | 105.64 | 432 | 15.27 | 0.952 | 3000 | 70
PQZ25EXB | Acuity Brands Lighting | Holophane | PHZL 50L 30K X X X 70CRI M FR | Indoor Luminaires | High-Bay | High-Bay Luminaires for Commercial and Industrial Buildings | Standard | FALSE | [9 empty] | 42422 | Dimmable | Continuous Below 10 | Yes |  | 3.1 | 45439.96 | 105.19 | 432 | 15.27 | 0.952 | 3000 | 70
PTMZ3P26 | Acuity Brands Lighting | Holophane | PHZL 50L 30K X X X 70CRI F FR | Indoor Luminaires | High-Bay | High-Bay Luminaires for Commercial and Industrial Buildings | Standard | FALSE | [9 empty] | 42422 | Dimmable | Continuous Below 10 | Yes |  | 3.1 | 41994.4 | 97.21 | 432 | 15.27 | 0.952 | 3000 | 70
PMKSQ6A5 | Hubbell Lighting | Columbia Lighting | LXEM4-30XL-RFA-E | Indoor Luminaires | High-Bay | Low-Bay Luminaires for Commercial and Industrial Buildings | Standard | TRUE | 9215 | 87.8 | 104.9 | 17.1 | 0.955 | 3105 | 83.52 | 5 | 50000 | 42419 |  |  | No |  | 3 | 8707 | 83 | 105.1 | 17.1 | 0.95 | 3083 | 83.5
PPV19GFV | Hubbell Lighting | Columbia Lighting | LXEM4-30ML-RFA-E | Indoor Luminaires | High-Bay | Low-Bay Luminaires for Commercial and Industrial Buildings | Standard | TRUE | 4916 | 105 | 46.8 | 17.6 | 0.945 | 3105 | 83.52 | 5 | 50000 | 42419 |  |  | No |  | 3.1 | 4532 | 87 | 52.09 | 17.6 | 0.95 | 3000 | 84
PM2UVGKF | ALUMALIGHT LLC | Aluminum Full Body LED | AL-LED-26-5.0K | Indoor Luminaires | High-Bay | High-Bay Luminaires for Commercial and Industrial Buildings | Standard | TRUE | 25030 | 126 | 198.6 | 14.5 | 0.955 | 5497 | 84.1 | 5 | 50000 | 42419 |  |  | No |  | 3.1 | 25030 | 126 | 198.6 | 14.5 | 0.955 | 5497 | 84.1
P21RTP56 | ALUMALIGHT LLC | Alumabeam LED | I-LED-26-5.0K | Indoor Luminaires | High-Bay | High-Bay Luminaires for Commercial and Industrial Buildings | Standard | TRUE | 25590 | 127.4 | 200.8 | 13.8 | 0.955 | 5462 | 83.8 | 5 | 50000 | 42419 |  |  | No |  | 3.1 | 25590 | 127.2 | 201.2 | 13.8 | 0.955 | 5462 | 83.8
P32J6R4E | Fujian Juan Kuang Yaming Electric Ltd | JK Lighting | GC201-80W-S540-D1-PCD-HK | Indoor Luminaires | High-Bay | Low-Bay Luminaires for Commercial and Industrial Buildings | Standard | TRUE | 8764 | 105.2 | 83.3 | 11.6 | 0.948 | 3851 | 69 | 5 | 50000 | 42419 |  |  | No |  | 3.1 | 8400 | 105 | 80 | 12 | 0.95 | 4000 | 70
P6VBPKCW | Cree Inc. | E-Conolight | E-ALB1L07NU | Indoor Luminaires | High-Bay | Low-Bay Luminaires for Commercial and Industrial Buildings | Standard | TRUE | 7902.7 | 102.91 | 76.79 | 17.14 | 0.932 | 3842 | 73 | 5 | 50000 | 42419 |  |  | No |  | 3.1 | 7939 | 103.92 | 76.79 | 15.11 | 0.928 | 4000 | 73
PJA1A8C9 | Fujian Juan Kuang Yaming Electric Ltd | JK Lighting | GC201-60W-S540-D1-PCD-HK | Indoor Luminaires | High-Bay | Low-Bay Luminaires for Commercial and Industrial Buildings | Standard | TRUE | 6221 | 100.1 | 62.1 | 18.7 | 0.929 | 3821 | 69 | 5 | 50000 | 42419 |  |  | No |  | 3.1 | 6180 | 103 | 60 | 15 | 0.95 | 4000 | 70
PBHUNSCMV | Philips Day-Brite | Philips Day-Brite | FBX16LL40-(UNV120208240277)-LCP-(HE) | Indoor Luminaires | High-Bay | High-Bay Luminaires for Commercial and Industrial Buildings | Standard | FALSE | [9 empty] | 42419 |  |  | No | Product Updated on 3/8/2017 | 4.1 | 16000 | 126 | 127 | 20 | 0.9 | 4000 | 80
P7ZDGU56 | Fujian Juan Kuang Yaming Electric Ltd | JK Lighting | GC201-60W-S550-D0-PCD-HK | Indoor Luminaires | High-Bay | Low-Bay Luminaires for Commercial and Industrial Buildings | Standard | FALSE | [9 empty] | 42419 |  |  | No |  | 3.1 | 6180 | 103 | 60 | 15 | 0.95 | 5000 | 70
P7DFBWDJ | Fujian Juan Kuang Yaming Electric Ltd | JK Lighting | GC201-80W-S550-D0-PCD-HK | Indoor Luminaires | High-Bay | Low-Bay Luminaires for Commercial and Industrial Buildings | Standard | FALSE | [9 empty] | 42419 |  |  | No |  | 3.1 | 8400 | 105 | 80 | 12 | 0.95 | 5000 | 70
P1YRYJC2 | Fujian Juan Kuang Yaming Electric Ltd | JK Lighting | GC201-60W-S550-D1-PCD-HK | Indoor Luminaires | High-Bay | Low-Bay Luminaires for Commercial and Industrial Buildings | Standard | FALSE | [9 empty] | 42419 |  |  | No |  | 3.1 | 6180 | 103 | 60 | 15 | 0.95 | 5000 | 70
PNKU9781 | Fujian Juan Kuang Yaming Electric Ltd | JK Lighting | GC201-80W-S550-D1-PCD-HK | Indoor Luminaires | High-Bay | Low-Bay Luminaires for Commercial and Industrial Buildings | Standard | FALSE | [9 empty] | 42419 |  |  | No |  | 3.1 | 8400 | 105 | 80 | 12 | 0.95 | 5000 | 70
PU7N1939 | Fujian Juan Kuang Yaming Electric Ltd | JK Lighting | GC201-60W-S540-D0-PCD-HK | Indoor Luminaires | High-Bay | Low-Bay Luminaires for Commercial and Industrial Buildings | Standard | FALSE | [9 empty] | 42419 |  |  | No |  | 3.1 | 6180 | 103 | 60 | 15 | 0.95 | 4000 | 70
PDZQYX96 | Fujian Juan Kuang Yaming Electric Ltd | JK Lighting | GC201-80W-S540-D0-PCD-HK | Indoor Luminaires | High-Bay | Low-Bay Luminaires for Commercial and Industrial Buildings | Standard | FALSE | [9 empty] | 42419 |  |  | No |  | 3.1 | 8400 | 105 | 80 | 12 | 0.95 | 4000 | 70
PFBVYKWQ9 | Philips Day-Brite | Philips Day-Brite | FBX16LL50-(UNV120208240277)-LCP-(HE) | Indoor Luminaires | High-Bay | High-Bay Luminaires for Commercial and Industrial Buildings | Standard | FALSE | [9 empty] | 42419 |  |  | No | Product Updated on 3/8/2017 | 4.1 | 16160 | 127.2 | 127 | 20 | 0.9 | 5000 | 80
PJ37A581 | Hubbell Lighting | Columbia Lighting | LXEM4-50VL-DFA-E | Indoor Luminaires | High-Bay | Low-Bay Luminaires for Commercial and Industrial Buildings | Standard | FALSE | [9 empty] | 42419 |  |  | No |  | 3 | 8163 | 99.1 | 82.3713 | 17.6 | 0.95 | 5000 | 84
PYDQQT28 | Hubbell Lighting | Columbia Lighting | LXEM4-50VL-RFA-E | Indoor Luminaires | High-Bay | Low-Bay Luminaires for Commercial and Industrial Buildings | Standard | FALSE | [9 empty] | 42419 |  |  | No |  | 3 | 7723 | 93.3 | 82.776 | 17.6 | 0.95 | 5000 | 84
P5JM61V3 | Hubbell Lighting | Columbia Lighting | LXEM4-50VL-RFP-E | Indoor Luminaires | High-Bay | Low-Bay Luminaires for Commercial and Industrial Buildings | Standard | FALSE | [9 empty] | 42419 |  |  | No |  | 3 | 7723 | 93.3 | 82.776 | 17.6 | 0.95 | 5000 | 84
P41R1DND | Hubbell Lighting | Columbia Lighting | LXEM4-50HL-DFA-E | Indoor Luminaires | High-Bay | Low-Bay Luminaires for Commercial and Industrial Buildings | Standard | FALSE | [9 empty] | 42419 |  |  | No |  | 3 | 6278 | 102.4 | 61.3 | 17.6 | 0.95 | 5000 | 84
PU2H8ZEN | Hubbell Lighting | Columbia Lighting | LXEM4-50HL-RFA-E | Indoor Luminaires | High-Bay | Low-Bay Luminaires for Commercial and Industrial Buildings | Standard | FALSE | [9 empty] | 42419 |  |  | No |  | 3 | 5951 | 96.9 | 61.4 | 17.6 | 0.95 | 5000 | 84
PHAXT1SK | Hubbell Lighting | Columbia Lighting | LXEM4-50HL-RFP-E | Indoor Luminaires | High-Bay | Low-Bay Luminaires for Commercial and Industrial Buildings | Standard | FALSE | [9 empty] | 42419 |  |  | No |  | 3 | 5951 | 96.9 | 61.4 | 17.6 | 0.95 | 5000 | 84
P65FQGWU | Hubbell Lighting | Columbia Lighting | LXEM4-50ML-DFA-E | Indoor Luminaires | High-Bay | Low-Bay Luminaires for Commercial and Industrial Buildings | Standard | FALSE | [9 empty] | 42419 |  |  | No |  | 3 | 5144 | 98 | 52.5127 | 17.6 | 0.95 | 5000 | 84
PRZT5TDN | Hubbell Lighting | Columbia Lighting | LXEM4-50ML-RFP-E | Indoor Luminaires | High-Bay | Low-Bay Luminaires for Commercial and Industrial Buildings | Standard | FALSE | [9 empty] | 42419 |  |  | No |  | 3 | 4849 | 92.4 | 52.4946 | 17.6 | 0.95 | 5000 | 84
P29UHYJX | Hubbell Lighting | Columbia Lighting | LXEM4-50ML-RFA-E | Indoor Luminaires | High-Bay | Low-Bay Luminaires for Commercial and Industrial Buildings | Standard | FALSE | [9 empty] | 42419 |  |  | No |  | 3 | 4849 | 92.4 | 52.4946 | 17.6 | 0.95 | 5000 | 84
PGB7FW6Q | Hubbell Lighting | Columbia Lighting | LXEM8-50ML-DFA-E | Indoor Luminaires | High-Bay | Low-Bay Luminaires for Commercial and Industrial Buildings | Standard | FALSE | [9 empty] | 42419 |  |  | No |  | 3 | 10288 | 98 | 105.0253 | 17.1 | 0.95 | 5000 | 83.5
P3Z1B612 | Hubbell Lighting | Columbia Lighting | LXEM4-50XL-DFA-E | Indoor Luminaires | High-Bay | Low-Bay Luminaires for Commercial and Industrial Buildings | Standard | FALSE | [9 empty] | 42419 |  |  | No |  | 3 | 9836 | 93.6 | 105.1 | 17.1 | 0.95 | 5000 | 83.5
PCMQMQ7J | Hubbell Lighting | Columbia Lighting | LXEM8-50ML-RFA-E | Indoor Luminaires | High-Bay | Low-Bay Luminaires for Commercial and Industrial Buildings | Standard | FALSE | [9 empty] | 42419 |  |  | No |  | 3 | 9698 | 92.4 | 104.9893 | 17.1 | 0.95 | 5000 | 83.5
PKDXHP8W | Hubbell Lighting | Columbia Lighting | LXEM4-50XL-RFA-E | Indoor Luminaires | High-Bay | Low-Bay Luminaires for Commercial and Industrial Buildings | Standard | FALSE | [9 empty] | 42419 |  |  | No |  | 3 | 9296 | 88.4 | 105.1 | 17.1 | 0.95 | 5000 | 83.5
PBJPNY4C | Hubbell Lighting | Columbia Lighting | LXEM4-50XL-RFP-E | Indoor Luminaires | High-Bay | Low-Bay Luminaires for Commercial and Industrial Buildings | Standard | FALSE | [9 empty] | 42419 |  |  | No |  | 3 | 9296 | 88.4 | 105.1 | 17.1 | 0.95 | 5000 | 83.5
PVJXSM18 | Hubbell Lighting | Columbia Lighting | LXEM8-50LW-DFA-E | Indoor Luminaires | High-Bay | Low-Bay Luminaires for Commercial and Industrial Buildings | Standard | FALSE | [9 empty] | 42419 |  |  | No |  | 3 | 8478 | 101.9 | 83.2 | 17.1 | 0.95 | 5000 | 83.5
P1FHGMWE | Hubbell Lighting | Columbia Lighting | LXEM8-50LW-RFA-E | Indoor Luminaires | High-Bay | Low-Bay Luminaires for Commercial and Industrial Buildings | Standard | FALSE | [9 empty] | 42419 |  |  | No |  | 3 | 8030 | 96.5 | 83.2 | 17.1 | 0.95 | 5000 | 83.5
P4QF5SWZ | Hubbell Lighting | Columbia Lighting | LXEM4-40VL-DFA-E | Indoor Luminaires | High-Bay | Low-Bay Luminaires for Commercial and Industrial Buildings | Standard | FALSE | [9 empty] | 42419 |  |  | No |  | 3 | 8279 | 100.6 | 82.2962 | 17.6 | 0.95 | 4000 | 84
PTQZSPYM | Hubbell Lighting | Columbia Lighting | LXEM4-40VL-RFP-E | Indoor Luminaires | High-Bay | Low-Bay Luminaires for Commercial and Industrial Buildings | Standard | FALSE | [9 empty] | 42419 |  |  | No |  | 3 | 7830 | 94.9 | 82.5079 | 17.6 | 0.95 | 4000 | 84
PF66BEG8 | Hubbell Lighting | Columbia Lighting | LXEM4-40VL-RFA-E | Indoor Luminaires | High-Bay | Low-Bay Luminaires for Commercial and Industrial Buildings | Standard | FALSE | [9 empty] | 42419 |  |  | No |  | 3 | 7830 | 94.9 | 82.5079 | 17.6 | 0.95 | 4000 | 84
PD7KK6EP | Hubbell Lighting | Columbia Lighting | LXEM4-40HL-DFA-E | Indoor Luminaires | High-Bay | Low-Bay Luminaires for Commercial and Industrial Buildings | Standard | FALSE | [9 empty] | 42419 |  |  | No |  | 3 | 6325 | 104.9 | 60.3 | 17.6 | 0.95 | 4000 | 84
PVF3YCJF | Hubbell Lighting | Columbia Lighting | LXEM4-40HL-RFA-E | Indoor Luminaires | High-Bay | Low-Bay Luminaires for Commercial and Industrial Buildings | Standard | FALSE | [9 empty] | 42419 |  |  | No |  | 3 | 6017 | 99.6 | 60.4 | 17.6 | 0.95 | 4000 | 84
P55S1GDR | Hubbell Lighting | Columbia Lighting | LXEM4-40HL-RFP-E | Indoor Luminaires | High-Bay | Low-Bay Luminaires for Commercial and Industrial Buildings | Standard | FALSE | [9 empty] | 42419 |  |  | No |  | 3 | 6017 | 99.6 | 60.4 | 17.6 | 0.95 | 4000 | 84
PFP5WQ2Z | Hubbell Lighting | Columbia Lighting | LXEM4-40ML-DFA-E | Indoor Luminaires | High-Bay | Low-Bay Luminaires for Commercial and Industrial Buildings | Standard | FALSE | [9 empty] | 42419 |  |  | No |  | 3 | 5183 | 98.7 | 52.5127 | 17.6 | 0.95 | 4000 | 84
PX9RZMPS | Hubbell Lighting | Columbia Lighting | LXEM4-40ML-RFP-E | Indoor Luminaires | High-Bay | Low-Bay Luminaires for Commercial and Industrial Buildings | Standard | FALSE | [9 empty] | 42419 |  |  | No |  | 3 | 4903 | 93.4 | 52.4946 | 17.6 | 0.95 | 4000 | 84
PHZWT5KK | Hubbell Lighting | Columbia Lighting | LXEM4-40ML-RFA-E | Indoor Luminaires | High-Bay | Low-Bay Luminaires for Commercial and Industrial Buildings | Standard | FALSE | [9 empty] | 42419 |  |  | No |  | 3 | 4903 | 93.4 | 52.4946 | 17.6 | 0.95 | 4000 | 84
PCVRR649 | Hubbell Lighting | Columbia Lighting | LXEM8-40VW-DFA-EU | Indoor Luminaires | High-Bay | Low-Bay Luminaires for Commercial and Industrial Buildings | Standard | FALSE | [9 empty] | 42419 |  |  | No |  | 3 | 6684 | 122.8676 | 54.4 | 7.761 | 0.996 | 4000 | 84
PB11FNN4 | Hubbell Lighting | Columbia Lighting | LXEM8-40VW-RFA-EU | Indoor Luminaires | High-Bay | Low-Bay Luminaires for Commercial and Industrial Buildings | Standard | FALSE | [9 empty] | 42419 |  |  | No |  | 3 | 6366 | 117.0221 | 54.4 | 7.761 | 0.996 | 4000 | 84
PG3TPCR5 | Hubbell Lighting | Columbia Lighting | LXEM8-40ML-DFA-E | Indoor Luminaires | High-Bay | Low-Bay Luminaires for Commercial and Industrial Buildings | Standard | FALSE | [9 empty] | 42419 |  |  | No |  | 3 | 10366 | 98.7 | 105.0253 | 17.1 | 0.95 | 4000 | 83.5
PRGFH85H | Hubbell Lighting | Columbia Lighting | LXEM4-40XL-DFA-E | Indoor Luminaires | High-Bay | Low-Bay Luminaires for Commercial and Industrial Buildings | Standard | FALSE | [9 empty] | 42419 |  |  | No |  | 3 | 9926 | 95 | 104.5 | 17.1 | 0.95 | 4000 | 83.5
PBG7UQFC | Hubbell Lighting | Columbia Lighting | LXEM8-40ML-RFA-E | Indoor Luminaires | High-Bay | Low-Bay Luminaires for Commercial and Industrial Buildings | Standard | FALSE | [9 empty] | 42419 |  |  | No |  | 3 | 9806 | 93.4 | 104.9893 | 17.1 | 0.95 | 4000 | 83.5
P8Y17EAC | Hubbell Lighting | Columbia Lighting | LXEM4-40XL-RFP-E | Indoor Luminaires | High-Bay | Low-Bay Luminaires for Commercial and Industrial Buildings | Standard | FALSE | [9 empty] | 42419 |  |  | No |  | 3 | 9384 | 89.8 | 104.5 | 17.1 | 0.95 | 4000 | 83.5
P6AA619M | Hubbell Lighting | Columbia Lighting | LXEM4-40XL-RFA-E | Indoor Luminaires | High-Bay | Low-Bay Luminaires for Commercial and Industrial Buildings | Standard | FALSE | [9 empty] | 42419 |  |  | No |  | 3 | 9384 | 89.8 | 104.5 | 17.1 | 0.95 | 4000 | 83.5
P52GG7T4 | Hubbell Lighting | Columbia Lighting | LXEM8-40LW-DFA-E | Indoor Luminaires | High-Bay | Low-Bay Luminaires for Commercial and Industrial Buildings | Standard | FALSE | [9 empty] | 42419 |  |  | No |  | 3 | 8542 | 102.7 | 83.2 | 17.1 | 0.95 | 4000 | 83.5
PJD77SKA | Hubbell Lighting | Columbia Lighting | LXEM8-40LW-RFA-E | Indoor Luminaires | High-Bay | Low-Bay Luminaires for Commercial and Industrial Buildings | Standard | FALSE | [9 empty] | 42419 |  |  | No |  | 3 | 8120 | 97.6 | 83.2 | 17.1 | 0.95 | 4000 | 83.5
PMN1ZJ9Q | Hubbell Lighting | Columbia Lighting | LXEM8-40VW-DFA-EDU | Indoor Luminaires | High-Bay | Low-Bay Luminaires for Commercial and Industrial Buildings | Standard | FALSE | [9 empty] | 42419 |  |  | No |  | 3 | 6684 | 122.8676 | 54.4 | 7.761 | 0.996 | 4000 | 84
PWEWED1F | Hubbell Lighting | Columbia Lighting | LXEM8-40VW-RFA-EDU | Indoor Luminaires | High-Bay | Low-Bay Luminaires for Commercial and Industrial Buildings | Standard | FALSE | [9 empty] | 42419 |  |  | No |  | 3 | 6366 | 117.0221 | 54.4 | 7.761 | 0.996 | 4000 | 84
PWQDJNZ6 | Hubbell Lighting | Columbia Lighting | LXEM4-35VL-DFA-E | Indoor Luminaires | High-Bay | Low-Bay Luminaires for Commercial and Industrial Buildings | Standard | FALSE | [9 empty] | 42419 |  |  | No |  | 3 | 7944 | 97 | 81.8969 | 17.6 | 0.95 | 3500 | 84
PTEW1UEU | Hubbell Lighting | Columbia Lighting | LXEM4-35VL-RFA-E | Indoor Luminaires | High-Bay | Low-Bay Luminaires for Commercial and Industrial Buildings | Standard | FALSE | [9 empty] | 42419 |  |  | No |  | 3 | 7535 | 92 | 81.9022 | 17.6 | 0.95 | 3500 | 84
PKJCH3D8 | Hubbell Lighting | Columbia Lighting | LXEM4-35VL-RFP-E | Indoor Luminaires | High-Bay | Low-Bay Luminaires for Commercial and Industrial Buildings | Standard | FALSE | [9 empty] | 42419 |  |  | No |  | 3 | 7535 | 92 | 81.9022 | 17.6 | 0.95 | 3500 | 84
P7JQYG2G | Hubbell Lighting | Columbia Lighting | LXEM4-35HL-DFA-E | Indoor Luminaires | High-Bay | Low-Bay Luminaires for Commercial and Industrial Buildings | Standard | FALSE | [9 empty] | 42419 |  |  | No |  | 3 | 6348 | 101.6 | 62.5 | 17.6 | 0.95 | 3500 | 84
PR6GHME8 | Hubbell Lighting | Columbia Lighting | LXEM4-35HL-RFP-E | Indoor Luminaires | High-Bay | Low-Bay Luminaires for Commercial and Industrial Buildings | Standard | FALSE | [9 empty] | 42419 |  |  | No |  | 3 | 6015 | 96.2 | 62.5 | 17.6 | 0.95 | 3500 | 84
PEZCKXYF | Hubbell Lighting | Columbia Lighting | LXEM4-35HL-RFA-E | Indoor Luminaires | High-Bay | Low-Bay Luminaires for Commercial and Industrial Buildings | Standard | FALSE | [9 empty] | 42419 |  |  | No |  | 3 | 6015 | 96.2 | 62.5 | 17.6 | 0.95 | 3500 | 84
PP9EW98D | Hubbell Lighting | Columbia Lighting | LXEM4-35ML-DFA-E | Indoor Luminaires | High-Bay | Low-Bay Luminaires for Commercial and Industrial Buildings | Standard | FALSE | [9 empty] | 42419 |  |  | No |  | 3 | 5068 | 96.5 | 52.5181 | 17.6 | 0.95 | 3500 | 84
PY4HARFG | Hubbell Lighting | Columbia Lighting | LXEM4-35ML-RFP-E | Indoor Luminaires | High-Bay | Low-Bay Luminaires for Commercial and Industrial Buildings | Standard | FALSE | [9 empty] | 42419 |  |  | No |  | 3 | 4801 | 91.4 | 52.5273 | 17.6 | 0.95 | 3500 | 84
PFJTA5BY | Hubbell Lighting | Columbia Lighting | LXEM4-35ML-RFA-E | Indoor Luminaires | High-Bay | Low-Bay Luminaires for Commercial and Industrial Buildings | Standard | FALSE | [9 empty] | 42419 |  |  | No |  | 3 | 4801 | 91.4 | 52.5273 | 17.6 | 0.95 | 3500 | 84
PK52YPQX | Hubbell Lighting | Columbia Lighting | LXEM8-35VW-DFA-EU | Indoor Luminaires | High-Bay | Low-Bay Luminaires for Commercial and Industrial Buildings | Standard | FALSE | [9 empty] | 42419 |  |  | No |  | 3 | 6462 | 118.7868 | 54.4 | 7.761 | 0.996 | 3500 | 84
PP4JDJ3H | Hubbell Lighting | Columbia Lighting | LXEM8-35VW-RFA-EU | Indoor Luminaires | High-Bay | Low-Bay Luminaires for Commercial and Industrial Buildings | Standard | FALSE | [9 empty] | 42419 |  |  | No |  | 3 | 6154 | 113.125 | 54.4 | 7.761 | 0.996 | 3500 | 84
PKCUF2SC | Hubbell Lighting | Columbia Lighting | LXEM8-35ML-DFA-E | Indoor Luminaires | High-Bay | Low-Bay Luminaires for Commercial and Industrial Buildings | Standard | FALSE | [9 empty] | 42419 |  |  | No |  | 3 | 10136 | 96.5 | 105.0363 | 17.1 | 0.95 | 3500 | 83.5
PD2JRF58 | Hubbell Lighting | Columbia Lighting | LXEM8-35ML-RFA-E | Indoor Luminaires | High-Bay | Low-Bay Luminaires for Commercial and Industrial Buildings | Standard | FALSE | [9 empty] | 42419 |  |  | No |  | 3 | 9602 | 91.4 | 105.0547 | 17.1 | 0.95 | 3500 | 83.5
PQUJ2WS2 | Hubbell Lighting | Columbia Lighting | LXEM4-35XL-DFA-E | Indoor Luminaires | High-Bay | Low-Bay Luminaires for Commercial and Industrial Buildings | Standard | FALSE | [9 empty] | 42419 |  |  | No |  | 3 | 9537 | 91.5 | 104.2 | 17.1 | 0.95 | 3500 | 83.5
PVANWJHY | Hubbell Lighting | Columbia Lighting | LXEM4-35XL-RFP-E | Indoor Luminaires | High-Bay | Low-Bay Luminaires for Commercial and Industrial Buildings | Standard | FALSE | [9 empty] | 42419 |  |  | No |  | 3 | 9017 | 86.6 | 104.1 | 17.1 | 0.95 | 3500 | 83.5
PB9G5812 | Hubbell Lighting | Columbia Lighting | LXEM4-35XL-RFA-E | Indoor Luminaires | High-Bay | Low-Bay Luminaires for Commercial and Industrial Buildings | Standard | FALSE | [9 empty] | 42419 |  |  | No |  | 3 | 9017 | 86.6 | 104.1 | 17.1 | 0.95 | 3500 | 83.5
PMWBXN3R | Hubbell Lighting | Columbia Lighting | LXEM8-35LW-DFA-E | Indoor Luminaires | High-Bay | Low-Bay Luminaires for Commercial and Industrial Buildings | Standard | FALSE | [9 empty] | 42419 |  |  | No |  | 3 | 8370 | 100.6 | 83.2 | 17.1 | 0.95 | 3500 | 83.5
PKQ135UU | Hubbell Lighting | Columbia Lighting | LXEM8-35LW-RFA-E | Indoor Luminaires | High-Bay | Low-Bay Luminaires for Commercial and Industrial Buildings | Standard | FALSE | [9 empty] | 42419 |  |  | No |  | 3 | 7940 | 95.4 | 83.2 | 17.1 | 0.95 | 3500 | 83.5
PRFX58BH | Hubbell Lighting | Columbia Lighting | LXEM8-35VW-DFA-EDU | Indoor Luminaires | High-Bay | Low-Bay Luminaires for Commercial and Industrial Buildings | Standard | FALSE | [9 empty] | 42419 |  |  | No |  | 3 | 6462 | 118.7868 | 54.4 | 7.761 | 0.996 | 3500 | 84
PHZCTWQ2 | Hubbell Lighting | Columbia Lighting | LXEM8-35VW-RFA-EDU | Indoor Luminaires | High-Bay | Low-Bay Luminaires for Commercial and Industrial Buildings | Standard | FALSE | [9 empty] | 42419 |  |  | No |  | 3 | 6154 | 113.125 | 54.4 | 7.761 | 0.996 | 3500 | 84
P1QEDQTU | Hubbell Lighting | Columbia Lighting | LXEM4-30VL-DFA-E | Indoor Luminaires | High-Bay | Low-Bay Luminaires for Commercial and Industrial Buildings | Standard | FALSE | [9 empty] | 42419 |  |  | No |  | 3 | 7652 | 93.3 | 82.015 | 17.6 | 0.95 | 3000 | 84
PRUWNBUE | Hubbell Lighting | Columbia Lighting | LXEM4-30VL-RFP-E | Indoor Luminaires | High-Bay | Low-Bay Luminaires for Commercial and Industrial Buildings | Standard | FALSE | [9 empty] | 42419 |  |  | No |  | 3 | 7245 | 88.1 | 82.2361 | 17.6 | 0.95 | 3000 | 84
PKYRUT94 | Hubbell Lighting | Columbia Lighting | LXEM4-30VL-RFA-E | Indoor Luminaires | High-Bay | Low-Bay Luminaires for Commercial and Industrial Buildings | Standard | FALSE | [9 empty] | 42419 |  |  | No |  | 3 | 7245 | 88.1 | 82.2361 | 17.6 | 0.95 | 3000 | 84
PQGCCWW3 | Hubbell Lighting | Columbia Lighting | LXEM4-30HL-DFA-E | Indoor Luminaires | High-Bay | Low-Bay Luminaires for Commercial and Industrial Buildings | Standard | FALSE | [9 empty] | 42419 |  |  | No |  | 3 | 5887 | 95.9 | 61.4 | 17.6 | 0.95 | 3000 | 84
PUFZHCP2 | Hubbell Lighting | Columbia Lighting | LXEM4-30HL-RFA-E | Indoor Luminaires | High-Bay | Low-Bay Luminaires for Commercial and Industrial Buildings | Standard | FALSE | [9 empty] | 42419 |  |  | No |  | 3 | 5566 | 92 | 60.5 | 17.6 | 0.95 | 3000 | 84
PCAW62D4 | Hubbell Lighting | Columbia Lighting | LXEM4-30HL-RFP-E | Indoor Luminaires | High-Bay | Low-Bay Luminaires for Commercial and Industrial Buildings | Standard | FALSE | [9 empty] | 42419 |  |  | No |  | 3 | 5566 | 92 | 60.5 | 17.6 | 0.95 | 3000 | 84
PW2TRJUH | Hubbell Lighting | Columbia Lighting | LXEM4-30ML-DFA-E | Indoor Luminaires | High-Bay | Low-Bay Luminaires for Commercial and Industrial Buildings | Standard | FALSE | [9 empty] | 42419 |  |  | No |  | 3 | 4770 | 91.6 | 52.0742 | 17.6 | 0.95 | 3000 | 84
PYYKQMG4 | Hubbell Lighting | Columbia Lighting | LXEM4-30ML-RFP-E | Indoor Luminaires | High-Bay | Low-Bay Luminaires for Commercial and Industrial Buildings | Standard | FALSE | [9 empty] | 42419 |  |  | No |  | 3 | 4532 | 87 | 52.092 | 17.6 | 0.95 | 3000 | 84
PV66QBF5 | Hubbell Lighting | Columbia Lighting | LXEM8-30VW-DFA-EU | Indoor Luminaires | High-Bay | Low-Bay Luminaires for Commercial and Industrial Buildings | Standard | FALSE | [9 empty] | 42419 |  |  | No |  | 3 | 6350 | 116.7279 | 54.4 | 7.761 | 0.996 | 3000 | 84
PBRPQ615 | Hubbell Lighting | Columbia Lighting | LXEM8-30VW-RFA-EU | Indoor Luminaires | High-Bay | Low-Bay Luminaires for Commercial and Industrial Buildings | Standard | FALSE | [9 empty] | 42419 |  |  | No |  | 3 | 6048 | 111.1765 | 54.4 | 7.761 | 0.996 | 3000 | 84
PDG88H8N | Hubbell Lighting | Columbia Lighting | LXEM8-30ML-DFA-E | Indoor Luminaires | High-Bay | Low-Bay Luminaires for Commercial and Industrial Buildings | Standard | FALSE | [9 empty] | 42419 |  |  | No |  | 3 | 9540 | 91.6 | 104.1485 | 17.1 | 0.95 | 3000 | 83.5
PV8J6GGP | Hubbell Lighting | Columbia Lighting | LXEM4-30XL-DFA-E | Indoor Luminaires | High-Bay | Low-Bay Luminaires for Commercial and Industrial Buildings | Standard | FALSE | [9 empty] | 42419 |  |  | No |  | 3 | 9209 | 87.6 | 105.1 | 17.1 | 0.95 | 3000 | 83.5
P93GD4M3 | Hubbell Lighting | Columbia Lighting | LXEM8-30ML-RFA-E | Indoor Luminaires | High-Bay | Low-Bay Luminaires for Commercial and Industrial Buildings | Standard | FALSE | [9 empty] | 42419 |  |  | No |  | 3 | 9064 | 87 | 104.1839 | 17.1 | 0.95 | 3000 | 83.5
PMPN4BZD | Hubbell Lighting | Columbia Lighting | LXEM4-30XL-RFP-E | Indoor Luminaires | High-Bay | Low-Bay Luminaires for Commercial and Industrial Buildings | Standard | FALSE | [9 empty] | 42419 |  |  | No |  | 3 | 8707 | 83 | 105.1 | 17.1 | 0.95 | 3000 | 83.5
P5D4FSZW | Hubbell Lighting | Columbia Lighting | LXEM8-30LW-DFA-E | Indoor Luminaires | High-Bay | Low-Bay Luminaires for Commercial and Industrial Buildings | Standard | FALSE | [9 empty] | 42419 |  |  | No |  | 3 | 7870 | 95.7 | 82.2 | 17.1 | 0.95 | 3000 | 83.5
PRG93UUR | Hubbell Lighting | Columbia Lighting | LXEM8-30LW-RFA-E | Indoor Luminaires | High-Bay | Low-Bay Luminaires for Commercial and Industrial Buildings | Standard | FALSE | [9 empty] | 42419 |  |  | No |  | 3 | 7450 | 90.9 | 82 | 17.1 | 0.95 | 3000 | 83.5
P97UC1Z7 | Hubbell Lighting | Columbia Lighting | LXEM8-30VW-DFA-EDU | Indoor Luminaires | High-Bay | Low-Bay Luminaires for Commercial and Industrial Buildings | Standard | FALSE | [9 empty] | 42419 |  |  | No |  | 3 | 6350 | 116.7279 | 54.4 | 7.761 | 0.996 | 3000 | 84
P7YQ5PE8 | Hubbell Lighting | Columbia Lighting | LXEM8-30VW-RFA-EDU | Indoor Luminaires | High-Bay | Low-Bay Luminaires for Commercial and Industrial Buildings | Standard | FALSE | [9 empty] | 42419 |  |  | No |  | 3 | 6048 | 111.1765 | 54.4 | 7.761 | 0.996 | 3000 | 84
PQGMC4YX | Cree Inc. | E-Conolight | E-PLB1L07CU | Indoor Luminaires | High-Bay | Low-Bay Luminaires for Commercial and Industrial Buildings | Standard | FALSE | [9 empty] | 42419 |  |  | No |  | 3.1 | 8092 | 101.69 | 79.58 | 17.3 | 0.932 | 5000 | 76
PEMHRD1R | Cree Inc. | E-Conolight | E-ALB1L07CU | Indoor Luminaires | High-Bay | Low-Bay Luminaires for Commercial and Industrial Buildings | Standard | FALSE | [9 empty] | 42419 |  |  | No |  | 3.1 | 8056 | 101.37 | 79.68 | 17.14 | 0.932 | 5000 | 76
PWV52MWT | Cree Inc. | E-Conolight | E-PLB1L07NU | Indoor Luminaires | High-Bay | Low-Bay Luminaires for Commercial and Industrial Buildings | Standard | FALSE | [9 empty] | 42419 |  |  | No |  | 3.1 | 8047 | 104.97 | 76.67 | 15.24 | 0.931 | 4000 | 73
PZ4NDNPZ | Nicor Inc. | NICOR LED | HBL-10-100W-UNV-50K | Indoor Luminaires | High-Bay | High-Bay Luminaires for Commercial and Industrial Buildings | Premium | TRUE | 13030 | 122.23 | 106.6 | 4.16 | 0.998 | 5337 | 84 | 5 | 50000 | 42418 |  |  | No |  | 3.1 | 13030 | 122 | 106.6 | 4.16 | 0.998 | 5337 | 84
P82F6F1R | Nicor Inc. | NICOR LED | HBL-10-150W-UNV-40K | Indoor Luminaires | High-Bay | High-Bay Luminaires for Commercial and Industrial Buildings | Premium | TRUE | 18780 | 116.86 | 160.7 | 6.28 | 0.975 | 4187 | 84.2 | 5 | 50000 | 42418 |  |  | No | Updated on 2/3/2017 | 3.1 | 19350 | 120.3 | 160.8 | 6.28 | 0.975 | 4187 | 84.2
PS2M1YW4 | Nicor Inc. | NICOR LED | HBL-10-100W-UNV-40K | Indoor Luminaires | High-Bay | High-Bay Luminaires for Commercial and Industrial Buildings | Premium | TRUE | 12360 | 113.81 | 108.6 | 8.95 | 0.971 | 4168 | 84.2 | 5 | 50000 | 42418 |  |  | No |  | 3.1 | 12360 | 113.9 | 106.4 | 8.95 | 0.971 | 4168 | 84.2
P9FEQED5 | Guangzhou Ledia Lighting Technology Company Limited | LEDIA | LD-HB-B080-301 | Indoor Luminaires | High-Bay | Low-Bay Luminaires for Commercial and Industrial Buildings | Standard | TRUE | 7125.81 | 88.45 | 80.56 | 10.5 | 0.9641 | 2928 | 81.5 | 5 | 50000 | 42418 |  |  | No |  | 3.1 | 7900 | 98.75 | 80 | 10.5 | 0.9641 | 3000 | 80
PZ7NTBE8 | Guangzhou Ledia Lighting Technology Company Limited | LEDIA | LD-HB-B150-301 | Indoor Luminaires | High-Bay | High-Bay Luminaires for Commercial and Industrial Buildings | Standard | TRUE | 13041.8 | 89.28 | 146.1 | 10.4 | 0.9555 | 2905 | 81.5 | 5 | 50000 | 42418 |  |  | No |  | 3.1 | 14000 | 93.33 | 150 | 10.4 | 0.9555 | 3000 | 80
P95AAXFM | JIANGSU SHENGHUI OPTOELECTRONIC COLTD | SUNWEA | SH-HB06DLU-140D840 | Indoor Luminaires | High-Bay | High-Bay Luminaires for Commercial and Industrial Buildings | Standard | TRUE | 18645.1 | 131.3 | 141.99 | 7.88 | 0.948 | 3866 | 83.3 | 5 | 50000 | 42418 |  |  | Yes |  | 3.1 | 18200 | 130 | 140 | 20 | 0.9 | 4000 | 80
PEM9PB92 | Neu-Tech LLC | Neu-Tech | NT-RT-320-4-SV-D | Indoor Retrofit Kit | High-Bay | Retrofit Kits for High-Bay Luminaires for Commercial and Industrial Buildings | Premium | TRUE | 44780 | 140.99 | 317.6 | 13.91 | 0.9422 | 4156 | 75.1 | 5 | 50000 | 42418 |  |  | No |  | 3 | 44780 | 140.99 | 317.6 | 13.91 | 0.9422 | 4000 | 75.1
PW79249B | Guangzhou Ledia Lighting Technology Company Limited | LEDIA | LD-HB-B060-301 | Indoor Luminaires | High-Bay | Low-Bay Luminaires for Commercial and Industrial Buildings | Standard | TRUE | 5553.34 | 98.59 | 56.33 | 10.8 | 0.9416 | 2916 | 83.5 | 5 | 50000 | 42418 |  |  | No |  | 3.1 | 6000 | 100 | 60 | 10.8 | 0.9416 | 3000 | 80
PFE949ST | JIANGSU SHENGHUI OPTOELECTRONIC COLTD | SUNWEA | SH-HB08DLU-180D840 | Indoor Luminaires | High-Bay | High-Bay Luminaires for Commercial and Industrial Buildings | Standard | TRUE | 24727.4 | 134.7 | 183.6 | 6.8 | 0.933 | 3865 | 83.6 | 5 | 50000 | 42418 |  |  | Yes |  | 3.1 | 23400 | 130 | 180 | 20 | 0.9 | 4000 | 80
PAN228E1 | Guangzhou Ledia Lighting Technology Company Limited | LEDIA | LD-HB-B110-302 | Indoor Luminaires | High-Bay | Low-Bay Luminaires for Commercial and Industrial Buildings | Standard | TRUE | 8660.23 | 84.75 | 102.2 | 10.7 | 0.9314 | 3048 | 83.7 | 5 | 50000 | 42418 |  |  | No |  | 3.1 | 9600 | 87.27 | 110 | 10.7 | 0.9314 | 3000 | 80
PZRTHV4T | Neu-Tech LLC | Neu-Tech | NT-RT-120-4-SV-D | Indoor Retrofit Kit | High-Bay | Retrofit Kits for High-Bay Luminaires for Commercial and Industrial Buildings | Premium | TRUE | 16648 | 143.59 | 115.9 | 11.26 | 0.9304 | 4152 | 74.8 | 5 | 50000 | 42418 |  |  | No |  | 3 | 16648 | 143.59 | 115.9 | 11.26 | 0.9304 | 4000 | 74.8
PCT64RYG | JIANGSU SHENGHUI OPTOELECTRONIC COLTD | SUNWEA | SH-HB04DLU-90D840 | Indoor Luminaires | High-Bay | High-Bay Luminaires for Commercial and Industrial Buildings | Standard | TRUE | 11931.7 | 133.9 | 89.1 | 7.39 | 0.928 | 3874 | 84.3 | 5 | 50000 | 42418 |  |  | Yes |  | 3.1 | 11700 | 130 | 90 | 20 | 0.9 | 4000 | 80
PBYDP3H1 | Guangzhou Ledia Lighting Technology Company Limited | LEDIA | LD-HB-B110-301 | Indoor Luminaires | High-Bay | High-Bay Luminaires for Commercial and Industrial Buildings | Standard | TRUE | 9395.39 | 88.86 | 105.7 | 11 | 0.9269 | 2919 | 81.7 | 5 | 50000 | 42418 |  |  | No |  | 3.1 | 10400 | 94.54 | 110 | 11 | 0.9269 | 3000 | 80
PCXCPP88 | Neu-Tech LLC | Neu-Tech | NT-RT-320-4-HV-D | Indoor Retrofit Kit | High-Bay | Retrofit Kits for High-Bay Luminaires for Commercial and Industrial Buildings | Premium | TRUE | 39314 | 121.15 | 324.5 | 13.15 | 0.9238 | 4156 | 75.1 | 5 | 50000 | 42418 | Dimmable | Continuous Below 10 | No |  | 3 | 39314 | 121.15 | 324.5 | 13.15 | 0.9238 | 4000 | 75.1
P6E35AH9 | Neu-Tech LLC | Neu-Tech | NT-RT-120-5-SV | Indoor Retrofit Kit | High-Bay | Retrofit Kits for High-Bay Luminaires for Commercial and Industrial Buildings | Premium | FALSE | [9 empty] | 42418 | Not Dimmable | Not Dimmable | No |  | 3 | 16993 | 145.86 | 116.5 | 11.52 | 0.9328 | 5000 | 75.2
PS3DHQH9 | Neu-Tech LLC | Neu-Tech | NT-RT-320-5-SV | Indoor Retrofit Kit | High-Bay | Retrofit Kits for High-Bay Luminaires for Commercial and Industrial Buildings | Premium | FALSE | [9 empty] | 42418 |  |  | No |  | 3 | 45529 | 144.12 | 315.9 | 13.96 | 0.9425 | 5000 | 73.4
PM6K2UA5 | Neu-Tech LLC | Neu-Tech | NT-RT-320-5-HV | Indoor Retrofit Kit | High-Bay | Retrofit Kits for High-Bay Luminaires for Commercial and Industrial Buildings | Premium | FALSE | [9 empty] | 42418 |  |  | No |  | 3 | 40093 | 123.63 | 324.3 | 13.2 | 0.9177 | 5000 | 73.4
PBVTMBMM | Neu-Tech LLC | Neu-Tech | NT-RT-320-4-SV | Indoor Retrofit Kit | High-Bay | Retrofit Kits for High-Bay Luminaires for Commercial and Industrial Buildings | Premium | FALSE | [9 empty] | 42418 | Not Dimmable | Not Dimmable | No |  | 3 | 44780 | 140.99 | 317.6 | 13.91 | 0.9422 | 4000 | 75.1
PEY327AR | Neu-Tech LLC | Neu-Tech | NT-RT-120-4-SV | Indoor Retrofit Kit | High-Bay | Retrofit Kits for High-Bay Luminaires for Commercial and Industrial Buildings | Premium | FALSE | [9 empty] | 42418 |  |  | No |  | 3 | 16648 | 143.59 | 115.9 | 11.26 | 0.9304 | 4000 | 74.8
PTCH6MRA | Neu-Tech LLC | Neu-Tech | NT-RT-320-4-HV | Indoor Retrofit Kit | High-Bay | Retrofit Kits for High-Bay Luminaires for Commercial and Industrial Buildings | Premium | FALSE | [9 empty] | 42418 |  |  | No |  | 3 | 39314 | 121.15 | 324.5 | 13.15 | 0.9238 | 4000 | 75.1
PPTUHQ9N | Nicor Inc. | NICOR LED | HBL-10-200W-UNV-50K | Indoor Luminaires | High-Bay | High-Bay Luminaires for Commercial and Industrial Buildings | Premium | FALSE | [9 empty] | 42418 |  |  | No |  | 3.1 | 28392 | 129 | 220 | 9.4 | 0.972 | 5337 | 84
PEJ387A5 | Nicor Inc. | NICOR LED | HBL-10-150W-UNV-50K | Indoor Luminaires | High-Bay | High-Bay Luminaires for Commercial and Industrial Buildings | Premium | FALSE | [9 empty] | 42418 |  |  | No | Updated on 2/3/2017 | 3.1 | 20317 | 126 | 160.8 | 4.16 | 0.998 | 5337 | 84
PG7WWNC3 | Nicor Inc. | NICOR LED | HBL-10-200W-UNV-40K | Indoor Luminaires | High-Bay | High-Bay Luminaires for Commercial and Industrial Buildings | Premium | FALSE | [9 empty] | 42418 |  |  | No |  | 3.1 | 27040 | 122 | 220 | 9.4 | 0.972 | 4182 | 84
PRNE74G3 | Guangzhou Ledia Lighting Technology Company Limited | LEDIA | LD-HB-B060-571 | Indoor Luminaires | High-Bay | Low-Bay Luminaires for Commercial and Industrial Buildings | Standard | FALSE | [9 empty] | 42418 |  |  | No |  | 3.1 | 6000 | 100 | 60 | 10.8 | 0.9416 | 5700 | 80
P7PM613J | Guangzhou Ledia Lighting Technology Company Limited | LEDIA | LD-HB-B110-572 | Indoor Luminaires | High-Bay | Low-Bay Luminaires for Commercial and Industrial Buildings | Standard | FALSE | [9 empty] | 42418 |  |  | No |  | 3.1 | 9600 | 87.27 | 110 | 10.7 | 0.9314 | 5700 | 80
P91UMG4K | Guangzhou Ledia Lighting Technology Company Limited | LEDIA | LD-HB-B060-501 | Indoor Luminaires | High-Bay | Low-Bay Luminaires for Commercial and Industrial Buildings | Standard | FALSE | [9 empty] | 42418 |  |  | No |  | 3.1 | 6000 | 100 | 60 | 10.8 | 0.9416 | 5000 | 80
P6E59SKZ | Guangzhou Ledia Lighting Technology Company Limited | LEDIA | LD-HB-B110-502 | Indoor Luminaires | High-Bay | Low-Bay Luminaires for Commercial and Industrial Buildings | Standard | FALSE | [9 empty] | 42418 |  |  | No |  | 3.1 | 9600 | 87.27 | 110 | 10.7 | 0.9314 | 5000 | 80
PC1PQCA7 | Guangzhou Ledia Lighting Technology Company Limited | LEDIA | LD-HB-B060-451 | Indoor Luminaires | High-Bay | Low-Bay Luminaires for Commercial and Industrial Buildings | Standard | FALSE | [9 empty] | 42418 |  |  | No |  | 3.1 | 6000 | 100 | 60 | 10.8 | 0.9416 | 4500 | 80
PE143GM1 | Guangzhou Ledia Lighting Technology Company Limited | LEDIA | LD-HB-B110-452 | Indoor Luminaires | High-Bay | Low-Bay Luminaires for Commercial and Industrial Buildings | Standard | FALSE | [9 empty] | 42418 |  |  | No |  | 3.1 | 9600 | 87.27 | 110 | 10.7 | 0.9314 | 4500 | 80
PU5S6GVD | Guangzhou Ledia Lighting Technology Company Limited | LEDIA | LD-HB-B060-401 | Indoor Luminaires | High-Bay | Low-Bay Luminaires for Commercial and Industrial Buildings | Standard | FALSE | [9 empty] | 42418 |  |  | No |  | 3.1 | 6000 | 100 | 60 | 10.8 | 0.9416 | 4000 | 80
P87GPWA5 | Guangzhou Ledia Lighting Technology Company Limited | LEDIA | LD-HB-B110-402 | Indoor Luminaires | High-Bay | Low-Bay Luminaires for Commercial and Industrial Buildings | Standard | FALSE | [9 empty] | 42418 |  |  | No |  | 3.1 | 9600 | 87.27 | 110 | 10.7 | 0.9314 | 4000 | 80
PHSRBTTB | Guangzhou Ledia Lighting Technology Company Limited | LEDIA | LD-HB-B060-351 | Indoor Luminaires | High-Bay | Low-Bay Luminaires for Commercial and Industrial Buildings | Standard | FALSE | [9 empty] | 42418 |  |  | No |  | 3.1 | 6000 | 100 | 60 | 10.8 | 0.9416 | 3500 | 80
P8PNRT3G | Guangzhou Ledia Lighting Technology Company Limited | LEDIA | LD-HB-B110-352 | Indoor Luminaires | High-Bay | Low-Bay Luminaires for Commercial and Industrial Buildings | Standard | FALSE | [9 empty] | 42418 |  |  | No |  | 3.1 | 9600 | 87.27 | 110 | 10.7 | 0.9314 | 3500 | 80
PSWCK33T | JIANGSU SHENGHUI OPTOELECTRONIC COLTD | SUNWEA | SH-HB08DLU-180D850 | Indoor Luminaires | High-Bay | High-Bay Luminaires for Commercial and Industrial Buildings | Standard | FALSE | [9 empty] | 42418 | Dimmable | Continuous Below 10 | Yes |  | 3.1 | 24000 | 130 | 180 | 20 | 0.9 | 5000 | 80
PA3BRSGP | JIANGSU SHENGHUI OPTOELECTRONIC COLTD | SUNWEA | SH-HB06DLU-140D850 | Indoor Luminaires | High-Bay | High-Bay Luminaires for Commercial and Industrial Buildings | Standard | FALSE | [9 empty] | 42418 | Dimmable | Continuous Below 10 | Yes |  | 3.1 | 18800 | 130 | 140 | 20 | 0.9 | 5000 | 80
P3R692S4 | JIANGSU SHENGHUI OPTOELECTRONIC COLTD | SUNWEA | SH-HB04DLU-90D850 | Indoor Luminaires | High-Bay | High-Bay Luminaires for Commercial and Industrial Buildings | Standard | FALSE | [9 empty] | 42418 | Dimmable | Continuous Below 10 | Yes |  | 3.1 | 12200 | 130 | 90 | 20 | 0.9 | 5000 | 80
P73DEMMJ | Peerless Electric Company Ltd. | Peerless | LOPA-HBI-15-4-400-40K-ACW-XXX-MV | Indoor Luminaires | High-Bay | High-Bay Luminaires for Commercial and Industrial Buildings | Standard | TRUE | 37568 | 104.6 | 358.97 | 10.87 | 0.9789 | 4073 | 85.05 | 5 | 50000 | 42417 |  |  | Yes |  | 3.1 | 37568 | 104.6 | 358.97 | 10.87 | 0.9789 | 4073 | 85.05
P3MCD72J | Peerless Electric Company Ltd. | Peerless | LOPA-HBI-15-4-150-40K-ACW-XXX-MV | Indoor Luminaires | High-Bay | High-Bay Luminaires for Commercial and Industrial Buildings | Standard | TRUE | 15088 | 115.5 | 130.62 | 10.87 | 0.9789 | 4073 | 85.05 | 5 | 50000 | 42417 |  |  | Yes |  | 3.1 | 15088 | 115.5 | 130.62 | 10.87 | 0.9789 | 4073 | 85.05
P4NZW16T | Peerless Electric Company Ltd. | Peerless | LOPA-HBI-15-4-150-50K-ACW-XXX-347 | Indoor Luminaires | High-Bay | High-Bay Luminaires for Commercial and Industrial Buildings | Standard | TRUE | 15658 | 120.9 | 129.53 | 8.94 | 0.9734 | 5185 | 83.52 | 5 | 50000 | 42417 |  |  | Yes |  | 3.1 | 15658 | 120.9 | 129.53 | 8.94 | 0.9734 | 5185 | 83.52
PH7J9QH4 | PACLIGHTS LLC | PacLights | RK150HVD-NW | Indoor Retrofit Kit | High-Bay | Retrofit Kits for High-Bay Luminaires for Commercial and Industrial Buildings | Standard | TRUE | 17068 | 109.27 | 156.2 | 11.02 | 0.9135 | 4134 | 76 | 5 | 50000 | 42417 |  |  | No |  | 3.1 | 17068 | 109.27 | 156.2 | 11.02 | 0.9135 | 4100 | 76
PUHWG38K | PACLIGHTS LLC | PacLights | RK150HVD-CW | Indoor Retrofit Kit | High-Bay | Retrofit Kits for High-Bay Luminaires for Commercial and Industrial Buildings | Standard | FALSE | [9 empty] | 42417 |  |  | No |  | 3.1 | 17649 | 115.58 | 152.7 | 11.24 | 0.9159 | 5700 | 73
PKXSKMVD | PACLIGHTS LLC | PacLights | RK150HVD-DW | Indoor Retrofit Kit | High-Bay | Retrofit Kits for High-Bay Luminaires for Commercial and Industrial Buildings | Standard | FALSE | [9 empty] | 42417 |  |  | No |  | 3.1 | 17068 | 109.27 | 156.2 | 11.02 | 0.9135 | 5000 | 76
PP74G5F8 | Peerless Electric Company Ltd. | Peerless | LOPA-HBI-15-4-400-50K-[OMIT]-XXX-MV | Indoor Luminaires | High-Bay | High-Bay Luminaires for Commercial and Industrial Buildings | Standard | FALSE | [9 empty] | 42417 |  |  | Yes |  | 3.1 | 42332.16 | 117.76 | 359.46 | 10.87 | 0.9789 | 5185 | 83.52
P4454Z3G | Peerless Electric Company Ltd. | Peerless | LOPA-HBI-15-4-360-50K-[OMIT]-XXX-MV | Indoor Luminaires | High-Bay | High-Bay Luminaires for Commercial and Industrial Buildings | Standard | FALSE | [9 empty] | 42417 |  |  | Yes |  | 3.1 | 39304.8 | 114.57 | 343.04 | 10.87 | 0.9789 | 5185 | 83.52
P7P4PKHW | Peerless Electric Company Ltd. | Peerless | LOPA-HBI-15-4-400-50K-ACW-XXX-MV | Indoor Luminaires | High-Bay | High-Bay Luminaires for Commercial and Industrial Buildings | Standard | FALSE | [9 empty] | 42417 |  |  | Yes |  | 3.1 | 38674.7 | 107.73 | 358.97 | 10.87 | 0.9789 | 5185 | 83.52
P4WS57CF | Peerless Electric Company Ltd. | Peerless | LOPA-HBI-15-4-360-50K-ACW-XXX-MV | Indoor Luminaires | High-Bay | High-Bay Luminaires for Commercial and Industrial Buildings | Standard | FALSE | [9 empty] | 42417 |  |  | Yes |  | 3.1 | 37080 | 108.09 | 343.04 | 10.87 | 0.9789 | 5185 | 83.52
PM7929B6 | Peerless Electric Company Ltd. | Peerless | LOPA-HBI-15-4-280-50K-[OMIT]-XXX-MV | Indoor Luminaires | High-Bay | High-Bay Luminaires for Commercial and Industrial Buildings | Standard | FALSE | [9 empty] | 42417 |  |  | Yes |  | 3.1 | 30570.4 | 116.77 | 261.77 | 10.87 | 0.9789 | 5185 | 83.52
PCE1ZW9T | Peerless Electric Company Ltd. | Peerless | LOPA-HBI-15-4-280-50K-ACW-XXX-MV | Indoor Luminaires | High-Bay | High-Bay Luminaires for Commercial and Industrial Buildings | Standard | FALSE | [9 empty] | 42417 |  |  | Yes |  | 3.1 | 28840 | 110.16 | 261.77 | 10.87 | 0.9789 | 5185 | 83.52
PFH3E3SE | Peerless Electric Company Ltd. | Peerless | LOPA-HBI-15-4-240-50K-[OMIT]-XXX-MV | Indoor Luminaires | High-Bay | High-Bay Luminaires for Commercial and Industrial Buildings | Standard | FALSE | [9 empty] | 42417 |  |  | Yes |  | 3.1 | 26203.2 | 118.48 | 221.14 | 10.87 | 0.9789 | 5185 | 83.52
P4YPN9KM | Peerless Electric Company Ltd. | Peerless | LOPA-HBI-15-4-240-50K-ACW-XXX-MV | Indoor Luminaires | High-Bay | High-Bay Luminaires for Commercial and Industrial Buildings | Standard | FALSE | [9 empty] | 42417 |  |  | Yes |  | 3.1 | 24720 | 111.78 | 221.14 | 10.87 | 0.9789 | 5185 | 83.52
PW7H2M11 | Peerless Electric Company Ltd. | Peerless | LOPA-HBI-15-4-200-50K-[OMIT]-XXX-MV | Indoor Luminaires | High-Bay | High-Bay Luminaires for Commercial and Industrial Buildings | Standard | FALSE | [9 empty] | 42417 |  |  | Yes |  | 3.1 | 21836 | 120.96 | 180.51 | 10.87 | 0.9789 | 5185 | 83.52
PMDDHPM4 | Peerless Electric Company Ltd. | Peerless | LOPA-HBI-15-4-200-50K-ACW-XXX-MV | Indoor Luminaires | High-Bay | High-Bay Luminaires for Commercial and Industrial Buildings | Standard | FALSE | [9 empty] | 42417 |  |  | Yes |  | 3.1 | 20600 | 114.11 | 180.51 | 10.87 | 0.9789 | 5185 | 83.52
PBJADQCV | Peerless Electric Company Ltd. | Peerless | LOPA-HBI-15-4-150-50K-[OMIT]-XXX-MV | Indoor Luminaires | High-Bay | High-Bay Luminaires for Commercial and Industrial Buildings | Standard | FALSE | [9 empty] | 42417 |  |  | Yes |  | 3.1 | 16471.56 | 126.1 | 130.62 | 10.87 | 0.9789 | 5185 | 83.52
PVK27V4Q | Peerless Electric Company Ltd. | Peerless | LOPA-HBI-15-4-150-50K-ACW-XXX-MV | Indoor Luminaires | High-Bay | High-Bay Luminaires for Commercial and Industrial Buildings | Standard | FALSE | [9 empty] | 42417 |  |  | Yes |  | 3.1 | 15539.2 | 118.96 | 130.62 | 10.87 | 0.9789 | 5185 | 83.52
PX5V3T34 | Peerless Electric Company Ltd. | Peerless | LOPA-HBI-15-4-400-50K-[OMIT]-XXX-347 | Indoor Luminaires | High-Bay | High-Bay Luminaires for Commercial and Industrial Buildings | Standard | FALSE | [9 empty] | 42417 |  |  | Yes |  | 3.1 | 42688.75 | 120.12 | 355.38 | 8.94 | 0.9734 | 5185 | 83.52
PBWTWRAP | Peerless Electric Company Ltd. | Peerless | LOPA-HBI-15-4-360-50K-[OMIT]-XXX-347 | Indoor Luminaires | High-Bay | High-Bay Luminaires for Commercial and Industrial Buildings | Standard | FALSE | [9 empty] | 42417 |  |  | Yes |  | 3.1 | 39689.98 | 116.86 | 339.61 | 8.94 | 0.9734 | 5185 | 83.52
P29ZMM6P | Peerless Electric Company Ltd. | Peerless | LOPA-HBI-15-4-400-50K-ACW-XXX-347 | Indoor Luminaires | High-Bay | High-Bay Luminaires for Commercial and Industrial Buildings | Standard | FALSE | [9 empty] | 42417 |  |  | Yes |  | 3.1 | 39053.72 | 109.89 | 355.38 | 8.94 | 0.9734 | 5185 | 83.52
PVWRGPV8 | Peerless Electric Company Ltd. | Peerless | LOPA-HBI-15-4-360-50K-ACW-XXX-347 | Indoor Luminaires | High-Bay | High-Bay Luminaires for Commercial and Industrial Buildings | Standard | FALSE | [9 empty] | 42417 |  |  | Yes |  | 3.1 | 37443.38 | 110.25 | 339.61 | 8.94 | 0.9734 | 5185 | 83.52
PWXFX42S | Peerless Electric Company Ltd. | Peerless | LOPA-HBI-15-4-280-50K-[OMIT]-XXX-347 | Indoor Luminaires | High-Bay | High-Bay Luminaires for Commercial and Industrial Buildings | Standard | FALSE | [9 empty] | 42417 |  |  | Yes |  | 3.1 | 30869.98 | 119.11 | 259.16 | 8.94 | 0.9734 | 5185 | 83.52
PTKCRNBA | Peerless Electric Company Ltd. | Peerless | LOPA-HBI-15-4-280-50K-ACW-XXX-347 | Indoor Luminaires | High-Bay | High-Bay Luminaires for Commercial and Industrial Buildings | Standard | FALSE | [9 empty] | 42417 |  |  | Yes |  | 3.1 | 29122.63 | 112.37 | 259.16 | 8.94 | 0.9734 | 5185 | 83.52
PXNAJ9MG | Peerless Electric Company Ltd. | Peerless | LOPA-HBI-15-4-240-50K-[OMIT]-XXX-347 | Indoor Luminaires | High-Bay | High-Bay Luminaires for Commercial and Industrial Buildings | Standard | FALSE | [9 empty] | 42417 |  |  | Yes |  | 3.1 | 26459.99 | 120.85 | 218.93 | 8.94 | 0.9734 | 5185 | 83.52
PD2EVV8M | Peerless Electric Company Ltd. | Peerless | LOPA-HBI-15-4-240-50K-ACW-XXX-347 | Indoor Luminaires | High-Bay | High-Bay Luminaires for Commercial and Industrial Buildings | Standard | FALSE | [9 empty] | 42417 |  |  | Yes |  | 3.1 | 24962.25 | 114.01 | 218.93 | 8.94 | 0.9734 | 5185 | 83.52
PYK18B7A | Peerless Electric Company Ltd. | Peerless | LOPA-HBI-15-4-200-50K-[OMIT]-XXX-347 | Indoor Luminaires | High-Bay | High-Bay Luminaires for Commercial and Industrial Buildings | Standard | FALSE | [9 empty] | 42417 |  |  | Yes |  | 3.1 | 22049.99 | 123.38 | 178.71 | 8.94 | 0.9734 | 5185 | 83.52
P525PFZ9 | Peerless Electric Company Ltd. | Peerless | LOPA-HBI-15-4-200-50K-ACW-XXX-347 | Indoor Luminaires | High-Bay | High-Bay Luminaires for Commercial and Industrial Buildings | Standard | FALSE | [9 empty] | 42417 |  |  | Yes |  | 3.1 | 20801.88 | 116.39 | 178.71 | 8.94 | 0.9734 | 5185 | 83.52
PNP39VMU | Peerless Electric Company Ltd. | Peerless | LOPA-HBI-15-4-150-50K-[OMIT]-XXX-347 | Indoor Luminaires | High-Bay | High-Bay Luminaires for Commercial and Industrial Buildings | Standard | FALSE | [9 empty] | 42417 |  |  | Yes |  | 3.1 | 16519.05 | 128.15 | 128.9 | 8.94 | 0.9734 | 5185 | 83.52
PUM7J3SC | Peerless Electric Company Ltd. | Peerless | LOPA-HBI-15-4-400-50K-[OMIT]-XXX-MV-D | Indoor Luminaires | High-Bay | High-Bay Luminaires for Commercial and Industrial Buildings | Standard | FALSE | [9 empty] | 42417 |  |  | Yes |  | 3.1 | 42332.16 | 117.76 | 359.46 | 10.87 | 0.9789 | 5185 | 83.52
PG5R2JBD | Peerless Electric Company Ltd. | Peerless | LOPA-HBI-15-4-360-50K-[OMIT]-XXX-MV-D | Indoor Luminaires | High-Bay | High-Bay Luminaires for Commercial and Industrial Buildings | Standard | FALSE | [9 empty] | 42417 |  |  | Yes |  | 3.1 | 39304.8 | 114.57 | 343.04 | 10.87 | 0.9789 | 5185 | 83.52
P9VTRB57 | Peerless Electric Company Ltd. | Peerless | LOPA-HBI-15-4-400-50K-ACW-XXX-MV-D | Indoor Luminaires | High-Bay | High-Bay Luminaires for Commercial and Industrial Buildings | Standard | FALSE | [9 empty] | 42417 |  |  | Yes |  | 3.1 | 38674.7 | 107.73 | 358.97 | 10.87 | 0.9789 | 5185 | 83.52
PFJ5HJYC | Peerless Electric Company Ltd. | Peerless | LOPA-HBI-15-4-360-50K-[OMIT]-XXX-MV-D | Indoor Luminaires | High-Bay | High-Bay Luminaires for Commercial and Industrial Buildings | Standard | FALSE | [9 empty] | 42417 |  |  | Yes |  | 3.1 | 37080 | 108.09 | 343.04 | 10.87 | 0.9789 | 5185 | 83.52
P799VUVS | Peerless Electric Company Ltd. | Peerless | LOPA-HBI-15-4-280-50K-[OMIT]-XXX-MV-D | Indoor Luminaires | High-Bay | High-Bay Luminaires for Commercial and Industrial Buildings | Standard | FALSE | [9 empty] | 42417 |  |  | Yes |  | 3.1 | 30570.4 | 116.77 | 261.77 | 10.87 | 0.9789 | 5185 | 83.52
P9MYUHX6 | Peerless Electric Company Ltd. | Peerless | LOPA-HBI-15-4-280-50K-ACW-XXX-MV-D | Indoor Luminaires | High-Bay | High-Bay Luminaires for Commercial and Industrial Buildings | Standard | FALSE | [9 empty] | 42417 |  |  | Yes |  | 3.1 | 28840 | 110.16 | 261.77 | 10.87 | 0.9789 | 5185 | 83.52
PCHD4UKG | Peerless Electric Company Ltd. | Peerless | LOPA-HBI-15-4-240-50K-[OMIT]-XXX-MV-D | Indoor Luminaires | High-Bay | High-Bay Luminaires for Commercial and Industrial Buildings | Standard | FALSE | [9 empty] | 42417 |  |  | Yes |  | 3.1 | 26203.2 | 118.48 | 221.14 | 10.87 | 0.9789 | 5185 | 83.52
PC5M3U3V | Peerless Electric Company Ltd. | Peerless | LOPA-HBI-15-4-240-50K-ACW-XXX-MV-D | Indoor Luminaires | High-Bay | High-Bay Luminaires for Commercial and Industrial Buildings | Standard | FALSE | [9 empty] | 42417 |  |  | Yes |  | 3.1 | 24720 | 111.78 | 221.14 | 10.87 | 0.9789 | 5185 | 83.52
PJ5CFTSJ | Peerless Electric Company Ltd. | Peerless | LOPA-HBI-15-4-200-50K-[OMIT]-XXX-MV-D | Indoor Luminaires | High-Bay | High-Bay Luminaires for Commercial and Industrial Buildings | Standard | FALSE | [9 empty] | 42417 |  |  | Yes |  | 3.1 | 21836 | 120.96 | 180.51 | 10.87 | 0.9789 | 5185 | 83.52
PRU2WENQ | Peerless Electric Company Ltd. | Peerless | LOPA-HBI-15-4-200-50K-ACW-XXX-MV-D | Indoor Luminaires | High-Bay | High-Bay Luminaires for Commercial and Industrial Buildings | Standard | FALSE | [9 empty] | 42417 |  |  | Yes |  | 3.1 | 20600 | 114.11 | 180.51 | 10.87 | 0.9789 | 5185 | 83.52
PY9WE2E7 | Peerless Electric Company Ltd. | Peerless | LOPA-HBI-15-4-150-50K-[OMIT]-XXX-MV-D | Indoor Luminaires | High-Bay | High-Bay Luminaires for Commercial and Industrial Buildings | Standard | FALSE | [9 empty] | 42417 |  |  | Yes |  | 3.1 | 16471.56 | 126.1 | 130.62 | 10.87 | 0.9789 | 5185 | 83.52
PJ9WWKMW | Peerless Electric Company Ltd. | Peerless | LOPA-HBI-15-4-150-50K-ACW-XXX-MV-D | Indoor Luminaires | High-Bay | High-Bay Luminaires for Commercial and Industrial Buildings | Standard | FALSE | [9 empty] | 42417 |  |  | Yes |  | 3.1 | 15539.2 | 118.96 | 130.62 | 10.87 | 0.9789 | 5185 | 83.52
PV5GFZQ9 | Peerless Electric Company Ltd. | Peerless | LOPA-HBI-15-4-400-50K-[OMIT]-XXX-347-D | Indoor Luminaires | High-Bay | High-Bay Luminaires for Commercial and Industrial Buildings | Standard | FALSE | [9 empty] | 42417 |  |  | Yes |  | 3.1 | 42688.75 | 120.12 | 355.38 | 8.94 | 0.9734 | 5185 | 83.52
PA9NXYGQ | Peerless Electric Company Ltd. | Peerless | LOPA-HBI-15-4-360-50K-[OMIT]-XXX-347-D | Indoor Luminaires | High-Bay | High-Bay Luminaires for Commercial and Industrial Buildings | Standard | FALSE | [9 empty] | 42417 |  |  | Yes |  | 3.1 | 39689.98 | 116.86 | 339.61 | 8.94 | 0.9734 | 5185 | 83.52
PSX9KMY9 | Peerless Electric Company Ltd. | Peerless | LOPA-HBI-15-4-400-50K-ACW-XXX-347-D | Indoor Luminaires | High-Bay | High-Bay Luminaires for Commercial and Industrial Buildings | Standard | FALSE | [9 empty] | 42417 |  |  | Yes |  | 3.1 | 39053.72 | 109.89 | 355.38 | 8.94 | 0.9734 | 5185 | 83.52
PW6Z4VKZ | Peerless Electric Company Ltd. | Peerless | LOPA-HBI-15-4-360-50K-[OMIT]-XXX-347-D | Indoor Luminaires | High-Bay | High-Bay Luminaires for Commercial and Industrial Buildings | Standard | FALSE | [9 empty] | 42417 |  |  | Yes |  | 3.1 | 37443.38 | 110.25 | 339.61 | 8.94 | 0.9734 | 5185 | 83.52
PNM714PV | Peerless Electric Company Ltd. | Peerless | LOPA-HBI-15-4-280-50K-[OMIT]-XXX-347-D | Indoor Luminaires | High-Bay | High-Bay Luminaires for Commercial and Industrial Buildings | Standard | FALSE | [9 empty] | 42417 |  |  | Yes |  | 3.1 | 30869.98 | 119.11 | 259.16 | 8.94 | 0.9734 | 5185 | 83.52
PGK86EG6 | Peerless Electric Company Ltd. | Peerless | LOPA-HBI-15-4-280-50K-ACW-XXX-347-D | Indoor Luminaires | High-Bay | High-Bay Luminaires for Commercial and Industrial Buildings | Standard | FALSE | [9 empty] | 42417 |  |  | Yes |  | 3.1 | 29122.63 | 112.37 | 259.16 | 8.94 | 0.9734 | 5185 | 83.52
P1B3JFRU | Peerless Electric Company Ltd. | Peerless | LOPA-HBI-15-4-240-50K-[OMIT]-XXX-347-D | Indoor Luminaires | High-Bay | High-Bay Luminaires for Commercial and Industrial Buildings | Standard | FALSE | [9 empty] | 42417 |  |  | Yes |  | 3.1 | 26459.99 | 120.85 | 218.93 | 8.94 | 0.9734 | 5185 | 83.52
PABFK3D7 | Peerless Electric Company Ltd. | Peerless | LOPA-HBI-15-4-240-50K-ACW-XXX-347-D | Indoor Luminaires | High-Bay | High-Bay Luminaires for Commercial and Industrial Buildings | Standard | FALSE | [9 empty] | 42417 |  |  | Yes |  | 3.1 | 24962.25 | 114.01 | 218.93 | 8.94 | 0.9734 | 5185 | 83.52
PHYB6NX9 | Peerless Electric Company Ltd. | Peerless | LOPA-HBI-15-4-200-50K-[OMIT]-XXX-347-D | Indoor Luminaires | High-Bay | High-Bay Luminaires for Commercial and Industrial Buildings | Standard | FALSE | [9 empty] | 42417 |  |  | Yes |  | 3.1 | 22049.99 | 123.38 | 178.71 | 8.94 | 0.9734 | 5185 | 83.52
P7H7T8RW | Peerless Electric Company Ltd. | Peerless | LOPA-HBI-15-4-200-50K-ACW-XXX-347-D | Indoor Luminaires | High-Bay | High-Bay Luminaires for Commercial and Industrial Buildings | Standard | FALSE | [9 empty] | 42417 |  |  | Yes |  | 3.1 | 20801.88 | 116.39 | 178.71 | 8.94 | 0.9734 | 5185 | 83.52
PSMH784E | Peerless Electric Company Ltd. | Peerless | LOPA-HBI-15-4-150-50K-[OMIT]-XXX-347-D | Indoor Luminaires | High-Bay | High-Bay Luminaires for Commercial and Industrial Buildings | Standard | FALSE | [9 empty] | 42417 |  |  | Yes |  | 3.1 | 16519.05 | 128.15 | 128.9 | 8.94 | 0.9734 | 5185 | 83.52
PFSTMJPX | Peerless Electric Company Ltd. | Peerless | LOPA-HBI-15-4-150-50K-ACW-XXX-347-D | Indoor Luminaires | High-Bay | High-Bay Luminaires for Commercial and Industrial Buildings | Standard | FALSE | [9 empty] | 42417 |  |  | Yes |  | 3.1 | 15658 | 120.9 | 129.53 | 8.94 | 0.9734 | 5185 | 83.52
PZ8U9MJH | Peerless Electric Company Ltd. | Peerless | LOPA-HBI-15-4-400-40K-[OMIT]-XXX-347 | Indoor Luminaires | High-Bay | High-Bay Luminaires for Commercial and Industrial Buildings | Standard | FALSE | [9 empty] | 42417 |  |  | Yes |  | 3.1 | 40272.4 | 113.32 | 355.38 | 8.94 | 0.9734 | 4079 | 85.05
PPAKBBHY | Peerless Electric Company Ltd. | Peerless | LOPA-HBI-15-4-360-40K-[OMIT]-XXX-347 | Indoor Luminaires | High-Bay | High-Bay Luminaires for Commercial and Industrial Buildings | Standard | FALSE | [9 empty] | 42417 |  |  | Yes |  | 3.1 | 38533.96 | 113.46 | 339.61 | 8.94 | 0.9734 | 4079 | 85.05
PUMSV3JW | Peerless Electric Company Ltd. | Peerless | LOPA-HBI-15-4-400-40K-ACW-XXX-347 | Indoor Luminaires | High-Bay | High-Bay Luminaires for Commercial and Industrial Buildings | Standard | FALSE | [9 empty] | 42417 |  |  | Yes |  | 3.1 | 37916.23 | 106.69 | 355.38 | 8.94 | 0.9734 | 4079 | 85.05
P6UC2A1D | Peerless Electric Company Ltd. | Peerless | LOPA-HBI-15-4-360-40K-ACW-XXX-347 | Indoor Luminaires | High-Bay | High-Bay Luminaires for Commercial and Industrial Buildings | Standard | FALSE | [9 empty] | 42417 |  |  | Yes |  | 3.1 | 36352.8 | 107.04 | 339.61 | 8.94 | 0.9734 | 4079 | 85.05
P9KP1P6G | Peerless Electric Company Ltd. | Peerless | LOPA-HBI-15-4-280-40K-[OMIT]-XXX-347 | Indoor Luminaires | High-Bay | High-Bay Luminaires for Commercial and Industrial Buildings | Standard | FALSE | [9 empty] | 42417 |  |  | Yes |  | 3.1 | 29970.86 | 115.64 | 259.16 | 8.94 | 0.9734 | 4079 | 85.05
P9GTDPU1 | Peerless Electric Company Ltd. | Peerless | LOPA-HBI-15-4-280-40K-ACW-XXX-347 | Indoor Luminaires | High-Bay | High-Bay Luminaires for Commercial and Industrial Buildings | Standard | FALSE | [9 empty] | 42417 |  |  | Yes |  | 3.1 | 28274.4 | 109.09 | 259.16 | 8.94 | 0.9734 | 4079 | 85.05
PRYC2QCH | Peerless Electric Company Ltd. | Peerless | LOPA-HBI-15-4-240-40K-[OMIT]-XXX-347 | Indoor Luminaires | High-Bay | High-Bay Luminaires for Commercial and Industrial Buildings | Standard | FALSE | [9 empty] | 42417 |  |  | Yes |  | 3.1 | 25689.31 | 117.33 | 218.93 | 8.94 | 0.9734 | 4079 | 85.05
PDJUM1N7 | Peerless Electric Company Ltd. | Peerless | LOPA-HBI-15-4-240-40K-ACW-XXX-347 | Indoor Luminaires | High-Bay | High-Bay Luminaires for Commercial and Industrial Buildings | Standard | FALSE | [9 empty] | 42417 |  |  | Yes |  | 3.1 | 24235.2 | 110.69 | 218.93 | 8.94 | 0.9734 | 4079 | 85.05
PD1Q9MNG | Peerless Electric Company Ltd. | Peerless | LOPA-HBI-15-4-200-40K-[OMIT]-XXX-347 | Indoor Luminaires | High-Bay | High-Bay Luminaires for Commercial and Industrial Buildings | Standard | FALSE | [9 empty] | 42417 |  |  | Yes |  | 3.1 | 21407.76 | 119.79 | 178.71 | 8.94 | 0.9734 | 4079 | 85.05
P6J7RFKV | Peerless Electric Company Ltd. | Peerless | LOPA-HBI-15-4-200-40K-ACW-XXX-347 | Indoor Luminaires | High-Bay | High-Bay Luminaires for Commercial and Industrial Buildings | Standard | FALSE | [9 empty] | 42417 |  |  | Yes |  | 3.1 | 20196 | 113 | 178.71 | 8.94 | 0.9734 | 4079 | 85.05
PFHUS7DB | Peerless Electric Company Ltd. | Peerless | LOPA-HBI-15-4-150-40K-[OMIT]-XXX-347 | Indoor Luminaires | High-Bay | High-Bay Luminaires for Commercial and Industrial Buildings | Standard | FALSE | [9 empty] | 42417 |  |  | Yes |  | 3.1 | 16027.16 | 124.33 | 128.9 | 8.94 | 0.9734 | 4079 | 85.05
PNTBU6C6 | Peerless Electric Company Ltd. | Peerless | LOPA-HBI-15-4-150-40K-ACW-XXX-347 | Indoor Luminaires | High-Bay | High-Bay Luminaires for Commercial and Industrial Buildings | Standard | FALSE | [9 empty] | 42417 |  |  | Yes |  | 3.1 | 15115 | 117.3 | 128.9 | 8.94 | 0.9732 | 4079 | 85.03
PEDC9SXM | Peerless Electric Company Ltd. | Peerless | LOPA-HBI-15-4-400-40K-[OMIT]-XXX-347-D | Indoor Luminaires | High-Bay | High-Bay Luminaires for Commercial and Industrial Buildings | Standard | FALSE | [9 empty] | 42417 |  |  | Yes |  | 3.1 | 40272.4 | 113.32 | 355.38 | 8.94 | 0.9734 | 4079 | 85.05
PA2CTXZE | Peerless Electric Company Ltd. | Peerless | LOPA-HBI-15-4-360-50K-[OMIT]-XXX-347-D | Indoor Luminaires | High-Bay | High-Bay Luminaires for Commercial and Industrial Buildings | Standard | FALSE | [9 empty] | 42417 |  |  | Yes |  | 3.1 | 38533.96 | 113.46 | 339.61 | 8.94 | 0.9734 | 4079 | 85.05
PCM5EFCF | Peerless Electric Company Ltd. | Peerless | LOPA-HBI-15-4-400-40K-ACW-XXX-347-D | Indoor Luminaires | High-Bay | High-Bay Luminaires for Commercial and Industrial Buildings | Standard | FALSE | [9 empty] | 42417 |  |  | Yes |  | 3.1 | 37916.23 | 106.69 | 355.38 | 8.94 | 0.9734 | 4079 | 85.05
PA4K755H | Peerless Electric Company Ltd. | Peerless | LOPA-HBI-15-4-360-50K-[OMIT]-XXX-347-D | Indoor Luminaires | High-Bay | High-Bay Luminaires for Commercial and Industrial Buildings | Standard | FALSE | [9 empty] | 42417 |  |  | Yes |  | 3.1 | 36352.8 | 107.04 | 339.61 | 8.94 | 0.9734 | 4079 | 85.05
PVA36U2M | Peerless Electric Company Ltd. | Peerless | LOPA-HBI-15-4-280-40K-[OMIT]-XXX-347-D | Indoor Luminaires | High-Bay | High-Bay Luminaires for Commercial and Industrial Buildings | Standard | FALSE | [9 empty] | 42417 |  |  | Yes |  | 3.1 | 29970.86 | 115.64 | 259.16 | 8.94 | 0.9734 | 4079 | 85.05
P2QJV8UX | Peerless Electric Company Ltd. | Peerless | LOPA-HBI-15-4-280-40K-ACW-XXX-347-D | Indoor Luminaires | High-Bay | High-Bay Luminaires for Commercial and Industrial Buildings | Standard | FALSE | [9 empty] | 42417 |  |  | Yes |  | 3.1 | 28274.4 | 109.09 | 259.16 | 8.94 | 0.9734 | 4079 | 85.05
P6MZ8X4V | Peerless Electric Company Ltd. | Peerless | LOPA-HBI-15-4-240-40K-[OMIT]-XXX-347-D | Indoor Luminaires | High-Bay | High-Bay Luminaires for Commercial and Industrial Buildings | Standard | FALSE | [9 empty] | 42417 |  |  | Yes |  | 3.1 | 25689.31 | 117.33 | 218.93 | 8.94 | 0.9734 | 4079 | 85.05
PKBWVCKQ | Peerless Electric Company Ltd. | Peerless | LOPA-HBI-15-4-240-40K-ACW-XXX-347-D | Indoor Luminaires | High-Bay | High-Bay Luminaires for Commercial and Industrial Buildings | Standard | FALSE | [9 empty] | 42417 |  |  | Yes |  | 3.1 | 24235.2 | 110.69 | 218.93 | 8.94 | 0.9734 | 4079 | 85.05
P7WGDZYZ | Peerless Electric Company Ltd. | Peerless | LOPA-HBI-15-4-200-40K-[OMIT]-XXX-347-D | Indoor Luminaires | High-Bay | High-Bay Luminaires for Commercial and Industrial Buildings | Standard | FALSE | [9 empty] | 42417 |  |  | Yes |  | 3.1 | 21407.76 | 119.79 | 178.71 | 8.94 | 0.9734 | 4079 | 85.05
P2RSE8WT | Peerless Electric Company Ltd. | Peerless | LOPA-HBI-15-4-200-40K-ACW-XXX-347-D | Indoor Luminaires | High-Bay | High-Bay Luminaires for Commercial and Industrial Buildings | Standard | FALSE | [9 empty] | 42417 |  |  | Yes |  | 3.1 | 20196 | 113 | 178.71 | 8.94 | 0.9734 | 4079 | 85.05
P5DHH7DR | Peerless Electric Company Ltd. | Peerless | LOPA-HBI-15-4-150-40K-[OMIT]-XXX-347-D | Indoor Luminaires | High-Bay | High-Bay Luminaires for Commercial and Industrial Buildings | Standard | FALSE | [9 empty] | 42417 |  |  | Yes |  | 3.1 | 16027.16 | 124.33 | 128.9 | 8.94 | 0.9734 | 4079 | 85.05
PRXKUU7R | Peerless Electric Company Ltd. | Peerless | LOPA-HBI-15-4-150-40K-ACW-XXX-347-D | Indoor Luminaires | High-Bay | High-Bay Luminaires for Commercial and Industrial Buildings | Standard | FALSE | [9 empty] | 42417 |  |  | Yes |  | 3.1 | 15115 | 117.3 | 128.9 | 8.94 | 0.9732 | 4079 | 85.03
P3SRBZG6 | Peerless Electric Company Ltd. | Peerless | LOPA-HBI-15-4-400-40K-[OMIT]-XXX-MV | Indoor Luminaires | High-Bay | High-Bay Luminaires for Commercial and Industrial Buildings | Standard | FALSE | [9 empty] | 42417 |  |  | Yes |  | 3.1 | 39924 | 111.1 | 359.46 | 10.87 | 0.9789 | 4073 | 85.05
PRUC82F1 | Peerless Electric Company Ltd. | Peerless | LOPA-HBI-15-4-360-40K-[OMIT]-XXX-MV | Indoor Luminaires | High-Bay | High-Bay Luminaires for Commercial and Industrial Buildings | Standard | FALSE | [9 empty] | 42417 |  |  | Yes |  | 3.1 | 38160 | 111.23 | 343.04 | 10.87 | 0.9789 | 4073 | 85.05
P3GN6HYK | Peerless Electric Company Ltd. | Peerless | LOPA-HBI-15-4-360-40K-ACW-XXX-MV | Indoor Luminaires | High-Bay | High-Bay Luminaires for Commercial and Industrial Buildings | Standard | FALSE | [9 empty] | 42417 |  |  | Yes |  | 3.1 | 36000 | 104.94 | 343.04 | 10.87 | 0.9789 | 4073 | 85.05
PQP8K83N | Peerless Electric Company Ltd. | Peerless | LOPA-HBI-15-4-280-40K-[OMIT]-XXX-MV | Indoor Luminaires | High-Bay | High-Bay Luminaires for Commercial and Industrial Buildings | Standard | FALSE | [9 empty] | 42417 |  |  | Yes |  | 3.1 | 29680 | 113.37 | 261.77 | 10.87 | 0.9789 | 4073 | 85.05
PU526EPH | Peerless Electric Company Ltd. | Peerless | LOPA-HBI-15-4-280-40K-ACW-XXX-MV | Indoor Luminaires | High-Bay | High-Bay Luminaires for Commercial and Industrial Buildings | Standard | FALSE | [9 empty] | 42417 |  |  | Yes |  | 3.1 | 28000 | 106.96 | 261.77 | 10.87 | 0.9789 | 4073 | 85.05
PHVK2V2Z | Peerless Electric Company Ltd. | Peerless | LOPA-HBI-15-4-240-40K-[OMIT]-XXX-MV | Indoor Luminaires | High-Bay | High-Bay Luminaires for Commercial and Industrial Buildings | Standard | FALSE | [9 empty] | 42417 |  |  | Yes |  | 3.1 | 25440 | 115.03 | 221.14 | 10.87 | 0.9789 | 4073 | 85.05
PCB9TYZ4 | Peerless Electric Company Ltd. | Peerless | LOPA-HBI-15-4-240-40K-ACW-XXX-MV | Indoor Luminaires | High-Bay | High-Bay Luminaires for Commercial and Industrial Buildings | Standard | FALSE | [9 empty] | 42417 |  |  | Yes |  | 3.1 | 24000 | 108.52 | 221.14 | 10.87 | 0.9789 | 4073 | 85.05
PND3KJJD | Peerless Electric Company Ltd. | Peerless | LOPA-HBI-15-4-200-40K-[OMIT]-XXX-MV | Indoor Luminaires | High-Bay | High-Bay Luminaires for Commercial and Industrial Buildings | Standard | FALSE | [9 empty] | 42417 |  |  | Yes |  | 3.1 | 21200 | 117.44 | 180.51 | 10.87 | 0.9789 | 4073 | 85.05
P2RCUG5D | Peerless Electric Company Ltd. | Peerless | LOPA-HBI-15-4-200-40K-ACW-XXX-MV | Indoor Luminaires | High-Bay | High-Bay Luminaires for Commercial and Industrial Buildings | Standard | FALSE | [9 empty] | 42417 |  |  | Yes |  | 3.1 | 20000 | 110.79 | 180.51 | 10.87 | 0.9789 | 4073 | 85.05
PXMZUF6V | Peerless Electric Company Ltd. | Peerless | LOPA-HBI-15-4-150-40K-[OMIT]-XXX-MV | Indoor Luminaires | High-Bay | High-Bay Luminaires for Commercial and Industrial Buildings | Standard | FALSE | [9 empty] | 42417 |  |  | Yes |  | 3.1 | 15991.8 | 122.43 | 130.62 | 10.87 | 0.9789 | 4073 | 85.05
P2PDTNCK | Peerless Electric Company Ltd. | Peerless | LOPA-HBI-15-4-400-40K-[OMIT]-XXX-MV-D | Indoor Luminaires | High-Bay | High-Bay Luminaires for Commercial and Industrial Buildings | Standard | FALSE | [9 empty] | 42417 |  |  | Yes |  | 3.1 | 39924 | 111.1 | 359.46 | 10.87 | 0.9789 | 4073 | 85.05
PWQXYK3A | Peerless Electric Company Ltd. | Peerless | LOPA-HBI-15-4-360-50K-[OMIT]-XXX-MV-D | Indoor Luminaires | High-Bay | High-Bay Luminaires for Commercial and Industrial Buildings | Standard | FALSE | [9 empty] | 42417 |  |  | Yes |  | 3.1 | 38160 | 111.23 | 343.04 | 10.87 | 0.9789 | 4073 | 85.05
PZDP18QZ | Peerless Electric Company Ltd. | Peerless | LOPA-HBI-15-4-400-40K-ACW-XXX-MV-D | Indoor Luminaires | High-Bay | High-Bay Luminaires for Commercial and Industrial Buildings | Standard | FALSE | [9 empty] | 42417 |  |  | Yes |  | 3.1 | 37568 | 104.6 | 358.97 | 10.87 | 0.9789 | 4073 | 85.05
PKMDB3VB | Peerless Electric Company Ltd. | Peerless | LOPA-HBI-15-4-360-50K-[OMIT]-XXX-MV-D | Indoor Luminaires | High-Bay | High-Bay Luminaires for Commercial and Industrial Buildings | Standard | FALSE | [9 empty] | 42417 |  |  | Yes |  | 3.1 | 36000 | 104.94 | 343.04 | 10.87 | 0.9789 | 4073 | 85.05
PCBHN3BF | Peerless Electric Company Ltd. | Peerless | LOPA-HBI-15-4-280-40K-[OMIT]-XXX-MV-D | Indoor Luminaires | High-Bay | High-Bay Luminaires for Commercial and Industrial Buildings | Standard | FALSE | [9 empty] | 42417 |  |  | Yes |  | 3.1 | 29680 | 113.37 | 261.77 | 10.87 | 0.9789 | 4073 | 85.05
PBZC8KU6 | Peerless Electric Company Ltd. | Peerless | LOPA-HBI-15-4-280-40K-ACW-XXX-MV-D | Indoor Luminaires | High-Bay | High-Bay Luminaires for Commercial and Industrial Buildings | Standard | FALSE | [9 empty] | 42417 |  |  | Yes |  | 3.1 | 28000 | 106.96 | 261.77 | 10.87 | 0.9789 | 4073 | 85.05
PC8DG77Z | Peerless Electric Company Ltd. | Peerless | LOPA-HBI-15-4-240-40K-[OMIT]-XXX-MV-D | Indoor Luminaires | High-Bay | High-Bay Luminaires for Commercial and Industrial Buildings | Standard | FALSE | [9 empty] | 42417 |  |  | Yes |  | 3.1 | 25440 | 115.03 | 221.14 | 10.87 | 0.9789 | 4073 | 85.05
PUUR8VD3 | Peerless Electric Company Ltd. | Peerless | LOPA-HBI-15-4-240-40K-ACW-XXX-MV-D | Indoor Luminaires | High-Bay | High-Bay Luminaires for Commercial and Industrial Buildings | Standard | FALSE | [9 empty] | 42417 |  |  | Yes |  | 3.1 | 24000 | 108.52 | 221.14 | 10.87 | 0.9789 | 4073 | 85.05
P97NB7WW | Peerless Electric Company Ltd. | Peerless | LOPA-HBI-15-4-200-40K-[OMIT]-XXX-MV-D | Indoor Luminaires | High-Bay | High-Bay Luminaires for Commercial and Industrial Buildings | Standard | FALSE | [9 empty] | 42417 |  |  | Yes |  | 3.1 | 21200 | 117.44 | 180.51 | 10.87 | 0.9789 | 4073 | 85.05
PR62JS23 | Peerless Electric Company Ltd. | Peerless | LOPA-HBI-15-4-200-40K-ACW-XXX-MV-D | Indoor Luminaires | High-Bay | High-Bay Luminaires for Commercial and Industrial Buildings | Standard | FALSE | [9 empty] | 42417 |  |  | Yes |  | 3.1 | 20000 | 110.79 | 180.51 | 10.87 | 0.9789 | 4073 | 85.05
PAWZZNKN | Peerless Electric Company Ltd. | Peerless | LOPA-HBI-15-4-150-40K-[OMIT]-XXX-MV-D | Indoor Luminaires | High-Bay | High-Bay Luminaires for Commercial and Industrial Buildings | Standard | FALSE | [9 empty] | 42417 |  |  | Yes |  | 3.1 | 15991.8 | 122.43 | 130.62 | 10.87 | 0.9789 | 4073 | 85.05
P8UEVZ1A | Peerless Electric Company Ltd. | Peerless | LOPA-HBI-15-4-150-40K-ACW-XXX-MV-D | Indoor Luminaires | High-Bay | High-Bay Luminaires for Commercial and Industrial Buildings | Standard | FALSE | [9 empty] | 42417 |  |  | Yes |  | 3.1 | 15088 | 115.5 | 130.62 | 10.87 | 0.9789 | 4073 | 85.05
PGVHBRU6 | Eaton (formerly Cooper Lighting) | Metalux | SSLED-LD1-12-W-UNV-L850-CD1-U | Indoor Luminaires | High-Bay | High-Bay Luminaires for Commercial and Industrial Buildings | Standard | TRUE | 13704.91 | 128.62 | 106.56 | 6.34 | 0.996 | 4854 | 84 | 5 |  | 42416 |  |  | Yes |  | 3.1
PCD289BV | Eaton (formerly Cooper Lighting) | Metalux | SSLED-LD1-12-N-UNV-L835-CD1-U | Indoor Luminaires | High-Bay | High-Bay Luminaires for Commercial and Industrial Buildings | Standard | TRUE | 13031.67 | 122.77 | 106.15 | 6.34 | 0.996 | 3392 | 83 | 5 |  | 42416 |  |  | Yes |  | 3.1
PNDKU7C6 | TechBrite LLC | VaporBrite | V272SS1B30D00XX | Indoor Luminaires | High-Bay | Low-Bay Luminaires for Commercial and Industrial Buildings | Standard | TRUE | 5219 | 103 | 50.81 | 6.97 | 0.983 | 3563 | 84.4 | 5 | 50000 | 42416 |  |  | No |  | 3.1 | 5219 | 102.71 | 50.81 | 6.97 | 0.983 | 3563 | 84.4
P1ZPH7US | Flex Lighting Solutions | Lusio | HD1-AACC-ABB | Indoor Luminaires | High-Bay | Low-Bay Luminaires for Commercial and Industrial Buildings | Premium | TRUE | 5830 | 128.3 | 45.43 | 9.1 | 0.979 | 3988 | 83.4 | 5 | 200000 | 42416 |  |  | No | HD1-UL-2M-40-WIDE-FL-LV | 3.1 | 5830 | 128.3 | 45.4 | 9.1 | 0.979 | 3988 | 82
PHAZKNBQ | Flex Lighting Solutions | Lusio | HD1-AACC-ABH | Indoor Luminaires | High-Bay | Low-Bay Luminaires for Commercial and Industrial Buildings | Premium | TRUE | 5860 | 125.8 | 46.59 | 13.36 | 0.944 | 3980 | 83.3 | 5 | 200000 | 42416 |  |  | No | HD1-UL-2M-40-WIDE-FL-HV | 3.1 | 5860 | 125.8 | 46.6 | 13.4 | 0.944 | 3980 | 82
PVR9C4V8 | The Straits Lighting Company LLC | SL903RK2 | SL903RK2-320W-4000K-D | Indoor Retrofit Kit | High-Bay | Retrofit Kits for High-Bay Luminaires for Commercial and Industrial Buildings | Premium | TRUE | 44780 | 140.99 | 317.6 | 13.91 | 0.9422 | 4156 | 75.1 | 5 | 50000 | 42416 |  |  | No |  | 3 | 44780 | 140.99 | 317.6 | 13.91 | 0.9422 | 4000 | 75.1
P8NSW5G3 | EWM International LLC | Every Watt Matters | RK-XL-32-MED-C110-741-[Mount]-415 | Indoor Retrofit Kit | High-Bay | Retrofit Kits for High-Bay Luminaires for Commercial and Industrial Buildings | Premium | TRUE | 44780 | 140.99 | 317.6 | 13.91 | 0.9422 | 4156 | 75.1 | 5 | 50000 | 42416 | Dimmable | Continuous Below 10 | No |  | 3 | 44780 | 140.99 | 317.6 | 13.91 | 0.9422 | 4000 | 75.1
P6YEHT5B | The Straits Lighting Company LLC | SL903RK2 | SL903RK2-120W-4000K-D | Indoor Retrofit Kit | High-Bay | Retrofit Kits for High-Bay Luminaires for Commercial and Industrial Buildings | Premium | TRUE | 16648 | 143.59 | 115.9 | 11.26 | 0.9304 | 4152 | 74.8 | 5 | 50000 | 42416 | Dimmable | Continuous Below 10 | No |  | 3 | 16648 | 143.59 | 115.9 | 11.26 | 0.9304 | 4000 | 74.8
PF59S22V | EWM International LLC | Every Watt Matters | RK-MD-12-MED-C110-741-[Mount]-415 | Indoor Retrofit Kit | High-Bay | Retrofit Kits for High-Bay Luminaires for Commercial and Industrial Buildings | Premium | TRUE | 16648 | 143.59 | 115.9 | 11.26 | 0.9304 | 4152 | 74.8 | 5 | 50000 | 42416 |  |  | No |  | 3 | 16648 | 143.59 | 115.9 | 11.26 | 0.9304 | 4000 | 74.8
PDHJHFH9 | GE Lighting Solutions | Albeo | ABV1[0 1 2 3 4 5 D]1E475xVxxxxx | Indoor Luminaires | High-Bay | High-Bay Luminaires for Commercial and Industrial Buildings | Standard | TRUE | 15489.5 | 101.8 | 152.2 | 11.7 | 0.93 | 3960 | 72.9 | 5 |  | 42416 |  |  | Yes |  | 3.1 | 15750 | 101.6 | 155 | 20 | 0.9 | 4000 | 70
PMHBDPY4 | The Straits Lighting Company LLC | SL903RK2 | SL903RK2-320W-4000K-D-HV | Indoor Retrofit Kit | High-Bay | Retrofit Kits for High-Bay Luminaires for Commercial and Industrial Buildings | Premium | TRUE | 39314 | 121.15 | 324.5 | 13.15 | 0.9238 | 4156 | 75.1 | 5 | 50000 | 42416 |  |  | No |  | 3 | 39314 | 121.15 | 324.5 | 13.15 | 0.9238 | 4000 | 75.1
P96P16UK | EWM International LLC | Every Watt Matters | RK-XL-32-HED-C110-741-[Mount]-415 | Indoor Retrofit Kit | High-Bay | Retrofit Kits for High-Bay Luminaires for Commercial and Industrial Buildings | Premium | TRUE | 39314 | 121.15 | 324.5 | 13.15 | 0.9238 | 4156 | 75.1 | 5 | 50000 | 42416 | Dimmable | Continuous Below 10 | No |  | 3 | 39314 | 121.15 | 324.5 | 13.15 | 0.9238 | 4000 | 75.1
PUT7MVD1 | Flex Lighting Solutions | Lusio | HD1-ADDC-AAB | Indoor Luminaires | High-Bay | High-Bay Luminaires for Commercial and Industrial Buildings | Premium | TRUE | 23218 | 133.8 | 173.5 | 13.85 | 0.917 | 5005 | 83.3 | 5 | 200000 | 42416 |  |  | No | HD1-UL-8M-50-WIDE-CL-LV | 3.1 | 23882.8 | 137.9 | 173.2 | 13.9 | 0.917 | 5005 | 82
P1NEMCBV | Flex Lighting Solutions | Lusio | HD1-ADCC-ABB | Indoor Luminaires | High-Bay | High-Bay Luminaires for Commercial and Industrial Buildings | Premium | TRUE | 22089.2 | 126.3 | 174.9 | 13.13 | 0.917 | 3984 | 83 | 5 | 200000 | 42416 |  |  | No | HD1-UL-8M-40-WIDE-FL-LV | 3.1 | 22089.2 | 126.3 | 174.9 | 13.1 | 0.995 | 3984 | 82
PMHYZHTH | Eaton (formerly Cooper Lighting) | Metalux | SSLED-LD1-28-N-UNV-L835-CD2-U | Indoor Luminaires | High-Bay | High-Bay Luminaires for Commercial and Industrial Buildings | Standard | TRUE | 25458.93 | 93.8 | 271.42 | 21.4 | 0.901 | 3433 | 82.4 | 5 |  | 42416 |  |  | Yes |  | 3.1
PDVVFKTC | The Straits Lighting Company LLC | SL903RK2 | SL903RK2-120W-5000K | Indoor Retrofit Kit | High-Bay | Retrofit Kits for High-Bay Luminaires for Commercial and Industrial Buildings | Premium | FALSE | [9 empty] | 42416 | Not Yet Verified | Not Yet Verified | No |  | 3 | 16993 | 145.86 | 116.5 | 11.52 | 0.9328 | 5000 | 75.2
PRRAY2W7 | The Straits Lighting Company LLC | SL903RK2 | SL903RK2-320W-5000K | Indoor Retrofit Kit | High-Bay | Retrofit Kits for High-Bay Luminaires for Commercial and Industrial Buildings | Premium | FALSE | [9 empty] | 42416 |  |  | No |  | 3 | 45529 | 144.12 | 315.9 | 13.96 | 0.9425 | 5000 | 73.4
P2A467WP | The Straits Lighting Company LLC | SL903RK2 | SL903RK2-120W-5000K-D | Indoor Retrofit Kit | High-Bay | Retrofit Kits for High-Bay Luminaires for Commercial and Industrial Buildings | Premium | FALSE | [9 empty] | 42416 | Dimmable | Continuous Below 10 | No |  | 3 | 16993 | 145.86 | 116.5 | 11.52 | 0.9328 | 5000 | 75.2
PC2NTAYA | The Straits Lighting Company LLC | SL903RK2 | SL903RK2-320W-5000K-D | Indoor Retrofit Kit | High-Bay | Retrofit Kits for High-Bay Luminaires for Commercial and Industrial Buildings | Premium | FALSE | [9 empty] | 42416 | Dimmable | Continuous Below 10 | No |  | 3 | 45529 | 144.12 | 315.9 | 13.96 | 0.9425 | 5000 | 73.4
PTV3ZTZ6 | The Straits Lighting Company LLC | SL903RK2 | SL903RK2-320W-5000K-D-HV | Indoor Retrofit Kit | High-Bay | Retrofit Kits for High-Bay Luminaires for Commercial and Industrial Buildings | Premium | FALSE | [9 empty] | 42416 |  |  | No |  | 3 | 40093 | 123.63 | 324.3 | 13.2 | 0.9177 | 5000 | 73.4
P3SBV3DF | The Straits Lighting Company LLC | SL903RK2 | SL903RK2-320W-5000K-HV | Indoor Retrofit Kit | High-Bay | Retrofit Kits for High-Bay Luminaires for Commercial and Industrial Buildings | Premium | FALSE | [9 empty] | 42416 | Dimmable | Continuous Below 10 | No |  | 3 | 40093 | 123.63 | 324.3 | 13.2 | 0.9177 | 5000 | 73.4
PB28QW96 | The Straits Lighting Company LLC | SL903RK2 | SL903RK2-320W-4500K | Indoor Retrofit Kit | High-Bay | Retrofit Kits for High-Bay Luminaires for Commercial and Industrial Buildings | Premium | FALSE | [9 empty] | 42416 | Not Yet Verified | Not Yet Verified | No |  | 3 | 44780 | 140.99 | 317.6 | 13.91 | 0.9422 | 4500 | 75.1
P6CWGRDV | The Straits Lighting Company LLC | SL903RK2 | SL903RK2-120W-4500K | Indoor Retrofit Kit | High-Bay | Retrofit Kits for High-Bay Luminaires for Commercial and Industrial Buildings | Premium | FALSE | [9 empty] | 42416 | Not Yet Verified | Not Yet Verified | No |  | 3 | 16648 | 143.59 | 115.9 | 11.26 | 0.9304 | 4500 | 74.8
PR26KRJJ | The Straits Lighting Company LLC | SL903RK2 | SL903RK2-320W-4500K-D | Indoor Retrofit Kit | High-Bay | Retrofit Kits for High-Bay Luminaires for Commercial and Industrial Buildings | Premium | FALSE | [9 empty] | 42416 |  |  | No |  | 3 | 44780 | 140.99 | 317.6 | 13.91 | 0.9422 | 4500 | 75.1
PWF8G18H | The Straits Lighting Company LLC | SL903RK2 | SL903RK2-320W-4500K-D-HV | Indoor Retrofit Kit | High-Bay | Retrofit Kits for High-Bay Luminaires for Commercial and Industrial Buildings | Premium | FALSE | [9 empty] | 42416 |  |  | No |  | 3 | 39314 | 121.15 | 324.5 | 13.15 | 0.9238 | 4500 | 75.1
P3MBYRRD | The Straits Lighting Company LLC | SL903RK2 | SL903RK2-320W-4500K-HV | Indoor Retrofit Kit | High-Bay | Retrofit Kits for High-Bay Luminaires for Commercial and Industrial Buildings | Premium | FALSE | [9 empty] | 42416 | Dimmable | Continuous Below 10 | No |  | 3 | 39314 | 121.15 | 324.5 | 13.15 | 0.9238 | 4500 | 75.1
PFTRBEJ1 | The Straits Lighting Company LLC | SL903RK2 | SL903RK2-120W-4500K-D | Indoor Retrofit Kit | High-Bay | Retrofit Kits for High-Bay Luminaires for Commercial and Industrial Buildings | Premium | FALSE | [9 empty] | 42416 |  |  | No |  | 3 | 16648 | 143.59 | 115.9 | 11.26 | 0.9304 | 4500 | 74.8
P168DK8F | The Straits Lighting Company LLC | SL903RK2 | SL903RK2-320W-4000K | Indoor Retrofit Kit | High-Bay | Retrofit Kits for High-Bay Luminaires for Commercial and Industrial Buildings | Premium | FALSE | [9 empty] | 42416 | Not Yet Verified | Not Yet Verified | No |  | 3 | 44780 | 140.99 | 317.6 | 13.91 | 0.9422 | 4000 | 75.1
PV9ZYDGF | The Straits Lighting Company LLC | SL903RK2 | SL903RK2-120W-4000K | Indoor Retrofit Kit | High-Bay | Retrofit Kits for High-Bay Luminaires for Commercial and Industrial Buildings | Premium | FALSE | [9 empty] | 42416 |  |  | No |  | 3 | 16648 | 143.59 | 115.9 | 11.26 | 0.9304 | 4000 | 74.8
P2TTP9DX | The Straits Lighting Company LLC | SL903RK2 | SL903RK2-320W-4000K-HV | Indoor Retrofit Kit | High-Bay | Retrofit Kits for High-Bay Luminaires for Commercial and Industrial Buildings | Premium | FALSE | [9 empty] | 42416 | Dimmable | Continuous Below 10 | No |  | 3 | 39314 | 121.15 | 324.5 | 13.15 | 0.9238 | 4000 | 75.1
PBHCRP24 | EWM International LLC | Every Watt Matters | RK-MD-12-MEN-C110-750-[Mount]-415 | Indoor Retrofit Kit | High-Bay | Retrofit Kits for High-Bay Luminaires for Commercial and Industrial Buildings | Premium | FALSE | [9 empty] | 42416 | Not Dimmable | Not Dimmable | No |  | 3 | 16993 | 145.86 | 116.5 | 11.52 | 0.9328 | 5000 | 75.2
P3CUJZMG | EWM International LLC | Every Watt Matters | RK-XL-32-MEN-C110-750-[Mount]-415 | Indoor Retrofit Kit | High-Bay | Retrofit Kits for High-Bay Luminaires for Commercial and Industrial Buildings | Premium | FALSE | [9 empty] | 42416 | Not Dimmable | Not Dimmable | No |  | 3 | 45529 | 144.12 | 315.9 | 13.96 | 0.9425 | 5000 | 73.4
PW4EQ1ZY | EWM International LLC | Every Watt Matters | RK-XL-32-HEN-C110-750-[Mount]-415 | Indoor Retrofit Kit | High-Bay | Retrofit Kits for High-Bay Luminaires for Commercial and Industrial Buildings | Premium | FALSE | [9 empty] | 42416 |  |  | No |  | 3 | 40093 | 123.63 | 324.3 | 13.2 | 0.9177 | 5000 | 73.4
P5GWZE8N | EWM International LLC | Every Watt Matters | RK-XL-32-MEN-C110-741-[Mount]-415 | Indoor Retrofit Kit | High-Bay | Retrofit Kits for High-Bay Luminaires for Commercial and Industrial Buildings | Premium | FALSE | [9 empty] | 42416 | Not Dimmable | Not Dimmable | No |  | 3 | 44780 | 140.99 | 317.6 | 13.91 | 0.9422 | 4000 | 75.1
PD5ZG1TT | EWM International LLC | Every Watt Matters | RK-MD-12-MEN-C110-741-[Mount]-415 | Indoor Retrofit Kit | High-Bay | Retrofit Kits for High-Bay Luminaires for Commercial and Industrial Buildings | Premium | FALSE | [9 empty] | 42416 | Not Dimmable | Not Dimmable | No |  | 3 | 16648 | 143.59 | 115.9 | 11.26 | 0.9304 | 4000 | 74.8
PHRXRD3J | EWM International LLC | Every Watt Matters | RK-XL-32-HEN-C110-741-[Mount]-415 | Indoor Retrofit Kit | High-Bay | Retrofit Kits for High-Bay Luminaires for Commercial and Industrial Buildings | Premium | FALSE | [9 empty] | 42416 |  |  | No |  | 3 | 39314 | 121.15 | 324.5 | 13.15 | 0.9238 | 4000 | 75.1
PSFVDX1D | TechBrite LLC | VaporBrite | V874SS1B50G00XX | Indoor Luminaires | High-Bay | Low-Bay Luminaires for Commercial and Industrial Buildings | Standard | FALSE | [9 empty] | 42416 |  |  | No |  | 3.1 | 10543.82 | 114.42 | 92.15 | 9.66 | 0.984 | 5299 | 84.8
PFX4TUSN | TechBrite LLC | VaporBrite | V874SS1B50F00XX | Indoor Luminaires | High-Bay | Low-Bay Luminaires for Commercial and Industrial Buildings | Standard | FALSE | [9 empty] | 42416 |  |  | No |  | 3.1 | 9029.86 | 114.42 | 78.91 | 9.66 | 0.984 | 5299 | 84.8
PBY6TP3U | TechBrite LLC | VaporBrite | V874SS1B50E00XX | Indoor Luminaires | High-Bay | Low-Bay Luminaires for Commercial and Industrial Buildings | Standard | FALSE | [9 empty] | 42416 |  |  | No |  | 3.1 | 7347.13 | 125.03 | 58.76 | 9.66 | 0.984 | 5299 | 84.8
PDNEWXHE | TechBrite LLC | VaporBrite | V272SS1B50D00XX | Indoor Luminaires | High-Bay | Low-Bay Luminaires for Commercial and Industrial Buildings | Standard | FALSE | [9 empty] | 42416 |  |  | No |  | 3.1 | 5470 | 107.69 | 50.79 | 8.07 | 0.955 | 5299 | 84.8
PTD4M4CM | TechBrite LLC | VaporBrite | V874SS1B40G00XX | Indoor Luminaires | High-Bay | Low-Bay Luminaires for Commercial and Industrial Buildings | Standard | FALSE | [9 empty] | 42416 |  |  | No |  | 3.1 | 10181.79 | 110.49 | 92.15 | 9.66 | 0.984 | 4000 | 84.61
PDJWPW78 | TechBrite LLC | VaporBrite | V874SS1B40F00XX | Indoor Luminaires | High-Bay | Low-Bay Luminaires for Commercial and Industrial Buildings | Standard | FALSE | [9 empty] | 42416 |  |  | No |  | 3.1 | 8719.82 | 110.49 | 78.91 | 9.66 | 0.984 | 4000 | 84.61
PBDAERWB | TechBrite LLC | VaporBrite | V874SS1B40E00XX | Indoor Luminaires | High-Bay | Low-Bay Luminaires for Commercial and Industrial Buildings | Standard | FALSE | [9 empty] | 42416 |  |  | No |  | 3.1 | 7094.86 | 120.74 | 58.76 | 9.66 | 0.984 | 4000 | 84.61
PUKJKCVP | TechBrite LLC | VaporBrite | V272SS1B40D00XX | Indoor Luminaires | High-Bay | Low-Bay Luminaires for Commercial and Industrial Buildings | Standard | FALSE | [9 empty] | 42416 |  |  | No |  | 3.1 | 5282.18 | 103.95 | 50.81 | 8.07 | 0.955 | 4000 | 84.61
PVFT3DZX | TechBrite LLC | VaporBrite | V874SS1B30G00XX | Indoor Luminaires | High-Bay | Low-Bay Luminaires for Commercial and Industrial Buildings | Standard | FALSE | [9 empty] | 42416 |  |  | No |  | 3.1 | 10060 | 109.16 | 92.15 | 9.66 | 0.984 | 3543 | 84.4
PGHVQVFW | TechBrite LLC | VaporBrite | V874SS1B30F00XX | Indoor Luminaires | High-Bay | Low-Bay Luminaires for Commercial and Industrial Buildings | Standard | FALSE | [9 empty] | 42416 |  |  | No |  | 3.1 | 8615.51 | 109.16 | 78.91 | 9.66 | 0.984 | 3543 | 84.4
PPWGZVJ3 | TechBrite LLC | VaporBrite | V874SS1B30E00XX | Indoor Luminaires | High-Bay | Low-Bay Luminaires for Commercial and Industrial Buildings | Standard | FALSE | [9 empty] | 42416 |  |  | No |  | 3.1 | 7010 | 119.29 | 58.76 | 9.66 | 0.984 | 3543 | 84.4
PWF7P7E1 | GE Lighting Solutions | Albeo | ABV1[0 1 2 3 4 5 D]1E571xVxxxxx | Indoor Luminaires | High-Bay | High-Bay Luminaires for Commercial and Industrial Buildings | Standard | FALSE | [9 empty] | 42416 |  |  | Yes |  | 3 | 17200 | 111 | 155 | 20 | 0.9 | 5000 | 70
P6NKZGDA | GE Lighting Solutions | Albeo | ABV1[0 1 2 3 4 5 D]1E57DxVxxxxx | Indoor Luminaires | High-Bay | High-Bay Luminaires for Commercial and Industrial Buildings | Standard | FALSE | [9 empty] | 42416 |  |  | Yes |  | 3 | 16900 | 109 | 155 | 20 | 0.9 | 5000 | 70
P821CEPW | GE Lighting Solutions | Albeo | ABV1[0 1 2 3 4 5 D]1E579xVxxxxx | Indoor Luminaires | High-Bay | High-Bay Luminaires for Commercial and Industrial Buildings | Standard | FALSE | [9 empty] | 42416 |  |  | Yes |  | 3 | 16600 | 107.1 | 155 | 20 | 0.9 | 5000 | 70
PCVXQY3F | GE Lighting Solutions | Albeo | ABV1[0 1 2 3 4 5 D]1E575xVxxxxx | Indoor Luminaires | High-Bay | High-Bay Luminaires for Commercial and Industrial Buildings | Standard | FALSE | [9 empty] | 42416 |  |  | Yes |  | 3 | 15750 | 101.6 | 155 | 20 | 0.9 | 5000 | 70
P1DBG715 | GE Lighting Solutions | Albeo | ABV1[0 1 2 3 4 5 D]1E471xVxxxxx | Indoor Luminaires | High-Bay | High-Bay Luminaires for Commercial and Industrial Buildings | Standard | FALSE | [9 empty] | 42416 |  |  | Yes |  | 3 | 17200 | 111 | 155 | 20 | 0.9 | 4000 | 70
PY1D6B3Z | GE Lighting Solutions | Albeo | ABV1[0 1 2 3 4 5 D]1E47DxVxxxxx | Indoor Luminaires | High-Bay | High-Bay Luminaires for Commercial and Industrial Buildings | Standard | FALSE | [9 empty] | 42416 |  |  | Yes |  | 3 | 16900 | 109 | 155 | 20 | 0.9 | 4000 | 70
PYNT3JKV | GE Lighting Solutions | Albeo | ABV1[0 1 2 3 4 5 D]1E479xVxxxxx | Indoor Luminaires | High-Bay | High-Bay Luminaires for Commercial and Industrial Buildings | Standard | FALSE | [9 empty] | 42416 |  |  | Yes |  | 3 | 16600 | 107.1 | 155 | 20 | 0.9 | 4000 | 70
PXKCKEE8 | Flex Lighting Solutions | Lusio | HD1-ACDC-AAB | Indoor Luminaires | High-Bay | High-Bay Luminaires for Commercial and Industrial Buildings | Premium | FALSE | [9 empty] | 42416 |  |  | No | HD1-UL-6M-50-WIDE-CL-LV | 3.1 | 17912.1 | 137.9 | 129.9 | 13.9 | 0.917 | 5005 | 82
P3QQJ92A | Flex Lighting Solutions | Lusio | HD1-ADDC-AAH | Indoor Luminaires | High-Bay | High-Bay Luminaires for Commercial and Industrial Buildings | Premium | FALSE | [9 empty] | 42416 |  |  | No | HD1-UL-8M-50-WIDE-CL-HV | 3.1 | 23913.9 | 140 | 170.9 | 9.3 | 0.973 | 5005 | 82
PQ94PTHB | Flex Lighting Solutions | Lusio | HD1-ACDC-AAH | Indoor Luminaires | High-Bay | High-Bay Luminaires for Commercial and Industrial Buildings | Premium | FALSE | [9 empty] | 42416 |  |  | No | HD1-UL-6M-50-WIDE-CL-HV | 3.1 | 17935.5 | 140 | 128.2 | 9.3 | 0.973 | 5005 | 82
P59TX1TN | Flex Lighting Solutions | Lusio | HD1-ADDC-ABB | Indoor Luminaires | High-Bay | High-Bay Luminaires for Commercial and Industrial Buildings | Premium | FALSE | [9 empty] | 42416 |  |  | No | HD1-UL-8M-50-WIDE-FL-LV | 3.1 | 22628 | 130.5 | 173.4 | 13.9 | 0.917 | 5001 | 82
PUM5HXQ7 | Flex Lighting Solutions | Lusio | HD1-ACDC-ABB | Indoor Luminaires | High-Bay | High-Bay Luminaires for Commercial and Industrial Buildings | Premium | FALSE | [9 empty] | 42416 |  |  | No | HD1-UL-6M-50-WIDE-FL-LV | 3.1 | 16971 | 130.5 | 130.1 | 13.9 | 0.917 | 5001 | 82
P56XJK9V | Flex Lighting Solutions | Lusio | HD1-ADDC-ABH | Indoor Luminaires | High-Bay | High-Bay Luminaires for Commercial and Industrial Buildings | Premium | FALSE | [9 empty] | 42416 |  |  | No | HD1-UL-8M-50-WIDE-FL-HV | 3.1 | 22657.5 | 130.5 | 170.9 | 9.3 | 0.973 | 5001 | 82
PFUFAP2P | Flex Lighting Solutions | Lusio | HD1-ACDC-ABH | Indoor Luminaires | High-Bay | High-Bay Luminaires for Commercial and Industrial Buildings | Premium | FALSE | [9 empty] | 42416 |  |  | No | HD1-UL-6M-50-WIDE-FL-HV | 3.1 | 16993.1 | 132.6 | 128.2 | 9.3 | 0.973 | 5001 | 82
P17J1PUR | Flex Lighting Solutions | Lusio | HD1-ABDC-AAB | Indoor Luminaires | High-Bay | High-Bay Luminaires for Commercial and Industrial Buildings | Premium | FALSE | [9 empty] | 42416 |  |  | No | HD1-UL-4M-50-WIDE-CL-LV | 3.1 | 12134.8 | 141 | 86.1 | 12 | 0.921 | 4000 | 82
P89MNDDG | Flex Lighting Solutions | Lusio | HD1-ABCC-AAB | Indoor Luminaires | High-Bay | High-Bay Luminaires for Commercial and Industrial Buildings | Premium | FALSE | [9 empty] | 42416 |  |  | No | HD1-UL-4M-40-WIDE-CL-LV | 3.1 | 11845.9 | 137.7 | 86.1 | 12 | 0.921 | 4000 | 82
PHN56QQQ | Flex Lighting Solutions | Lusio | HD1-ABDC-ABB | Indoor Luminaires | High-Bay | High-Bay Luminaires for Commercial and Industrial Buildings | Premium | FALSE | [9 empty] | 42416 |  |  | No | HD1-UL-4M-50-WIDE-FL-LV | 3.1 | 11497.3 | 133.6 | 86.1 | 12 | 0.921 | 4000 | 82
P1HZ2N28 | Flex Lighting Solutions | Lusio | HD1-ABCC-ABB | Indoor Luminaires | High-Bay | High-Bay Luminaires for Commercial and Industrial Buildings | Premium | FALSE | [9 empty] | 42416 |  |  | No | HD1-UL-4M-40-WIDE-FL-LV | 3.1 | 11223.5 | 130.4 | 86.1 | 12 | 0.921 | 4000 | 82
P9TAPD5P | Flex Lighting Solutions | Lusio | HD1-ABDC-AAH | Indoor Luminaires | High-Bay | High-Bay Luminaires for Commercial and Industrial Buildings | Premium | FALSE | [9 empty] | 42416 |  |  | No | HD1-UL-4M-50-WIDE-CL-HV | 3.1 | 12237 | 138.1 | 88.6 | 13.4 | 0.952 | 3995 | 82
PEDSN19T | Flex Lighting Solutions | Lusio | HD1-ABCC-AAH | Indoor Luminaires | High-Bay | High-Bay Luminaires for Commercial and Industrial Buildings | Premium | FALSE | [9 empty] | 42416 |  |  | No | HD1-UL-4M-40-WIDE-CL-HV | 3.1 | 11945.6 | 134.8 | 88.6 | 13.4 | 0.952 | 3995 | 82
PMRHB9RJ | Flex Lighting Solutions | Lusio | HD1-ABDC-ABH | Indoor Luminaires | High-Bay | High-Bay Luminaires for Commercial and Industrial Buildings | Premium | FALSE | [9 empty] | 42416 |  |  | No | HD1-UL-4M-50-WIDE-FL-HV | 3.1 | 11594.1 | 130.8 | 88.6 | 13.4 | 0.952 | 3995 | 82
PZW6W12R | Flex Lighting Solutions | Lusio | HD1-ABCC-ABH | Indoor Luminaires | High-Bay | High-Bay Luminaires for Commercial and Industrial Buildings | Premium | FALSE | [9 empty] | 42416 |  |  | No | HD1-UL-4M-40-WIDE-FL-HV | 3.1 | 11318 | 127.7 | 88.6 | 13.4 | 0.952 | 3995 | 82
PRAYPDGV | Flex Lighting Solutions | Lusio | HD1-AADC-AAB | Indoor Luminaires | High-Bay | Low-Bay Luminaires for Commercial and Industrial Buildings | Premium | FALSE | [9 empty] | 42416 |  |  | No | HD1-UL-2M-50-WIDE-CL-LV | 3.1 | 6303.4 | 138.7 | 45.4 | 9.1 | 0.979 | 3988 | 82
PPQ2PN1P | Flex Lighting Solutions | Lusio | HD1-AACC-AAB | Indoor Luminaires | High-Bay | Low-Bay Luminaires for Commercial and Industrial Buildings | Premium | FALSE | [9 empty] | 42416 |  |  | No | HD1-UL-2M-40-WIDE-CL-LV | 3.1 | 6153.3 | 135.4 | 45.4 | 9.1 | 0.979 | 3988 | 82
PEHUANYW | Flex Lighting Solutions | Lusio | HD1-AADC-ABB | Indoor Luminaires | High-Bay | Low-Bay Luminaires for Commercial and Industrial Buildings | Premium | FALSE | [9 empty] | 42416 |  |  | No | HD1-UL-2M-50-WIDE-FL-LV | 3.1 | 5972.2 | 131.5 | 45.4 | 9.1 | 0.979 | 3988 | 82
PMMPUNWW | Flex Lighting Solutions | Lusio | HD1-ADCC-AAH | Indoor Luminaires | High-Bay | High-Bay Luminaires for Commercial and Industrial Buildings | Premium | FALSE | [9 empty] | 42416 |  |  | No | HD1-UL-8M-40-WIDE-CL-HV | 3.1 | 23344.5 | 135.4 | 172.4 | 9.3 | 0.973 | 3985 | 82
PZSUC52T | Flex Lighting Solutions | Lusio | HD1-ADCC-ABH | Indoor Luminaires | High-Bay | High-Bay Luminaires for Commercial and Industrial Buildings | Premium | FALSE | [9 empty] | 42416 |  |  | No | HD1-UL-8M-40-WIDE-FL-HV | 3.1 | 22118 | 128.3 | 172.4 | 9.3 | 0.973 | 3985 | 82
P4RG2T67 | Flex Lighting Solutions | Lusio | HD1-ACCC-AAH | Indoor Luminaires | High-Bay | High-Bay Luminaires for Commercial and Industrial Buildings | Premium | FALSE | [9 empty] | 42416 |  |  | No | HD1-UL-6M-40-WIDE-CL-HV | 3.1 | 17508.4 | 135.4 | 129.3 | 9.3 | 0.973 | 3985 | 82
PSBRDHFY | Flex Lighting Solutions | Lusio | HD1-ACCC-ABH | Indoor Luminaires | High-Bay | High-Bay Luminaires for Commercial and Industrial Buildings | Premium | FALSE | [9 empty] | 42416 |  |  | No | HD1-UL-6M-40-WIDE-FL-HV | 3.1 | 16588.5 | 128.3 | 129.3 | 9.3 | 0.973 | 3985 | 82
PKNUTKP3 | Flex Lighting Solutions | Lusio | HD1-ADCC-AAB | Indoor Luminaires | High-Bay | High-Bay Luminaires for Commercial and Industrial Buildings | Premium | FALSE | [9 empty] | 42416 |  |  | No | HD1-UL-8M-40-WIDE-CL-LV | 3.1 | 23314.1 | 133.3 | 174.9 | 13.1 | 0.995 | 3984 | 82
P5ARRWJ3 | Flex Lighting Solutions | Lusio | HD1-ACCC-AAB | Indoor Luminaires | High-Bay | High-Bay Luminaires for Commercial and Industrial Buildings | Premium | FALSE | [9 empty] | 42416 |  |  | No | HD1-UL-6M-40-WIDE-CL-LV | 3.1 | 17485.6 | 133.3 | 131.2 | 13.1 | 0.995 | 3984 | 82
P81CDJV4 | Flex Lighting Solutions | Lusio | HD1-ACCC-ABB | Indoor Luminaires | High-Bay | High-Bay Luminaires for Commercial and Industrial Buildings | Premium | FALSE | [9 empty] | 42416 |  |  | No | HD1-UL-6M-40-WIDE-FL-LV | 3.1 | 16566.9 | 126.3 | 131.2 | 13.1 | 0.995 | 3984 | 82
PCJA2DAA | Flex Lighting Solutions | Lusio | HD1-AADC-AAH | Indoor Luminaires | High-Bay | Low-Bay Luminaires for Commercial and Industrial Buildings | Premium | FALSE | [9 empty] | 42416 |  |  | No | HD1-UL-2M-50-WIDE-CL-HV | 3.1 | 6335.8 | 136 | 46.6 | 13.4 | 0.944 | 3980 | 82
PGHXNQB2 | Flex Lighting Solutions | Lusio | HD1-AACC-AAH | Indoor Luminaires | High-Bay | Low-Bay Luminaires for Commercial and Industrial Buildings | Premium | FALSE | [9 empty] | 42416 |  |  | No | HD1-UL-2M-40-WIDE-CL-HV | 3.1 | 6185 | 132.8 | 46.6 | 13.4 | 0.944 | 3980 | 82
P154C62E | Flex Lighting Solutions | Lusio | HD1-AADC-ABH | Indoor Luminaires | High-Bay | Low-Bay Luminaires for Commercial and Industrial Buildings | Premium | FALSE | [9 empty] | 42416 |  |  | No | HD1-UL-2M-50-WIDE-FL-HV | 3.1 | 6002.9 | 128.8 | 46.6 | 13.4 | 0.944 | 3980 | 82
P4BX2CS1 | Eaton (formerly Cooper Lighting) | Metalux | SSLED-LD1-12-[Ambient: BLANK]-W-[Voltages: 120-277347480]-L850-[Options: EL20W-REM]-CD1-[All Mounting]-[All Wiring]-[Options Include blank & All Sensor Options] ? [All Packaging] | Indoor Luminaires | High-Bay | High-Bay Luminaires for Commercial and Industrial Buildings | Standard | FALSE | [9 empty] | 42416 |  |  | Yes |  | 3.1 | 13679.04 | 129.05 | 106 | 5.4 | 0.997 | 5000 | 80
PNA67ZMT | Eaton (formerly Cooper Lighting) | Metalux | SSLED-LD1-12-[Ambient: BLANK]-M-[Voltages: 120-277347480]-L850-[Options: EL20W-REM]-CD1-[All Mounting]-[All Wiring]-[Options Include blank & All Sensor Options] ? [All Packaging] | Indoor Luminaires | High-Bay | High-Bay Luminaires for Commercial and Industrial Buildings | Standard | FALSE | [9 empty] | 42416 |  |  | Yes |  | 3.1 | 13487.68 | 127.24 | 106 | 5.4 | 0.997 | 5000 | 80
P9169A9Q | Eaton (formerly Cooper Lighting) | Metalux | SSLED-LD1-12-[Ambient: BLANK]-N-[Voltages: 120-277347480]-L850-[Options: EL20W-REM]-CD1-[All Mounting]-[All Wiring]-[Options Include blank & All Sensor Options] ? [All Packaging] | Indoor Luminaires | High-Bay | High-Bay Luminaires for Commercial and Industrial Buildings | Standard | FALSE | [9 empty] | 42416 |  |  | Yes |  | 3.1 | 12796.11 | 120.72 | 106 | 5.4 | 0.997 | 5000 | 80
P7HESWWT | Eaton (formerly Cooper Lighting) | Metalux | SSLED-LD1-24-[Ambient: BLANK]-W-[Voltages: 120-277347480]-L850-[Options: EL20W-REM]-CD2-[All Mounting]-[All Wiring]-[Options Include blank & All Sensor Options] ? [All Packaging] | Indoor Luminaires | High-Bay | High-Bay Luminaires for Commercial and Industrial Buildings | Standard | FALSE | [9 empty] | 42416 |  |  | Yes |  | 3.1 | 25091.75 | 109.57 | 229 | 5.1 | 0.997 | 5000 | 80
PREN4RU1 | Eaton (formerly Cooper Lighting) | Metalux | SSLED-LD1-24-[Ambient: BLANK]-M-[Voltages: 120-277347480]-L850-[Options: EL20W-REM]-CD2-[All Mounting]-[All Wiring]-[Options Include blank & All Sensor Options] ? [All Packaging] | Indoor Luminaires | High-Bay | High-Bay Luminaires for Commercial and Industrial Buildings | Standard | FALSE | [9 empty] | 42416 |  |  | Yes |  | 3.1 | 24740.72 | 108.04 | 229 | 5.1 | 0.997 | 5000 | 80
PY7RNDYP | Eaton (formerly Cooper Lighting) | Metalux | SSLED-LD1-24-[Ambient: BLANK]-N-[Voltages: 120-277347480]-L850-[Options: EL20W-REM]-CD2-[All Mounting]-[All Wiring]-[Options Include blank & All Sensor Options] ? [All Packaging] | Indoor Luminaires | High-Bay | High-Bay Luminaires for Commercial and Industrial Buildings | Standard | FALSE | [9 empty] | 42416 |  |  | Yes |  | 3.1 | 23472.18 | 102.5 | 229 | 5.1 | 0.997 | 5000 | 80
PMTGQQNK | Eaton (formerly Cooper Lighting) | Metalux | SSLED-LD1-18-[Ambient: BLANK]-W-[Voltages: 120-277347480]-L850-[Options: EL20W-REM]-CD1-[All Mounting]-[All Wiring]-[Options Include blank & All Sensor Options] ? [All Packaging] | Indoor Luminaires | High-Bay | High-Bay Luminaires for Commercial and Industrial Buildings | Standard | FALSE | [9 empty] | 42416 |  |  | Yes |  | 3.1 | 19815.27 | 122.32 | 162 | 4.7 | 0.997 | 5000 | 80
PYM1MBD9 | Eaton (formerly Cooper Lighting) | Metalux | SSLED-LD1-18-[Ambient: BLANK]-M-[Voltages: 120-277347480]-L850-[Options: EL20W-REM]-CD1-[All Mounting]-[All Wiring]-[Options Include blank & All Sensor Options] ? [All Packaging] | Indoor Luminaires | High-Bay | High-Bay Luminaires for Commercial and Industrial Buildings | Standard | FALSE | [9 empty] | 42416 |  |  | Yes |  | 3.1 | 19538.06 | 120.61 | 162 | 4.7 | 0.997 | 5000 | 80
P46WCMDP | Eaton (formerly Cooper Lighting) | Metalux | SSLED-LD1-18-[Ambient: BLANK]-N-[Voltages: 120-277347480]-L850-[Options: EL20W-REM]-CD1-[All Mounting]-[All Wiring]-[Options Include blank & All Sensor Options] ? [All Packaging] | Indoor Luminaires | High-Bay | High-Bay Luminaires for Commercial and Industrial Buildings | Standard | FALSE | [9 empty] | 42416 |  |  | Yes |  | 3.1 | 18536.27 | 114.42 | 162 | 4.7 | 0.997 | 5000 | 80
PUZN68HJ | Eaton (formerly Cooper Lighting) | Metalux | SSLED-LD1-28-[Ambient: BLANK]-W-[Voltages: 120-277347480]-L850-[Options: EL20W-REM]-CD2-[All Mounting]-[All Wiring]-[Options Include blank & All Sensor Options] ? [All Packaging] | Indoor Luminaires | High-Bay | High-Bay Luminaires for Commercial and Industrial Buildings | Standard | FALSE | [9 empty] | 42416 |  |  | Yes |  | 3.1 | 28142.94 | 103.85 | 271 | 2.7 | 0.998 | 5000 | 80
P436Q247 | Eaton (formerly Cooper Lighting) | Metalux | SSLED-LD1-28-[Ambient: BLANK]-M-[Voltages: 120-277347480]-L850-[Options: EL20W-REM]-CD2-[All Mounting]-[All Wiring]-[Options Include blank & All Sensor Options] ? [All Packaging] | Indoor Luminaires | High-Bay | High-Bay Luminaires for Commercial and Industrial Buildings | Standard | FALSE | [9 empty] | 42416 |  |  | Yes |  | 3.1 | 27749.23 | 102.4 | 271 | 2.7 | 0.998 | 5000 | 80
PKR4B3NG | Eaton (formerly Cooper Lighting) | Metalux | SSLED-LD1-28-[Ambient: BLANK]-N-[Voltages: 120-277347480]-L850-[Options: EL20W-REM]-CD2-[All Mounting]-[All Wiring]-[Options Include blank & All Sensor Options] ? [All Packaging] | Indoor Luminaires | High-Bay | High-Bay Luminaires for Commercial and Industrial Buildings | Standard | FALSE | [9 empty] | 42416 |  |  | Yes |  | 3.1 | 26326.42 | 97.15 | 271 | 2.7 | 0.998 | 5000 | 80
PDRAFJHV | Eaton (formerly Cooper Lighting) | Metalux | SSLED-LD1-12-[Ambient: BLANK]-W-[Voltages: 120-277347480]-L840-[Options: EL20W-REM]-CD1-[All Mounting]-[All Wiring]-[Options Include blank & All Sensor Options] ? [All Packaging] | Indoor Luminaires | High-Bay | High-Bay Luminaires for Commercial and Industrial Buildings | Standard | FALSE | [9 empty] | 42416 |  |  | Yes |  | 3.1 | 13522.17 | 127.57 | 106 | 5.4 | 0.997 | 4000 | 80
P9E1W5ZF | Eaton (formerly Cooper Lighting) | Metalux | SSLED-LD1-12-[Ambient: BLANK]-M-[Voltages: 120-277347480]-L840-[Options: EL20W-REM]-CD1-[All Mounting]-[All Wiring]-[Options Include blank & All Sensor Options] ? [All Packaging] | Indoor Luminaires | High-Bay | High-Bay Luminaires for Commercial and Industrial Buildings | Standard | FALSE | [9 empty] | 42416 |  |  | Yes |  | 3.1 | 13333 | 125.78 | 106 | 5.4 | 0.997 | 4000 | 80
PPGJKB15 | Eaton (formerly Cooper Lighting) | Metalux | SSLED-LD1-12-[Ambient: BLANK]-N-[Voltages: 120-277347480]-L840-[Options: EL20W-REM]-CD1-[All Mounting]-[All Wiring]-[Options Include blank & All Sensor Options] ? [All Packaging] | Indoor Luminaires | High-Bay | High-Bay Luminaires for Commercial and Industrial Buildings | Standard | FALSE | [9 empty] | 42416 |  |  | Yes |  | 3.1 | 12649.37 | 119.33 | 106 | 5.4 | 0.997 | 4000 | 80
PMTHEVTA | Eaton (formerly Cooper Lighting) | Metalux | SSLED-LD1-24-[Ambient: BLANK]-W-[Voltages: 120-277347480]-L840-[Options: EL20W-REM]-CD2-[All Mounting]-[All Wiring]-[Options Include blank & All Sensor Options] ? [All Packaging] | Indoor Luminaires | High-Bay | High-Bay Luminaires for Commercial and Industrial Buildings | Standard | FALSE | [9 empty] | 42416 |  |  | Yes |  | 3.1 | 24804 | 108.31 | 229 | 5.1 | 0.997 | 4000 | 80
PER4SPMB | Eaton (formerly Cooper Lighting) | Metalux | SSLED-LD1-24-[Ambient: BLANK]-M-[Voltages: 120-277347480]-L840-[Options: EL20W-REM]-CD2-[All Mounting]-[All Wiring]-[Options Include blank & All Sensor Options] ? [All Packaging] | Indoor Luminaires | High-Bay | High-Bay Luminaires for Commercial and Industrial Buildings | Standard | FALSE | [9 empty] | 42416 |  |  | Yes |  | 3.1 | 24457 | 106.8 | 229 | 5.1 | 0.997 | 4000 | 80
PBY5ZZ6H | Eaton (formerly Cooper Lighting) | Metalux | SSLED-LD1-24-[Ambient: BLANK]-N-[Voltages: 120-277347480]-L840-[Options: EL20W-REM]-CD2-[All Mounting]-[All Wiring]-[Options Include blank & All Sensor Options] ? [All Packaging] | Indoor Luminaires | High-Bay | High-Bay Luminaires for Commercial and Industrial Buildings | Standard | FALSE | [9 empty] | 42416 |  |  | Yes |  | 3.1 | 23203 | 101.32 | 229 | 5.1 | 0.997 | 4000 | 80
PVYXH62X | Eaton (formerly Cooper Lighting) | Metalux | SSLED-LD1-18-[Ambient: BLANK]-W-[Voltages: 120-277347480]-L840-[Options: EL20W-REM]-CD1-[All Mounting]-[All Wiring]-[Options Include blank & All Sensor Options] ? [All Packaging] | Indoor Luminaires | High-Bay | High-Bay Luminaires for Commercial and Industrial Buildings | Standard | FALSE | [9 empty] | 42416 |  |  | Yes |  | 3.1 | 19588.03 | 120.91 | 162 | 4.7 | 0.997 | 4000 | 80
PQPPF246 | Eaton (formerly Cooper Lighting) | Metalux | SSLED-LD1-18-[Ambient: BLANK]-M-[Voltages: 120-277347480]-L840-[Options: EL20W-REM]-CD1-[All Mounting]-[All Wiring]-[Options Include blank & All Sensor Options] ? [All Packaging] | Indoor Luminaires | High-Bay | High-Bay Luminaires for Commercial and Industrial Buildings | Standard | FALSE | [9 empty] | 42416 |  |  | Yes |  | 3.1 | 19314 | 119.22 | 162 | 4.7 | 0.997 | 4000 | 80
PE5YFPYK | Eaton (formerly Cooper Lighting) | Metalux | SSLED-LD1-18-[Ambient: BLANK]-N-[Voltages: 120-277347480]-L840-[Options: EL20W-REM]-CD1-[All Mounting]-[All Wiring]-[Options Include blank & All Sensor Options] ? [All Packaging] | Indoor Luminaires | High-Bay | High-Bay Luminaires for Commercial and Industrial Buildings | Standard | FALSE | [9 empty] | 42416 |  |  | Yes |  | 3.1 | 18323.7 | 113.11 | 162 | 4.7 | 0.997 | 4000 | 80
P7DCRQ27 | Eaton (formerly Cooper Lighting) | Metalux | SSLED-LD1-28-[Ambient: BLANK]-W-[Voltages: 120-277347480]-L840-[Options: EL20W-REM]-CD2-[All Mounting]-[All Wiring]-[Options Include blank & All Sensor Options] ? [All Packaging] | Indoor Luminaires | High-Bay | High-Bay Luminaires for Commercial and Industrial Buildings | Standard | FALSE | [9 empty] | 42416 |  |  | Yes |  | 3.1 | 27820.2 | 102.66 | 271 | 2.7 | 0.998 | 4000 | 80
PJDY86SR | Eaton (formerly Cooper Lighting) | Metalux | SSLED-LD1-28-[Ambient: BLANK]-M-[Voltages: 120-277347480]-L840-[Options: EL20W-REM]-CD2-[All Mounting]-[All Wiring]-[Options Include blank & All Sensor Options] ? [All Packaging] | Indoor Luminaires | High-Bay | High-Bay Luminaires for Commercial and Industrial Buildings | Standard | FALSE | [9 empty] | 42416 |  |  | Yes |  | 3.1 | 27431 | 101.22 | 271 | 2.7 | 0.998 | 4000 | 80
PKRX72KP | Eaton (formerly Cooper Lighting) | Metalux | SSLED-LD1-28-[Ambient: BLANK]-N-[Voltages: 120-277347480]-L840-[Options: EL20W-REM]-CD2-[All Mounting]-[All Wiring]-[Options Include blank & All Sensor Options] ? [All Packaging] | Indoor Luminaires | High-Bay | High-Bay Luminaires for Commercial and Industrial Buildings | Standard | FALSE | [9 empty] | 42416 |  |  | Yes |  | 3.1 | 26024.51 | 96.03 | 271 | 2.7 | 0.998 | 4000 | 80
P2GGEU5V | Eaton (formerly Cooper Lighting) | Metalux | SSLED-LD1-12-[Ambient: BLANK]-W-[Voltages: 120-277347480]-L835-[Options: EL20W-REM]-CD1-[All Mounting]-[All Wiring]-[Options Include blank & All Sensor Options] ? [All Packaging] | Indoor Luminaires | High-Bay | High-Bay Luminaires for Commercial and Industrial Buildings | Standard | FALSE | [9 empty] | 42416 |  |  | Yes |  | 3.1 | 13386.22 | 126.29 | 106 | 5.4 | 0.997 | 3500 | 80
P1J74HSH | Eaton (formerly Cooper Lighting) | Metalux | SSLED-LD1-12-[Ambient: BLANK]-M-[Voltages: 120-277347480]-L835-[Options: EL20W-REM]-CD1-[All Mounting]-[All Wiring]-[Options Include blank & All Sensor Options] ? [All Packaging] | Indoor Luminaires | High-Bay | High-Bay Luminaires for Commercial and Industrial Buildings | Standard | FALSE | [9 empty] | 42416 |  |  | Yes |  | 3.1 | 13198.95 | 124.52 | 106 | 5.4 | 0.997 | 3500 | 80
P7AK743N | Eaton (formerly Cooper Lighting) | Metalux | SSLED-LD1-12-[Ambient: BLANK]-N-[Voltages: 120-277347480]-L835-[Options: EL20W-REM]-CD1-[All Mounting]-[All Wiring]-[Options Include blank & All Sensor Options] ? [All Packaging] | Indoor Luminaires | High-Bay | High-Bay Luminaires for Commercial and Industrial Buildings | Standard | FALSE | [9 empty] | 42416 |  |  | Yes |  | 3.1 | 12522.19 | 118.13 | 106 | 5.4 | 0.997 | 3500 | 80
P8BCBV72 | Eaton (formerly Cooper Lighting) | Metalux | SSLED-LD1-24-[Ambient: BLANK]-W-[Voltages: 120-277347480]-L835-[Options: EL20W-REM]-CD2-[All Mounting]-[All Wiring]-[Options Include blank & All Sensor Options] ? [All Packaging] | Indoor Luminaires | High-Bay | High-Bay Luminaires for Commercial and Industrial Buildings | Standard | FALSE | [9 empty] | 42416 |  |  | Yes |  | 3.1 | 24554.62 | 107.23 | 229 | 5.1 | 0.997 | 3500 | 80
PYY35Y9K | Eaton (formerly Cooper Lighting) | Metalux | SSLED-LD1-24-[Ambient: BLANK]-M-[Voltages: 120-277347480]-L835-[Options: EL20W-REM]-CD2-[All Mounting]-[All Wiring]-[Options Include blank & All Sensor Options] ? [All Packaging] | Indoor Luminaires | High-Bay | High-Bay Luminaires for Commercial and Industrial Buildings | Standard | FALSE | [9 empty] | 42416 |  |  | Yes |  | 3.1 | 24211.11 | 105.73 | 229 | 5.1 | 0.997 | 3500 | 80
P3VD5FT5 | Eaton (formerly Cooper Lighting) | Metalux | SSLED-LD1-24-[Ambient: BLANK]-N-[Voltages: 120-277347480]-L835-[Options: EL20W-REM]-CD2-[All Mounting]-[All Wiring]-[Options Include blank & All Sensor Options] ? [All Packaging] | Indoor Luminaires | High-Bay | High-Bay Luminaires for Commercial and Industrial Buildings | Standard | FALSE | [9 empty] | 42416 |  |  | Yes |  | 3.1 | 22969.71 | 100.3 | 229 | 5.1 | 0.997 | 3500 | 80
PRNKB2RX | Eaton (formerly Cooper Lighting) | Metalux | SSLED-LD1-18-[Ambient: BLANK]-W-[Voltages: 120-277347480]-L835-[Options: EL20W-REM]-CD1-[All Mounting]-[All Wiring]-[Options Include blank & All Sensor Options] ? [All Packaging] | Indoor Luminaires | High-Bay | High-Bay Luminaires for Commercial and Industrial Buildings | Standard | FALSE | [9 empty] | 42416 |  |  | Yes |  | 3.1 | 19391.09 | 119.7 | 162 | 4.7 | 0.997 | 3500 | 80
P1G9KWAQ | Eaton (formerly Cooper Lighting) | Metalux | SSLED-LD1-18-[Ambient: BLANK]-M-[Voltages: 120-277347480]-L835-[Options: EL20W-REM]-CD1-[All Mounting]-[All Wiring]-[Options Include blank & All Sensor Options] ? [All Packaging] | Indoor Luminaires | High-Bay | High-Bay Luminaires for Commercial and Industrial Buildings | Standard | FALSE | [9 empty] | 42416 |  |  | Yes |  | 3.1 | 19119.81 | 118.02 | 162 | 4.7 | 0.997 | 3500 | 80
PDFGN3CY | Eaton (formerly Cooper Lighting) | Metalux | SSLED-LD1-18-[Ambient: BLANK]-N-[Voltages: 120-277347480]-L835-[Options: EL20W-REM]-CD1-[All Mounting]-[All Wiring]-[Options Include blank & All Sensor Options] ? [All Packaging] | Indoor Luminaires | High-Bay | High-Bay Luminaires for Commercial and Industrial Buildings | Standard | FALSE | [9 empty] | 42416 |  |  | Yes |  | 3.1 | 18139.47 | 111.97 | 162 | 4.7 | 0.997 | 3500 | 80
P1QNVG5Z | Eaton (formerly Cooper Lighting) | Metalux | SSLED-LD1-28-[Ambient: BLANK]-W-[Voltages: 120-277347480]-L835-[Options: EL20W-REM]-CD2-[All Mounting]-[All Wiring]-[Options Include blank & All Sensor Options] ? [All Packaging] | Indoor Luminaires | High-Bay | High-Bay Luminaires for Commercial and Industrial Buildings | Standard | FALSE | [9 empty] | 42416 |  |  | Yes |  | 3.1 | 27540.49 | 101.63 | 271 | 2.7 | 0.998 | 3500 | 80
PU46AP1P | Eaton (formerly Cooper Lighting) | Metalux | SSLED-LD1-28-[Ambient: BLANK]-M-[Voltages: 120-277347480]-L835-[Options: EL20W-REM]-CD2-[All Mounting]-[All Wiring]-[Options Include blank & All Sensor Options] ? [All Packaging] | Indoor Luminaires | High-Bay | High-Bay Luminaires for Commercial and Industrial Buildings | Standard | FALSE | [9 empty] | 42416 |  |  | Yes |  | 3.1 | 27155.2 | 100.2 | 271 | 2.7 | 0.998 | 3500 | 80
PH9NKYJW | Eaton (formerly Cooper Lighting) | Metalux | SSLED-LD1-28-[Ambient: BLANK]-N-[Voltages: 120-277347480]-L835-[Options: EL20W-REM]-CD2-[All Mounting]-[All Wiring]-[Options Include blank & All Sensor Options] ? [All Packaging] | Indoor Luminaires | High-Bay | High-Bay Luminaires for Commercial and Industrial Buildings | Standard | FALSE | [9 empty] | 42416 |  |  | Yes |  | 3.1 | 25762.86 | 95.07 | 271 | 2.7 | 0.998 | 3500 | 80
PRZS2YQE | Entegrity Energy Partners LLC | entegrity | ENLED-RHB-240 | Indoor Luminaires | High-Bay | High-Bay Luminaires for Commercial and Industrial Buildings | Standard | TRUE | 24653 | 103.6 | 238.05 | 10.42 | 0.9377 | 5112 | 82.5 | 5 | 50000 | 42412 |  |  | No |  | 3 | 24653 | 100 | 240 | 20 | 0.9 | 5000 | 70
PJNN5K53 | Entegrity Energy Partners LLC | entegrity | ENLED-RHB-120 | Indoor Luminaires | High-Bay | High-Bay Luminaires for Commercial and Industrial Buildings | Standard | TRUE | 11946 | 99.7 | 119.8 | 12.77 | 0.9364 | 5062 | 79.8 | 5 | 50000 | 42412 |  |  | No |  | 3 | 11946 | 100 | 120 | 20 | 0.9 | 5000 | 70
P5U3CQWS | Entegrity Energy Partners LLC | entegrity | ENLED-RHB-180 | Indoor Luminaires | High-Bay | High-Bay Luminaires for Commercial and Industrial Buildings | Standard | TRUE | 18869 | 102.3 | 184.47 | 11.26 | 0.9288 | 5115 | 80.2 | 5 | 50000 | 42412 |  |  | No |  | 3 | 18869 | 100 | 180 | 20 | 0.9 | 5000 | 70
P5EJ1ATH | Horner Lighting Group | Horner Lighting Group | ETG-CHB200 [60 Degree Reflector] | Indoor Luminaires | High-Bay | High-Bay Luminaires for Commercial and Industrial Buildings | Premium | FALSE | [9 empty] | 42412 |  |  | No |  | 4.1 | 27749 | 138.4 | 200.5 | 18.79 | 0.91 | 5000 | 83.9
PSWTC3JM | Jiangmen OGJG Lighting and Electronic Co. Ltd. | OGJG Lighting | OG-PLED440(4000K) | Indoor Luminaires | High-Bay | High-Bay Luminaires for Commercial and Industrial Buildings | Standard | TRUE | 15286.24 | 95.8 | 159.56 | 14.44 | 0.9326 | 4068 | 84.5 | 5 | 50000 | 42411 |  |  | No |  | 3.1 | 15300 | 95.625 | 160 | 14.44 | 0.995 | 4000 | 80
PTXF6S3X | Jiangmen OGJG Lighting and Electronic Co. Ltd. | OGJG Lighting | OG-PLED640(4000K) | Indoor Luminaires | High-Bay | High-Bay Luminaires for Commercial and Industrial Buildings | Standard | TRUE | 23431.98 | 98.765 | 237.25 | 14.25 | 0.9296 | 4160 | 85 | 5 | 50000 | 42411 |  |  | No |  | 3.1 | 23430 | 97.625 | 240 | 14.25 | 0.995 | 4000 | 80
P4GU5T7Y | Jiangmen OGJG Lighting and Electronic Co. Ltd. | OGJG Lighting | OG-LED430-SF(4000K) | Indoor Luminaires | High-Bay | High-Bay Luminaires for Commercial and Industrial Buildings | Standard | TRUE | 11401.78 | 103.016 | 110.68 | 16.49 | 0.9158 | 3922 | 85.7 | 5 | 50000 | 42411 |  |  | No |  | 3.1 | 11400 | 95 | 120 | 16.49 | 0.99 | 4000 | 80
P5YWGSH9 | Horner Lighting Group | Horner Lighting Group | ETG-WLL-1080 | Indoor Luminaires | High-Bay | Low-Bay Luminaires for Commercial and Industrial Buildings | Standard | TRUE | 7770.29 | 96.76 | 80.3 | 15.27 | 0.908 | 5009 | 82.84 | 5 | 50000 | 42411 |  |  | No |  | 3.1 | 7799 | 97.12 | 80.3 | 15.27 | 0.91 | 5009 | 83
PHX453VY | ANKSO (HK) LIMITED | ANKSO | AHK/45/45K/D/WDL | Indoor Luminaires | High-Bay | Low-Bay Luminaires for Commercial and Industrial Buildings | Standard | TRUE | 5000.4 | 108.63 | 46.03 | 18.92 | 0.906 | 4279 | 83.6 | 5 |  | 42411 |  |  | No |  | 3 | 4848.9 | 111.62 | 45 | 18.92 | 0.906 | 4500 | 70
P43M7VB9 | ANKSO (HK) LIMITED | ANKSO | AHK/45/45K/D/WODL | Indoor Luminaires | High-Bay | Low-Bay Luminaires for Commercial and Industrial Buildings | Standard | TRUE | 6209.1 | 134.57 | 46.14 | 18.61 | 0.9059 | 4312 | 83.4 | 5 |  | 42411 |  |  | No |  | 3 | 6021.3 | 138.26 | 45 | 18.61 | 0.9059 | 4500 | 70
PFG2UTAF | ANKSO (HK) LIMITED | ANKSO | AHK/45/55K/D/WDL | Indoor Luminaires | High-Bay | Low-Bay Luminaires for Commercial and Industrial Buildings | Standard | FALSE | [9 empty] | 42411 |  |  | No |  | 3 | 4914 | 112.11 | 45 | 18.85 | 0.9083 | 5500 | 70
PJB958RH | ANKSO (HK) LIMITED | ANKSO | AHK/45/55K/D/WODL | Indoor Luminaires | High-Bay | Low-Bay Luminaires for Commercial and Industrial Buildings | Standard | FALSE | [9 empty] | 42411 |  |  | No |  | 3 | 6082 | 139.5 | 45 | 18.72 | 0.9181 | 5500 | 70
P9W1GZM1 | ANKSO (HK) LIMITED | ANKSO | AHK/45/50K/D/WDL | Indoor Luminaires | High-Bay | Low-Bay Luminaires for Commercial and Industrial Buildings | Standard | FALSE | [9 empty] | 42411 |  |  | No |  | 3 | 4848.9 | 111.62 | 45 | 18.92 | 0.906 | 5000 | 70
PPFEAFAM | ANKSO (HK) LIMITED | ANKSO | AHK/45/50K/D/WODL | Indoor Luminaires | High-Bay | Low-Bay Luminaires for Commercial and Industrial Buildings | Standard | FALSE | [9 empty] | 42411 |  |  | No |  | 3 | 6021.3 | 138.26 | 45 | 18.61 | 0.9059 | 5000 | 70
PXPDKHVK | Jiangmen OGJG Lighting and Electronic Co. Ltd. | OGJG Lighting | OG-PLED440-DL(5000K) | Indoor Luminaires | High-Bay | High-Bay Luminaires for Commercial and Industrial Buildings | Standard | FALSE | [9 empty] | 42411 | Dimmable | Stepped | No |  | 3.1 | 15300 | 95.625 | 160 | 14.44 | 0.994 | 5000 | 80
P9Z84DU8 | Jiangmen OGJG Lighting and Electronic Co. Ltd. | OGJG Lighting | OG-PLED640-DL(5000K) | Indoor Luminaires | High-Bay | High-Bay Luminaires for Commercial and Industrial Buildings | Standard | FALSE | [9 empty] | 42411 | Dimmable | Stepped | No |  | 3.1 | 23430 | 97.625 | 240 | 14.25 | 0.994 | 5000 | 80
P2635RRD | Jiangmen OGJG Lighting and Electronic Co. Ltd. | OGJG Lighting | OG-LED430-SF(5000K) | Indoor Luminaires | High-Bay | High-Bay Luminaires for Commercial and Industrial Buildings | Standard | FALSE | [9 empty] | 42411 | Not Dimmable | Not Dimmable | No |  | 3.1 | 11400 | 95 | 120 | 16.49 | 0.99 | 5000 | 80
PJT9UA7U | Jiangmen OGJG Lighting and Electronic Co. Ltd. | OGJG Lighting | OG-PLED440(5000K) | Indoor Luminaires | High-Bay | High-Bay Luminaires for Commercial and Industrial Buildings | Standard | FALSE | [9 empty] | 42411 | Not Dimmable | Not Dimmable | No |  | 3.1 | 15300 | 95.625 | 160 | 14.44 | 0.994 | 5000 | 80
PRJD1BP6 | Jiangmen OGJG Lighting and Electronic Co. Ltd. | OGJG Lighting | OG-PLED640(5000K) | Indoor Luminaires | High-Bay | High-Bay Luminaires for Commercial and Industrial Buildings | Standard | FALSE | [9 empty] | 42411 | Not Dimmable | Not Dimmable | No |  | 3.1 | 23430 | 97.625 | 240 | 14.25 | 0.994 | 5000 | 80
PNJZN159 | Jiangmen OGJG Lighting and Electronic Co. Ltd. | OGJG Lighting | OG-LED430-SF-D(5000K) | Indoor Luminaires | High-Bay | High-Bay Luminaires for Commercial and Industrial Buildings | Standard | FALSE | [9 empty] | 42411 | Dimmable | Continuous Below 10 | No |  | 3.1 | 11400 | 95 | 120 | 16.49 | 0.99 | 5000 | 80
PVX55K6G | Jiangmen OGJG Lighting and Electronic Co. Ltd. | OGJG Lighting | OG-PLED440-D(5000K) | Indoor Luminaires | High-Bay | High-Bay Luminaires for Commercial and Industrial Buildings | Standard | FALSE | [9 empty] | 42411 | Dimmable | Continuous Below 10 | No |  | 3.1 | 15300 | 95.625 | 160 | 14.44 | 0.994 | 5000 | 80
PPYJDA13 | Jiangmen OGJG Lighting and Electronic Co. Ltd. | OGJG Lighting | OG-PLED640-D(5000K) | Indoor Luminaires | High-Bay | High-Bay Luminaires for Commercial and Industrial Buildings | Standard | FALSE | [9 empty] | 42411 | Dimmable | Continuous Below 10 | No |  | 3.1 | 23430 | 97.625 | 240 | 14.25 | 0.994 | 5000 | 80
PQDKK773 | Jiangmen OGJG Lighting and Electronic Co. Ltd. | OGJG Lighting | OG-PLED440-DL(4000K) | Indoor Luminaires | High-Bay | High-Bay Luminaires for Commercial and Industrial Buildings | Standard | FALSE | [9 empty] | 42411 | Dimmable | Stepped | No |  | 3.1 | 15300 | 95.625 | 160 | 14.44 | 0.995 | 4000 | 80
P874AZYB | Jiangmen OGJG Lighting and Electronic Co. Ltd. | OGJG Lighting | OG-PLED640-DL(4000K) | Indoor Luminaires | High-Bay | High-Bay Luminaires for Commercial and Industrial Buildings | Standard | FALSE | [9 empty] | 42411 | Dimmable | Stepped | No |  | 3.1 | 23430 | 97.625 | 240 | 14.25 | 0.995 | 4000 | 80
P872RC4T | Jiangmen OGJG Lighting and Electronic Co. Ltd. | OGJG Lighting | OG-LED430-SF-D(4000K) | Indoor Luminaires | High-Bay | High-Bay Luminaires for Commercial and Industrial Buildings | Standard | FALSE | [9 empty] | 42411 | Dimmable | Continuous Below 10 | No |  | 3.1 | 11400 | 95 | 120 | 16.49 | 0.99 | 4000 | 80
PRNADJJ8 | Jiangmen OGJG Lighting and Electronic Co. Ltd. | OGJG Lighting | OG-PLED440-D(4000K) | Indoor Luminaires | High-Bay | High-Bay Luminaires for Commercial and Industrial Buildings | Standard | FALSE | [9 empty] | 42411 | Dimmable | Continuous Below 10 | No |  | 3.1 | 15300 | 95.625 | 160 | 14.44 | 0.995 | 4000 | 80
P9XHSNE4 | Jiangmen OGJG Lighting and Electronic Co. Ltd. | OGJG Lighting | OG-PLED640-D(4000K) | Indoor Luminaires | High-Bay | High-Bay Luminaires for Commercial and Industrial Buildings | Standard | FALSE | [9 empty] | 42411 | Dimmable | Continuous Below 10 | No |  | 3.1 | 23430 | 97.625 | 240 | 14.25 | 0.995 | 4000 | 80
PWWUWA4QX | Brant Radiant Heaters Ltd. | Lumi-Ray | LR-LB1 | Indoor Luminaires | High-Bay | Low-Bay Luminaires for Commercial and Industrial Buildings | Standard | TRUE | 8599 | 88.6 | 97.07 | 13.44 | 0.991 | 5133 | 84.2 | 5 |  | 42410 |  |  | No |  | 3.1 | 8453 | 87 | 97.2 | 13.48 | 0.991 | 5079 | 84.73
PWQVW5DH | Louvers International Inc | LouversLEd | ADV4-2-LED-48W-5K-[U EM]-FR-XX-XX-[DV EC] Revision1 | Indoor Luminaires | High-Bay | Low-Bay Luminaires for Commercial and Industrial Buildings | Standard | TRUE | 4635 | 95.96 | 48.3 | 8.28 | 0.972 | 5115 | 83.6 | 5 | 50000 | 42410 |  |  | No |  | 3.1 | 4635 | 95.96 | 48.3 | 8.32 | 0.971 | 5022 | 83.2
PQ9RAK8A | ICEPIPE Corporation | ICEPIPE | CD800-60W-5700K-DP1 | Indoor Luminaires | High-Bay | Low-Bay Luminaires for Commercial and Industrial Buildings | Standard | TRUE | 5288 | 87 | 60.8 | 15.99 | 0.964 | 5892 | 84.9 | 5 | 50000 | 42410 |  |  | No |  | 3.1 | 5288 | 87 | 60.02 | 15.99 | 0.964 | 5892 | 84.9
PHJ8EVKU | Energy Efficient Lighting Co. Ltd. | EEL | SHB4-16LED16-347 | Indoor Luminaires | High-Bay | High-Bay Luminaires for Commercial and Industrial Buildings | Standard | TRUE | 15260 | 93.97 | 162.4 | 7.88 | 0.9586 | 4066 | 83.36 | 5 | 50000 | 42410 |  |  | No |  | 3.1 | 15255 | 94 | 162 | 8.6 | 0.93 | 4071 | 83
P1NEE3JV | GE Lighting Solutions | Albeo | ABH3(5D)3V48DXXXXXW | Indoor Luminaires | High-Bay | High-Bay Luminaires for Commercial and Industrial Buildings | Standard | TRUE | 22950.8 | 99.5 | 230.7 | 14.6 | 0.94 | 4094 | 82.6 | 5 | 90000 | 42410 |  |  | Yes |  | 3.1 | 23336 | 104.177 | 224 | 20 | 0.9 | 4000 | 80
P7A3T935 | Energy Efficient Lighting Co. Ltd. | EEL | SHB4-80LED08-347 | Indoor Luminaires | High-Bay | Low-Bay Luminaires for Commercial and Industrial Buildings | Standard | TRUE | 7541 | 92.72 | 81.33 | 8.37 | 0.933 | 4069 | 83.57 | 5 | 50000 | 42410 |  |  | No |  | 3.1 | 7541 | 93 | 81 | 8.37 | 0.93 | 4069 | 83
PHMWNPQ1 | GE Lighting Solutions | Albeo | ABH3(5D)3T48DXXXXXW | Indoor Luminaires | High-Bay | High-Bay Luminaires for Commercial and Industrial Buildings | Premium | TRUE | 15352.2 | 108.6 | 141.4 | 19.7 | 0.87 | 4074 | 83 | 5 | 90000 | 42410 |  |  | Yes |  | 3.1 | 15257 | 109.7693 | 139 | 20 | 0.9 | 4000 | 80
PNMT7XJ2 | GE Lighting Solutions | Albeo | ABH3(0124)2T48DXXXXXW | Indoor Luminaires | High-Bay | High-Bay Luminaires for Commercial and Industrial Buildings | Premium | TRUE | 10099.2 | 115.4 | 87.5 | 19.7 | 0.87 | 4064 | 82.9 | 5 | 90000 | 42410 |  |  | Yes |  | 3.1 | 10158 | 119.51 | 85 | 20 | 0.9 | 4000 | 80
PFN1YNM5 | GE Lighting Solutions | Albeo | ABH3(0124)1T48DXXXXXW | Indoor Luminaires | High-Bay | Low-Bay Luminaires for Commercial and Industrial Buildings | Premium | TRUE | 5072.4 | 116.5 | 43.6 | 19.7 | 0.87 | 4101 | 82.8 | 5 | 90000 | 42410 |  |  | Yes |  | 3.1 | 5059 | 120.4471 | 42 | 20 | 0.9 | 4000 | 80
PK9SQ26Z | Louvers International Inc | LouversLEd | ADV8-2-LED-96W-5K-[U EM]-FR-XX-XX-[DS DA] Revision1 | Indoor Luminaires | High-Bay | Low-Bay Luminaires for Commercial and Industrial Buildings | Standard | FALSE | [9 empty] | 42410 |  |  | Yes |  | 3.1 | 9332 | 96.8 | 96.4 | 8.28 | 0.972 | 5115 | 83.6
P11RXT91 | Louvers International Inc | LouversLEd | ADV8-2-LED-96W-5K-[U EM]-FR-XX-XX-[OS OA] Revision1 | Indoor Luminaires | High-Bay | Low-Bay Luminaires for Commercial and Industrial Buildings | Standard | FALSE | [9 empty] | 42410 |  |  | Yes |  | 3.1 | 9332 | 96.8 | 96.4 | 8.28 | 0.972 | 5115 | 83.6
P7V1VV27 | Louvers International Inc | LouversLEd | ADV8-2-LED-96W-5K-[U EM]-FR-XX-XX-[DV EC] Revision1 | Indoor Luminaires | High-Bay | Low-Bay Luminaires for Commercial and Industrial Buildings | Standard | FALSE | [9 empty] | 42410 |  |  | No |  | 3.1 | 9332 | 96.8 | 96.4 | 8.28 | 0.972 | 5115 | 83.6
PQ36ZE71 | Louvers International Inc | LouversLEd | ADV4-2-LED-48W-5K-[U EM]-FR-XX-XX-[DS DA] Revision1 | Indoor Luminaires | High-Bay | Low-Bay Luminaires for Commercial and Industrial Buildings | Standard | FALSE | [9 empty] | 42410 |  |  | Yes |  | 3.1 | 4635 | 95.96 | 48.3 | 8.32 | 0.971 | 5022 | 83.2
PQ86HZ7P | Louvers International Inc | LouversLEd | ADV4-2-LED-48W-5K-[U EM]-FR-XX-XX-[OS OA] Revision1 | Indoor Luminaires | High-Bay | Low-Bay Luminaires for Commercial and Industrial Buildings | Standard | FALSE | [9 empty] | 42410 |  |  | Yes |  | 3.1 | 4635 | 95.96 | 48.3 | 8.32 | 0.971 | 5022 | 83.2
PUWBP9K4 | GE Lighting Solutions | Albeo | ABH3(01234)6V571XXXXXW | Indoor Luminaires | High-Bay | High-Bay Luminaires for Commercial and Industrial Buildings | Standard | FALSE | [9 empty] | 42410 |  |  | Yes |  | 3.1 | 57250 | 136.3 | 420 | 20 | 0.9 | 5000 | 70
PSP9XJN6 | GE Lighting Solutions | Albeo | ABH3(5D)6V571XXXXXW | Indoor Luminaires | High-Bay | High-Bay Luminaires for Commercial and Industrial Buildings | Standard | FALSE | [9 empty] | 42410 |  |  | Yes |  | 3.1 | 57250 | 128.9 | 444 | 20 | 0.9 | 5000 | 70
PY59Y86N | GE Lighting Solutions | Albeo | ABH3(01234)6V574XXXXXW | Indoor Luminaires | High-Bay | High-Bay Luminaires for Commercial and Industrial Buildings | Standard | FALSE | [9 empty] | 42410 |  |  | Yes |  | 3.1 | 56735 | 135.1 | 420 | 20 | 0.9 | 5000 | 70
PXAXENZX | GE Lighting Solutions | Albeo | ABH3(5D)6V574XXXXXW | Indoor Luminaires | High-Bay | High-Bay Luminaires for Commercial and Industrial Buildings | Standard | FALSE | [9 empty] | 42410 |  |  | Yes |  | 3.1 | 56735 | 127.8 | 444 | 20 | 0.9 | 5000 | 70
PHNEEHZE | GE Lighting Solutions | Albeo | ABH3(5D)6V572XXXXXW | Indoor Luminaires | High-Bay | High-Bay Luminaires for Commercial and Industrial Buildings | Standard | FALSE | [9 empty] | 42410 |  |  | Yes |  | 3.1 | 56334 | 126.9 | 444 | 20 | 0.9 | 5000 | 70
PENNSKCR | GE Lighting Solutions | Albeo | ABH3(01234)6V572XXXXXW | Indoor Luminaires | High-Bay | High-Bay Luminaires for Commercial and Industrial Buildings | Standard | FALSE | [9 empty] | 42410 |  |  | Yes |  | 3.1 | 56334 | 134.1 | 420 | 20 | 0.9 | 5000 | 70
PSD3U5KZ | GE Lighting Solutions | Albeo | ABH3(5D)6V578XXXXXW | Indoor Luminaires | High-Bay | High-Bay Luminaires for Commercial and Industrial Buildings | Standard | FALSE | [9 empty] | 42410 |  |  | Yes |  | 3.1 | 56105 | 126.4 | 444 | 20 | 0.9 | 5000 | 70
P9G1NWQ4 | GE Lighting Solutions | Albeo | ABH3(01234)6V578XXXXXW | Indoor Luminaires | High-Bay | High-Bay Luminaires for Commercial and Industrial Buildings | Standard | FALSE | [9 empty] | 42410 |  |  | Yes |  | 3.1 | 56105 | 133.6 | 420 | 20 | 0.9 | 5000 | 70
PU4H9U52 | GE Lighting Solutions | Albeo | ABH3(5D)6V573XXXXXW | Indoor Luminaires | High-Bay | High-Bay Luminaires for Commercial and Industrial Buildings | Standard | FALSE | [9 empty] | 42410 |  |  | Yes |  | 3.1 | 56048 | 126.2 | 444 | 20 | 0.9 | 5000 | 70
PJAC8FP1 | GE Lighting Solutions | Albeo | ABH3(01234)6V573XXXXXW | Indoor Luminaires | High-Bay | High-Bay Luminaires for Commercial and Industrial Buildings | Standard | FALSE | [9 empty] | 42410 |  |  | Yes |  | 3.1 | 56048 | 133.4 | 420 | 20 | 0.9 | 5000 | 70
PCJG5WRQ | GE Lighting Solutions | Albeo | ABH3(01234)6V57FXXXXXW | Indoor Luminaires | High-Bay | High-Bay Luminaires for Commercial and Industrial Buildings | Standard | FALSE | [9 empty] | 42410 |  |  | Yes |  | 3.1 | 54101 | 128.8 | 420 | 20 | 0.9 | 5000 | 70
PBDWNXNV | GE Lighting Solutions | Albeo | ABH3(5D)6V57FXXXXXW | Indoor Luminaires | High-Bay | High-Bay Luminaires for Commercial and Industrial Buildings | Standard | FALSE | [9 empty] | 42410 |  |  | Yes |  | 3.1 | 54101 | 121.8 | 444 | 20 | 0.9 | 5000 | 70
PCBWN1EX | GE Lighting Solutions | Albeo | ABH3(5D)6H571XXXXXW | Indoor Luminaires | High-Bay | High-Bay Luminaires for Commercial and Industrial Buildings | Standard | FALSE | [9 empty] | 42410 |  |  | Yes |  | 3.1 | 52000 | 131.6 | 395 | 20 | 0.9 | 5000 | 70
P353YSPX | GE Lighting Solutions | Albeo | ABH3(01234)6H571XXXXXW | Indoor Luminaires | High-Bay | High-Bay Luminaires for Commercial and Industrial Buildings | Standard | FALSE | [9 empty] | 42410 |  |  | Yes |  | 3.1 | 52000 | 139.8 | 372 | 20 | 0.9 | 5000 | 70
PRB4G4BJ | GE Lighting Solutions | Albeo | ABH3(01234)6H574XXXXXW | Indoor Luminaires | High-Bay | High-Bay Luminaires for Commercial and Industrial Buildings | Standard | FALSE | [9 empty] | 42410 |  |  | Yes |  | 3.1 | 51532 | 138.5 | 372 | 20 | 0.9 | 5000 | 70
PA15R7BM | GE Lighting Solutions | Albeo | ABH3(5D)6H574XXXXXW | Indoor Luminaires | High-Bay | High-Bay Luminaires for Commercial and Industrial Buildings | Standard | FALSE | [9 empty] | 42410 |  |  | Yes |  | 3.1 | 51532 | 130.5 | 395 | 20 | 0.9 | 5000 | 70
PQASGBXD | GE Lighting Solutions | Albeo | ABH3(5D)6H572XXXXXW | Indoor Luminaires | High-Bay | High-Bay Luminaires for Commercial and Industrial Buildings | Standard | FALSE | [9 empty] | 42410 |  |  | Yes |  | 3.1 | 51168 | 129.5 | 395 | 20 | 0.9 | 5000 | 70
PM77E1U1 | GE Lighting Solutions | Albeo | ABH3(01234)6H572XXXXXW | Indoor Luminaires | High-Bay | High-Bay Luminaires for Commercial and Industrial Buildings | Standard | FALSE | [9 empty] | 42410 |  |  | Yes |  | 3.1 | 51168 | 137.5 | 372 | 20 | 0.9 | 5000 | 70
PXSR7Y7Q | GE Lighting Solutions | Albeo | ABH3(5D)6H578XXXXXW | Indoor Luminaires | High-Bay | High-Bay Luminaires for Commercial and Industrial Buildings | Standard | FALSE | [9 empty] | 42410 |  |  | Yes |  | 3.1 | 50960 | 129 | 395 | 20 | 0.9 | 5000 | 70
PPU3YBZB | GE Lighting Solutions | Albeo | ABH3(01234)6H578XXXXXW | Indoor Luminaires | High-Bay | High-Bay Luminaires for Commercial and Industrial Buildings | Standard | FALSE | [9 empty] | 42410 |  |  | Yes |  | 3.1 | 50960 | 137 | 372 | 20 | 0.9 | 5000 | 70
PT1BR7Z3 | GE Lighting Solutions | Albeo | ABH3(01234)6H573XXXXXW | Indoor Luminaires | High-Bay | High-Bay Luminaires for Commercial and Industrial Buildings | Standard | FALSE | [9 empty] | 42410 |  |  | Yes |  | 3.1 | 50908 | 136.8 | 372 | 20 | 0.9 | 5000 | 70
PAWPDKMD | GE Lighting Solutions | Albeo | ABH3(5D)6H573XXXXXW | Indoor Luminaires | High-Bay | High-Bay Luminaires for Commercial and Industrial Buildings | Standard | FALSE | [9 empty] | 42410 |  |  | Yes |  | 3.1 | 50908 | 128.9 | 395 | 20 | 0.9 | 5000 | 70
PDPGP6ZS | GE Lighting Solutions | Albeo | ABH3(01234)6V57DXXXXXW | Indoor Luminaires | High-Bay | High-Bay Luminaires for Commercial and Industrial Buildings | Standard | FALSE | [9 empty] | 42410 |  |  | Yes |  | 3.1 | 50609 | 120.5 | 420 | 20 | 0.9 | 5000 | 70
P3C65QBT | GE Lighting Solutions | Albeo | ABH3(5D)6V57DXXXXXW | Indoor Luminaires | High-Bay | High-Bay Luminaires for Commercial and Industrial Buildings | Standard | FALSE | [9 empty] | 42410 |  |  | Yes |  | 3.1 | 50609 | 114 | 444 | 20 | 0.9 | 5000 | 70
PXTYPP8U | GE Lighting Solutions | Albeo | ABH3(5D)6H57FXXXXXW | Indoor Luminaires | High-Bay | High-Bay Luminaires for Commercial and Industrial Buildings | Standard | FALSE | [9 empty] | 42410 |  |  | Yes |  | 3.1 | 49140 | 124.4 | 395 | 20 | 0.9 | 5000 | 70
PGXD1HYC | GE Lighting Solutions | Albeo | ABH3(01234)6H57FXXXXXW | Indoor Luminaires | High-Bay | High-Bay Luminaires for Commercial and Industrial Buildings | Standard | FALSE | [9 empty] | 42410 |  |  | Yes |  | 3.1 | 49140 | 132.1 | 372 | 20 | 0.9 | 5000 | 70
P457P3UA | GE Lighting Solutions | Albeo | ABH3(5D)6H57DXXXXXW | Indoor Luminaires | High-Bay | High-Bay Luminaires for Commercial and Industrial Buildings | Standard | FALSE | [9 empty] | 42410 |  |  | Yes |  | 3.1 | 45968 | 116.4 | 395 | 20 | 0.9 | 5000 | 70
P1YJRJ5U | GE Lighting Solutions | Albeo | ABH3(01234)6H57DXXXXXW | Indoor Luminaires | High-Bay | High-Bay Luminaires for Commercial and Industrial Buildings | Standard | FALSE | [9 empty] | 42410 |  |  | Yes |  | 3.1 | 45968 | 123.6 | 372 | 20 | 0.9 | 5000 | 70
PYPSUWRM | GE Lighting Solutions | Albeo | ABH3(5D)4V571XXXXXW | Indoor Luminaires | High-Bay | High-Bay Luminaires for Commercial and Industrial Buildings | Standard | FALSE | [9 empty] | 42410 |  |  | Yes |  | 3.1 | 38150 | 128.9 | 296 | 20 | 0.9 | 5000 | 70
P7UU2CV7 | GE Lighting Solutions | Albeo | ABH3(01234)4V571XXXXXW | Indoor Luminaires | High-Bay | High-Bay Luminaires for Commercial and Industrial Buildings | Standard | FALSE | [9 empty] | 42410 |  |  | Yes |  | 3.1 | 38150 | 136.3 | 280 | 20 | 0.9 | 5000 | 70
PTUMNA8N | GE Lighting Solutions | Albeo | ABH3(01234)4V574XXXXXW | Indoor Luminaires | High-Bay | High-Bay Luminaires for Commercial and Industrial Buildings | Standard | FALSE | [9 empty] | 42410 |  |  | Yes |  | 3.1 | 37807 | 135 | 280 | 20 | 0.9 | 5000 | 70
PPDHABF7 | GE Lighting Solutions | Albeo | ABH3(5D)4V574XXXXXW | Indoor Luminaires | High-Bay | High-Bay Luminaires for Commercial and Industrial Buildings | Standard | FALSE | [9 empty] | 42410 |  |  | Yes |  | 3.1 | 37807 | 127.7 | 296 | 20 | 0.9 | 5000 | 70
PDWAX2HG | GE Lighting Solutions | Albeo | ABH3(01234)4V572XXXXXW | Indoor Luminaires | High-Bay | High-Bay Luminaires for Commercial and Industrial Buildings | Standard | FALSE | [9 empty] | 42410 |  |  | Yes |  | 3.1 | 37540 | 134.1 | 280 | 20 | 0.9 | 5000 | 70
P77W3C65 | GE Lighting Solutions | Albeo | ABH3(5D)4V572XXXXXW | Indoor Luminaires | High-Bay | High-Bay Luminaires for Commercial and Industrial Buildings | Standard | FALSE | [9 empty] | 42410 |  |  | Yes |  | 3.1 | 37540 | 126.8 | 296 | 20 | 0.9 | 5000 | 70
PW4GSHRB | GE Lighting Solutions | Albeo | ABH3(01234)6T571XXXXXW | Indoor Luminaires | High-Bay | High-Bay Luminaires for Commercial and Industrial Buildings | Premium | FALSE | [9 empty] | 42410 |  |  | Yes |  | 3.1 | 37400 | 147.2 | 254 | 20 | 0.9 | 5000 | 70
PJ4V6FAQ | GE Lighting Solutions | Albeo | ABH3(5D)6T571XXXXXW | Indoor Luminaires | High-Bay | High-Bay Luminaires for Commercial and Industrial Buildings | Premium | FALSE | [9 empty] | 42410 |  |  | Yes |  | 3.1 | 37400 | 137 | 273 | 20 | 0.9 | 5000 | 70
PN2C7R9Z | GE Lighting Solutions | Albeo | ABH3(01234)4V578XXXXXW | Indoor Luminaires | High-Bay | High-Bay Luminaires for Commercial and Industrial Buildings | Standard | FALSE | [9 empty] | 42410 |  |  | Yes |  | 3.1 | 37387 | 133.5 | 280 | 20 | 0.9 | 5000 | 70
PGFB62A3 | GE Lighting Solutions | Albeo | ABH3(5D)4V578XXXXXW | Indoor Luminaires | High-Bay | High-Bay Luminaires for Commercial and Industrial Buildings | Standard | FALSE | [9 empty] | 42410 |  |  | Yes |  | 3.1 | 37387 | 126.3 | 296 | 20 | 0.9 | 5000 | 70
PTQMXU3E | GE Lighting Solutions | Albeo | ABH3(5D)4V573XXXXXW | Indoor Luminaires | High-Bay | High-Bay Luminaires for Commercial and Industrial Buildings | Standard | FALSE | [9 empty] | 42410 |  |  | Yes |  | 3.1 | 37349 | 126.2 | 296 | 20 | 0.9 | 5000 | 70
PKFTR6TZ | GE Lighting Solutions | Albeo | ABH3(01234)4V573XXXXXW | Indoor Luminaires | High-Bay | High-Bay Luminaires for Commercial and Industrial Buildings | Standard | FALSE | [9 empty] | 42410 |  |  | Yes |  | 3.1 | 37349 | 133.4 | 280 | 20 | 0.9 | 5000 | 70
PJHY3T3F | GE Lighting Solutions | Albeo | ABH3(5D)6T574XXXXXW | Indoor Luminaires | High-Bay | High-Bay Luminaires for Commercial and Industrial Buildings | Premium | FALSE | [9 empty] | 42410 |  |  | Yes |  | 3.1 | 37063 | 135.8 | 273 | 20 | 0.9 | 5000 | 70
PBHCKJBS | GE Lighting Solutions | Albeo | ABH3(01234)6T574XXXXXW | Indoor Luminaires | High-Bay | High-Bay Luminaires for Commercial and Industrial Buildings | Premium | FALSE | [9 empty] | 42410 |  |  | Yes |  | 3.1 | 37063 | 145.9 | 254 | 20 | 0.9 | 5000 | 70
PKM851JA | GE Lighting Solutions | Albeo | ABH3(5D)6T572XXXXXW | Indoor Luminaires | High-Bay | High-Bay Luminaires for Commercial and Industrial Buildings | Premium | FALSE | [9 empty] | 42410 |  |  | Yes |  | 3.1 | 36802 | 134.8 | 273 | 20 | 0.9 | 5000 | 70
PH6C1C8A | GE Lighting Solutions | Albeo | ABH3(01234)6T572XXXXXW | Indoor Luminaires | High-Bay | High-Bay Luminaires for Commercial and Industrial Buildings | Premium | FALSE | [9 empty] | 42410 |  |  | Yes |  | 3.1 | 36802 | 144.9 | 254 | 20 | 0.9 | 5000 | 70
PAGTDAKP | GE Lighting Solutions | Albeo | ABH3(01234)6T578XXXXXW | Indoor Luminaires | High-Bay | High-Bay Luminaires for Commercial and Industrial Buildings | Premium | FALSE | [9 empty] | 42410 |  |  | Yes |  | 3.1 | 36652 | 144.3 | 254 | 20 | 0.9 | 5000 | 70
P33JD9PA | GE Lighting Solutions | Albeo | ABH3(5D)6T578XXXXXW | Indoor Luminaires | High-Bay | High-Bay Luminaires for Commercial and Industrial Buildings | Premium | FALSE | [9 empty] | 42410 |  |  | Yes |  | 3.1 | 36652 | 134.3 | 273 | 20 | 0.9 | 5000 | 70
PQU2R5FN | GE Lighting Solutions | Albeo | ABH3(01234)6T573XXXXXW | Indoor Luminaires | High-Bay | High-Bay Luminaires for Commercial and Industrial Buildings | Premium | FALSE | [9 empty] | 42410 |  |  | Yes |  | 3.1 | 36615 | 144.2 | 254 | 20 | 0.9 | 5000 | 70
P2QKNADY | GE Lighting Solutions | Albeo | ABH3(5D)6T573XXXXXW | Indoor Luminaires | High-Bay | High-Bay Luminaires for Commercial and Industrial Buildings | Premium | FALSE | [9 empty] | 42410 |  |  | Yes |  | 3.1 | 36615 | 134.1 | 273 | 20 | 0.9 | 5000 | 70
PN4272HT | GE Lighting Solutions | Albeo | ABH3(5D)4V57FXXXXXW | Indoor Luminaires | High-Bay | High-Bay Luminaires for Commercial and Industrial Buildings | Standard | FALSE | [9 empty] | 42410 |  |  | Yes |  | 3.1 | 36052 | 121.8 | 296 | 20 | 0.9 | 5000 | 70
PBUTS12X | GE Lighting Solutions | Albeo | ABH3(01234)4V57FXXXXXW | Indoor Luminaires | High-Bay | High-Bay Luminaires for Commercial and Industrial Buildings | Standard | FALSE | [9 empty] | 42410 |  |  | Yes |  | 3.1 | 36052 | 128.8 | 280 | 20 | 0.9 | 5000 | 70
PANS5MD4 | GE Lighting Solutions | Albeo | ABH3(01234)6T57FXXXXXW | Indoor Luminaires | High-Bay | High-Bay Luminaires for Commercial and Industrial Buildings | Premium | FALSE | [9 empty] | 42410 |  |  | Yes |  | 3.1 | 35343 | 139.1 | 254 | 20 | 0.9 | 5000 | 70
P813NJZH | GE Lighting Solutions | Albeo | ABH3(5D)6T57FXXXXXW | Indoor Luminaires | High-Bay | High-Bay Luminaires for Commercial and Industrial Buildings | Premium | FALSE | [9 empty] | 42410 |  |  | Yes |  | 3.1 | 35343 | 129.5 | 273 | 20 | 0.9 | 5000 | 70
PHEJGCVZ | GE Lighting Solutions | Albeo | ABH3(5D)4H571XXXXXW | Indoor Luminaires | High-Bay | High-Bay Luminaires for Commercial and Industrial Buildings | Standard | FALSE | [9 empty] | 42410 |  |  | Yes |  | 3.1 | 34600 | 131.6 | 263 | 20 | 0.9 | 5000 | 70
P7TGJM8V | GE Lighting Solutions | Albeo | ABH3(01234)4H571XXXXXW | Indoor Luminaires | High-Bay | High-Bay Luminaires for Commercial and Industrial Buildings | Standard | FALSE | [9 empty] | 42410 |  |  | Yes |  | 3.1 | 34600 | 139.5 | 248 | 20 | 0.9 | 5000 | 70
PG3MBXDR | GE Lighting Solutions | Albeo | ABH3(5D)4H574XXXXXW | Indoor Luminaires | High-Bay | High-Bay Luminaires for Commercial and Industrial Buildings | Standard | FALSE | [9 empty] | 42410 |  |  | Yes |  | 3.1 | 34289 | 130.4 | 263 | 20 | 0.9 | 5000 | 70
P9ZJCVJV | GE Lighting Solutions | Albeo | ABH3(01234)4H574XXXXXW | Indoor Luminaires | High-Bay | High-Bay Luminaires for Commercial and Industrial Buildings | Standard | FALSE | [9 empty] | 42410 |  |  | Yes |  | 3.1 | 34289 | 138.3 | 248 | 20 | 0.9 | 5000 | 70
PT17NV46 | GE Lighting Solutions | Albeo | ABH3(01234)4H572XXXXXW | Indoor Luminaires | High-Bay | High-Bay Luminaires for Commercial and Industrial Buildings | Standard | FALSE | [9 empty] | 42410 |  |  | Yes |  | 3.1 | 34046 | 137.3 | 248 | 20 | 0.9 | 5000 | 70
P39UB31Q | GE Lighting Solutions | Albeo | ABH3(5D)4H572XXXXXW | Indoor Luminaires | High-Bay | High-Bay Luminaires for Commercial and Industrial Buildings | Standard | FALSE | [9 empty] | 42410 |  |  | Yes |  | 3.1 | 34046 | 129.5 | 263 | 20 | 0.9 | 5000 | 70
PE95T91Z | GE Lighting Solutions | Albeo | ABH3(5D)4H578XXXXXW | Indoor Luminaires | High-Bay | High-Bay Luminaires for Commercial and Industrial Buildings | Standard | FALSE | [9 empty] | 42410 |  |  | Yes |  | 3.1 | 33908 | 128.9 | 263 | 20 | 0.9 | 5000 | 70
PDG2KDH7 | GE Lighting Solutions | Albeo | ABH3(01234)4H578XXXXXW | Indoor Luminaires | High-Bay | High-Bay Luminaires for Commercial and Industrial Buildings | Standard | FALSE | [9 empty] | 42410 |  |  | Yes |  | 3.1 | 33908 | 136.7 | 248 | 20 | 0.9 | 5000 | 70
PZFPACZR | GE Lighting Solutions | Albeo | ABH3(01234)4H573XXXXXW | Indoor Luminaires | High-Bay | High-Bay Luminaires for Commercial and Industrial Buildings | Standard | FALSE | [9 empty] | 42410 |  |  | Yes |  | 3.1 | 33873 | 136.6 | 248 | 20 | 0.9 | 5000 | 70
PX7MTMWG | GE Lighting Solutions | Albeo | ABH3(5D)4H573XXXXXW | Indoor Luminaires | High-Bay | High-Bay Luminaires for Commercial and Industrial Buildings | Standard | FALSE | [9 empty] | 42410 |  |  | Yes |  | 3.1 | 33873 | 128.8 | 263 | 20 | 0.9 | 5000 | 70
PDRRET9Z | GE Lighting Solutions | Albeo | ABH3(01234)4V57DXXXXXW | Indoor Luminaires | High-Bay | High-Bay Luminaires for Commercial and Industrial Buildings | Standard | FALSE | [9 empty] | 42410 |  |  | Yes |  | 3.1 | 33725 | 120.4 | 280 | 20 | 0.9 | 5000 | 70
PAHUGJU8 | GE Lighting Solutions | Albeo | ABH3(5D)4V57DXXXXXW | Indoor Luminaires | High-Bay | High-Bay Luminaires for Commercial and Industrial Buildings | Standard | FALSE | [9 empty] | 42410 |  |  | Yes |  | 3.1 | 33725 | 113.9 | 296 | 20 | 0.9 | 5000 | 70
PXTP2PG2 | GE Lighting Solutions | Albeo | ABH3(5D)6T57DXXXXXW | Indoor Luminaires | High-Bay | High-Bay Luminaires for Commercial and Industrial Buildings | Premium | FALSE | [9 empty] | 42410 |  |  | Yes |  | 3.1 | 33062 | 121.1 | 273 | 20 | 0.9 | 5000 | 70
P9Z28HUJ | GE Lighting Solutions | Albeo | ABH3(01234)6T57DXXXXXW | Indoor Luminaires | High-Bay | High-Bay Luminaires for Commercial and Industrial Buildings | Premium | FALSE | [9 empty] | 42410 |  |  | Yes |  | 3.1 | 33062 | 130.2 | 254 | 20 | 0.9 | 5000 | 70
PJCWBNBS | GE Lighting Solutions | Albeo | ABH3(01234)4H57FXXXXXW | Indoor Luminaires | High-Bay | High-Bay Luminaires for Commercial and Industrial Buildings | Standard | FALSE | [9 empty] | 42410 |  |  | Yes |  | 3.1 | 32697 | 131.8 | 248 | 20 | 0.9 | 5000 | 70
PDM7KUKZ | GE Lighting Solutions | Albeo | ABH3(5D)4H57FXXXXXW | Indoor Luminaires | High-Bay | High-Bay Luminaires for Commercial and Industrial Buildings | Standard | FALSE | [9 empty] | 42410 |  |  | Yes |  | 3.1 | 32697 | 124.3 | 263 | 20 | 0.9 | 5000 | 70
PP9E65AU | GE Lighting Solutions | Albeo | ABH3(5D)4H57DXXXXXW | Indoor Luminaires | High-Bay | High-Bay Luminaires for Commercial and Industrial Buildings | Standard | FALSE | [9 empty] | 42410 |  |  | Yes |  | 3.1 | 30586 | 116.3 | 263 | 20 | 0.9 | 5000 | 70
P36DSMPG | GE Lighting Solutions | Albeo | ABH3(01234)4H57DXXXXXW | Indoor Luminaires | High-Bay | High-Bay Luminaires for Commercial and Industrial Buildings | Standard | FALSE | [9 empty] | 42410 |  |  | Yes |  | 3.1 | 30586 | 123.3 | 248 | 20 | 0.9 | 5000 | 70
PU5EFJEQ | GE Lighting Solutions | Albeo | ABH3(5D)3V571XXXXXW | Indoor Luminaires | High-Bay | High-Bay Luminaires for Commercial and Industrial Buildings | Standard | FALSE | [9 empty] | 42410 |  |  | Yes |  | 3.1 | 28600 | 127.7 | 224 | 20 | 0.9 | 5000 | 70
PA9AZRYK | GE Lighting Solutions | Albeo | ABH3(01234)3V571XXXXXW | Indoor Luminaires | High-Bay | High-Bay Luminaires for Commercial and Industrial Buildings | Standard | FALSE | [9 empty] | 42410 |  |  | Yes |  | 3.1 | 28600 | 136.2 | 210 | 20 | 0.9 | 5000 | 70
PREQ4EA6 | GE Lighting Solutions | Albeo | ABH3(5D)3V574XXXXXW | Indoor Luminaires | High-Bay | High-Bay Luminaires for Commercial and Industrial Buildings | Standard | FALSE | [9 empty] | 42410 |  |  | Yes |  | 3.1 | 28343 | 126.5 | 224 | 20 | 0.9 | 5000 | 70
PBC837W1 | GE Lighting Solutions | Albeo | ABH3(01234)3V574XXXXXW | Indoor Luminaires | High-Bay | High-Bay Luminaires for Commercial and Industrial Buildings | Standard | FALSE | [9 empty] | 42410 |  |  | Yes |  | 3.1 | 28343 | 135 | 210 | 20 | 0.9 | 5000 | 70
PS3MR2BT | GE Lighting Solutions | Albeo | ABH3(5D)3V572XXXXXW | Indoor Luminaires | High-Bay | High-Bay Luminaires for Commercial and Industrial Buildings | Standard | FALSE | [9 empty] | 42410 |  |  | Yes |  | 3.1 | 28142 | 125.6 | 224 | 20 | 0.9 | 5000 | 70
PGU7PKXU | GE Lighting Solutions | Albeo | ABH3(01234)3V572XXXXXW | Indoor Luminaires | High-Bay | High-Bay Luminaires for Commercial and Industrial Buildings | Standard | FALSE | [9 empty] | 42410 |  |  | Yes |  | 3.1 | 28142 | 134 | 210 | 20 | 0.9 | 5000 | 70
PUT3YSMR | GE Lighting Solutions | Albeo | ABH3(5D)3V578XXXXXW | Indoor Luminaires | High-Bay | High-Bay Luminaires for Commercial and Industrial Buildings | Standard | FALSE | [9 empty] | 42410 |  |  | Yes |  | 3.1 | 28028 | 125.1 | 224 | 20 | 0.9 | 5000 | 70
PDFED88V | GE Lighting Solutions | Albeo | ABH3(01234)3V578XXXXXW | Indoor Luminaires | High-Bay | High-Bay Luminaires for Commercial and Industrial Buildings | Standard | FALSE | [9 empty] | 42410 |  |  | Yes |  | 3.1 | 28028 | 133.5 | 210 | 20 | 0.9 | 5000 | 70
P2VFND67 | GE Lighting Solutions | Albeo | ABH3(01234)3V573XXXXXW | Indoor Luminaires | High-Bay | High-Bay Luminaires for Commercial and Industrial Buildings | Standard | FALSE | [9 empty] | 42410 |  |  | Yes |  | 3.1 | 27999 | 133.3 | 210 | 20 | 0.9 | 5000 | 70
P1EHPXBG | GE Lighting Solutions | Albeo | ABH3(5D)3V573XXXXXW | Indoor Luminaires | High-Bay | High-Bay Luminaires for Commercial and Industrial Buildings | Standard | FALSE | [9 empty] | 42410 |  |  | Yes |  | 3.1 | 27999 | 125 | 224 | 20 | 0.9 | 5000 | 70
PQAV31S6 | GE Lighting Solutions | Albeo | ABH3(5D)3V57FXXXXXW | Indoor Luminaires | High-Bay | High-Bay Luminaires for Commercial and Industrial Buildings | Standard | FALSE | [9 empty] | 42410 |  |  | Yes |  | 3.1 | 27027 | 120.7 | 224 | 20 | 0.9 | 5000 | 70
P1W28SBC | GE Lighting Solutions | Albeo | ABH3(01234)3V57FXXXXXW | Indoor Luminaires | High-Bay | High-Bay Luminaires for Commercial and Industrial Buildings | Standard | FALSE | [9 empty] | 42410 |  |  | Yes |  | 3.1 | 27027 | 128.7 | 210 | 20 | 0.9 | 5000 | 70
PZCD8A96 | GE Lighting Solutions | Albeo | ABH3(01234)3H571XXXXXW | Indoor Luminaires | High-Bay | High-Bay Luminaires for Commercial and Industrial Buildings | Standard | FALSE | [9 empty] | 42410 |  |  | Yes |  | 3.1 | 26000 | 139.8 | 186 | 20 | 0.9 | 5000 | 70
PK1JASHM | GE Lighting Solutions | Albeo | ABH3(5D)3H571XXXXXW | Indoor Luminaires | High-Bay | High-Bay Luminaires for Commercial and Industrial Buildings | Standard | FALSE | [9 empty] | 42410 |  |  | Yes |  | 3.1 | 26000 | 130 | 200 | 20 | 0.9 | 5000 | 70
PMGR16TQ | GE Lighting Solutions | Albeo | ABH3(5D)3H574XXXXXW | Indoor Luminaires | High-Bay | High-Bay Luminaires for Commercial and Industrial Buildings | Standard | FALSE | [9 empty] | 42410 |  |  | Yes |  | 3.1 | 25766 | 128.8 | 200 | 20 | 0.9 | 5000 | 70
PM89H3V4 | GE Lighting Solutions | Albeo | ABH3(01234)3H574XXXXXW | Indoor Luminaires | High-Bay | High-Bay Luminaires for Commercial and Industrial Buildings | Standard | FALSE | [9 empty] | 42410 |  |  | Yes |  | 3.1 | 25766 | 138.5 | 186 | 20 | 0.9 | 5000 | 70
P9GC3W2Z | GE Lighting Solutions | Albeo | ABH3(5D)3H572XXXXXW | Indoor Luminaires | High-Bay | High-Bay Luminaires for Commercial and Industrial Buildings | Standard | FALSE | [9 empty] | 42410 |  |  | Yes |  | 3.1 | 25584 | 127.9 | 200 | 20 | 0.9 | 5000 | 70
P8ANHRXV | GE Lighting Solutions | Albeo | ABH3(01234)3H572XXXXXW | Indoor Luminaires | High-Bay | High-Bay Luminaires for Commercial and Industrial Buildings | Standard | FALSE | [9 empty] | 42410 |  |  | Yes |  | 3.1 | 25584 | 137.5 | 186 | 20 | 0.9 | 5000 | 70
PRCAWNVT | GE Lighting Solutions | Albeo | ABH3(01234)3H578XXXXXW | Indoor Luminaires | High-Bay | High-Bay Luminaires for Commercial and Industrial Buildings | Standard | FALSE | [9 empty] | 42410 |  |  | Yes |  | 3.1 | 25480 | 137 | 186 | 20 | 0.9 | 5000 | 70
P8QPJEQ2 | GE Lighting Solutions | Albeo | ABH3(5D)3H578XXXXXW | Indoor Luminaires | High-Bay | High-Bay Luminaires for Commercial and Industrial Buildings | Standard | FALSE | [9 empty] | 42410 |  |  | Yes |  | 3.1 | 25480 | 127.4 | 200 | 20 | 0.9 | 5000 | 70
PT8U49S2 | GE Lighting Solutions | Albeo | ABH3(5D)3H573XXXXXW | Indoor Luminaires | High-Bay | High-Bay Luminaires for Commercial and Industrial Buildings | Standard | FALSE | [9 empty] | 42410 |  |  | Yes |  | 3.1 | 25454 | 127.3 | 200 | 20 | 0.9 | 5000 | 70
P8SQPUSU | GE Lighting Solutions | Albeo | ABH3(01234)3H573XXXXXW | Indoor Luminaires | High-Bay | High-Bay Luminaires for Commercial and Industrial Buildings | Standard | FALSE | [9 empty] | 42410 |  |  | Yes |  | 3.1 | 25454 | 136.8 | 186 | 20 | 0.9 | 5000 | 70
PPDNVHK3 | GE Lighting Solutions | Albeo | ABH3(01234)3V57DXXXXXW | Indoor Luminaires | High-Bay | High-Bay Luminaires for Commercial and Industrial Buildings | Standard | FALSE | [9 empty] | 42410 |  |  | Yes |  | 3.1 | 25282 | 120.4 | 210 | 20 | 0.9 | 5000 | 70
PHAFBEVC | GE Lighting Solutions | Albeo | ABH3(5D)3V57DXXXXXW | Indoor Luminaires | High-Bay | High-Bay Luminaires for Commercial and Industrial Buildings | Standard | FALSE | [9 empty] | 42410 |  |  | Yes |  | 3.1 | 25282 | 112.9 | 224 | 20 | 0.9 | 5000 | 70
PS3TAPQW | GE Lighting Solutions | Albeo | ABH3(5D)4T571XXXXXW | Indoor Luminaires | High-Bay | High-Bay Luminaires for Commercial and Industrial Buildings | Premium | FALSE | [9 empty] | 42410 |  |  | Yes |  | 3.1 | 24900 | 136.8 | 182 | 20 | 0.9 | 5000 | 70
P3SW3CZ1 | GE Lighting Solutions | Albeo | ABH3(01234)4T571XXXXXW | Indoor Luminaires | High-Bay | High-Bay Luminaires for Commercial and Industrial Buildings | Premium | FALSE | [9 empty] | 42410 |  |  | Yes |  | 3.1 | 24900 | 147.3 | 169 | 20 | 0.9 | 5000 | 70
PK1UUM6Q | GE Lighting Solutions | Albeo | ABH3(01234)4T574XXXXXW | Indoor Luminaires | High-Bay | High-Bay Luminaires for Commercial and Industrial Buildings | Premium | FALSE | [9 empty] | 42410 |  |  | Yes |  | 3.1 | 24676 | 146 | 169 | 20 | 0.9 | 5000 | 70
PDRN4Z84 | GE Lighting Solutions | Albeo | ABH3(5D)4T574XXXXXW | Indoor Luminaires | High-Bay | High-Bay Luminaires for Commercial and Industrial Buildings | Premium | FALSE | [9 empty] | 42410 |  |  | Yes |  | 3.1 | 24676 | 135.6 | 182 | 20 | 0.9 | 5000 | 70
PXMWE2U6 | GE Lighting Solutions | Albeo | ABH3(01234)3H57FXXXXXW | Indoor Luminaires | High-Bay | High-Bay Luminaires for Commercial and Industrial Buildings | Standard | FALSE | [9 empty] | 42410 |  |  | Yes |  | 3.1 | 24570 | 132.1 | 186 | 20 | 0.9 | 5000 | 70
PPGNWUGE | GE Lighting Solutions | Albeo | ABH3(5D)3H57FXXXXXW | Indoor Luminaires | High-Bay | High-Bay Luminaires for Commercial and Industrial Buildings | Standard | FALSE | [9 empty] | 42410 |  |  | Yes |  | 3.1 | 24570 | 122.9 | 200 | 20 | 0.9 | 5000 | 70
PU94DKBU | GE Lighting Solutions | Albeo | ABH3(5D)4T572XXXXXW | Indoor Luminaires | High-Bay | High-Bay Luminaires for Commercial and Industrial Buildings | Premium | FALSE | [9 empty] | 42410 |  |  | Yes |  | 3.1 | 24502 | 134.6 | 182 | 20 | 0.9 | 5000 | 70
PA5YVZYQ | GE Lighting Solutions | Albeo | ABH3(01234)4T572XXXXXW | Indoor Luminaires | High-Bay | High-Bay Luminaires for Commercial and Industrial Buildings | Premium | FALSE | [9 empty] | 42410 |  |  | Yes |  | 3.1 | 24502 | 145 | 169 | 20 | 0.9 | 5000 | 70
PNZZ5R8Y | GE Lighting Solutions | Albeo | ABH3(01234)4T578XXXXXW | Indoor Luminaires | High-Bay | High-Bay Luminaires for Commercial and Industrial Buildings | Premium | FALSE | [9 empty] | 42410 |  |  | Yes |  | 3.1 | 24402 | 144.4 | 169 | 20 | 0.9 | 5000 | 70
PHRTQ96X | GE Lighting Solutions | Albeo | ABH3(5D)4T578XXXXXW | Indoor Luminaires | High-Bay | High-Bay Luminaires for Commercial and Industrial Buildings | Premium | FALSE | [9 empty] | 42410 |  |  | Yes |  | 3.1 | 24402 | 134.1 | 182 | 20 | 0.9 | 5000 | 70
P6M1VUEN | GE Lighting Solutions | Albeo | ABH3(5D)4T573XXXXXW | Indoor Luminaires | High-Bay | High-Bay Luminaires for Commercial and Industrial Buildings | Premium | FALSE | [9 empty] | 42410 |  |  | Yes |  | 3.1 | 24377 | 133.9 | 182 | 20 | 0.9 | 5000 | 70
P6BCS6HB | GE Lighting Solutions | Albeo | ABH3(01234)4T573XXXXXW | Indoor Luminaires | High-Bay | High-Bay Luminaires for Commercial and Industrial Buildings | Premium | FALSE | [9 empty] | 42410 |  |  | Yes |  | 3.1 | 24377 | 144.2 | 169 | 20 | 0.9 | 5000 | 70
PW6HR8CE | GE Lighting Solutions | Albeo | ABH3(01234)4T57FXXXXXW | Indoor Luminaires | High-Bay | High-Bay Luminaires for Commercial and Industrial Buildings | Premium | FALSE | [9 empty] | 42410 |  |  | Yes |  | 3.1 | 23531 | 139.2 | 169 | 20 | 0.9 | 5000 | 70
PRU4VN9P | GE Lighting Solutions | Albeo | ABH3(5D)4T57FXXXXXW | Indoor Luminaires | High-Bay | High-Bay Luminaires for Commercial and Industrial Buildings | Premium | FALSE | [9 empty] | 42410 |  |  | Yes |  | 3.1 | 23531 | 129.3 | 182 | 20 | 0.9 | 5000 | 70
PTQERR5X | GE Lighting Solutions | Albeo | ABH3(5D)3H57DXXXXXW | Indoor Luminaires | High-Bay | High-Bay Luminaires for Commercial and Industrial Buildings | Standard | FALSE | [9 empty] | 42410 |  |  | Yes |  | 3.1 | 22984 | 114.9 | 200 | 20 | 0.9 | 5000 | 70
P18TGQ1U | GE Lighting Solutions | Albeo | ABH3(01234)3H57DXXXXXW | Indoor Luminaires | High-Bay | High-Bay Luminaires for Commercial and Industrial Buildings | Standard | FALSE | [9 empty] | 42410 |  |  | Yes |  | 3.1 | 22984 | 123.6 | 186 | 20 | 0.9 | 5000 | 70
PYJXT9EK | GE Lighting Solutions | Albeo | ABH3(01234)4T57DXXXXXW | Indoor Luminaires | High-Bay | High-Bay Luminaires for Commercial and Industrial Buildings | Premium | FALSE | [9 empty] | 42410 |  |  | Yes |  | 3.1 | 22012 | 130.2 | 169 | 20 | 0.9 | 5000 | 70
PBTPEVGN | GE Lighting Solutions | Albeo | ABH3(5D)4T57DXXXXXW | Indoor Luminaires | High-Bay | High-Bay Luminaires for Commercial and Industrial Buildings | Premium | FALSE | [9 empty] | 42410 |  |  | Yes |  | 3.1 | 22012 | 120.9 | 182 | 20 | 0.9 | 5000 | 70
PYTEW4M5 | GE Lighting Solutions | Albeo | ABH3(01234)2V571XXXXXW | Indoor Luminaires | High-Bay | High-Bay Luminaires for Commercial and Industrial Buildings | Standard | FALSE | [9 empty] | 42410 |  |  | Yes |  | 3.1 | 19100 | 137.4 | 139 | 20 | 0.9 | 5000 | 70
PUC2ANQC | GE Lighting Solutions | Albeo | ABH3(5D)2V571XXXXXW | Indoor Luminaires | High-Bay | High-Bay Luminaires for Commercial and Industrial Buildings | Standard | FALSE | [9 empty] | 42410 |  |  | Yes |  | 3.1 | 19100 | 129.1 | 148 | 20 | 0.9 | 5000 | 70
PQ89N21G | GE Lighting Solutions | Albeo | ABH3(01234)2V574XXXXXW | Indoor Luminaires | High-Bay | High-Bay Luminaires for Commercial and Industrial Buildings | Standard | FALSE | [9 empty] | 42410 |  |  | Yes |  | 3.1 | 18928 | 136.2 | 139 | 20 | 0.9 | 5000 | 70
PA263FT8 | GE Lighting Solutions | Albeo | ABH3(5D)2V574XXXXXW | Indoor Luminaires | High-Bay | High-Bay Luminaires for Commercial and Industrial Buildings | Standard | FALSE | [9 empty] | 42410 |  |  | Yes |  | 3.1 | 18928 | 127.9 | 148 | 20 | 0.9 | 5000 | 70
PJF238J8 | GE Lighting Solutions | Albeo | ABH3(01234)2V572XXXXXW | Indoor Luminaires | High-Bay | High-Bay Luminaires for Commercial and Industrial Buildings | Standard | FALSE | [9 empty] | 42410 |  |  | Yes |  | 3.1 | 18794 | 135.2 | 139 | 20 | 0.9 | 5000 | 70
P5FN46B2 | GE Lighting Solutions | Albeo | ABH3(5D)2V572XXXXXW | Indoor Luminaires | High-Bay | High-Bay Luminaires for Commercial and Industrial Buildings | Standard | FALSE | [9 empty] | 42410 |  |  | Yes |  | 3.1 | 18794 | 127 | 148 | 20 | 0.9 | 5000 | 70
PWTR497B | GE Lighting Solutions | Albeo | ABH3(5D)2V578XXXXXW | Indoor Luminaires | High-Bay | High-Bay Luminaires for Commercial and Industrial Buildings | Standard | FALSE | [9 empty] | 42410 |  |  | Yes |  | 3.1 | 18718 | 126.5 | 148 | 20 | 0.9 | 5000 | 70
P9MFA5N8 | GE Lighting Solutions | Albeo | ABH3(01234)2V578XXXXXW | Indoor Luminaires | High-Bay | High-Bay Luminaires for Commercial and Industrial Buildings | Standard | FALSE | [9 empty] | 42410 |  |  | Yes |  | 3.1 | 18718 | 134.7 | 139 | 20 | 0.9 | 5000 | 70
PRXMSFCA | GE Lighting Solutions | Albeo | ABH3(01234)3T571XXXXXW | Indoor Luminaires | High-Bay | High-Bay Luminaires for Commercial and Industrial Buildings | Premium | FALSE | [9 empty] | 42410 |  |  | Yes |  | 3.1 | 18700 | 147.2 | 127 | 20 | 0.9 | 5000 | 70
P5CHH5M9 | GE Lighting Solutions | Albeo | ABH3(5D)3T571XXXXXW | Indoor Luminaires | High-Bay | High-Bay Luminaires for Commercial and Industrial Buildings | Premium | FALSE | [9 empty] | 42410 |  |  | Yes |  | 3.1 | 18700 | 134.5 | 139 | 20 | 0.9 | 5000 | 70
P7Z2DS9T | GE Lighting Solutions | Albeo | ABH3(5D)2V573XXXXXW | Indoor Luminaires | High-Bay | High-Bay Luminaires for Commercial and Industrial Buildings | Standard | FALSE | [9 empty] | 42410 |  |  | Yes |  | 3.1 | 18699 | 126.3 | 148 | 20 | 0.9 | 5000 | 70
P15DCBT2 | GE Lighting Solutions | Albeo | ABH3(01234)2V573XXXXXW | Indoor Luminaires | High-Bay | High-Bay Luminaires for Commercial and Industrial Buildings | Standard | FALSE | [9 empty] | 42410 |  |  | Yes |  | 3.1 | 18699 | 134.5 | 139 | 20 | 0.9 | 5000 | 70
PP5U8KRD | GE Lighting Solutions | Albeo | ABH3(01234)3T574XXXXXW | Indoor Luminaires | High-Bay | High-Bay Luminaires for Commercial and Industrial Buildings | Premium | FALSE | [9 empty] | 42410 |  |  | Yes |  | 3.1 | 18532 | 145.9 | 127 | 20 | 0.9 | 5000 | 70
PBKRVFVM | GE Lighting Solutions | Albeo | ABH3(5D)3T574XXXXXW | Indoor Luminaires | High-Bay | High-Bay Luminaires for Commercial and Industrial Buildings | Premium | FALSE | [9 empty] | 42410 |  |  | Yes |  | 3.1 | 18532 | 133.3 | 139 | 20 | 0.9 | 5000 | 70
PM5THYUM | GE Lighting Solutions | Albeo | ABH3(5D)3T572XXXXXW | Indoor Luminaires | High-Bay | High-Bay Luminaires for Commercial and Industrial Buildings | Premium | FALSE | [9 empty] | 42410 |  |  | Yes |  | 3.1 | 18401 | 132.4 | 139 | 20 | 0.9 | 5000 | 70
PJKH3B7X | GE Lighting Solutions | Albeo | ABH3(01234)3T572XXXXXW | Indoor Luminaires | High-Bay | High-Bay Luminaires for Commercial and Industrial Buildings | Premium | FALSE | [9 empty] | 42410 |  |  | Yes |  | 3.1 | 18401 | 144.9 | 127 | 20 | 0.9 | 5000 | 70
PXSW1CVE | GE Lighting Solutions | Albeo | ABH3(5D)3T578XXXXXW | Indoor Luminaires | High-Bay | High-Bay Luminaires for Commercial and Industrial Buildings | Premium | FALSE | [9 empty] | 42410 |  |  | Yes |  | 3.1 | 18326 | 131.8 | 139 | 20 | 0.9 | 5000 | 70
PFHHFHCR | GE Lighting Solutions | Albeo | ABH3(01234)3T578XXXXXW | Indoor Luminaires | High-Bay | High-Bay Luminaires for Commercial and Industrial Buildings | Premium | FALSE | [9 empty] | 42410 |  |  | Yes |  | 3.1 | 18326 | 144.3 | 127 | 20 | 0.9 | 5000 | 70
PWKYA5Z3 | GE Lighting Solutions | Albeo | ABH3(01234)3T573XXXXXW | Indoor Luminaires | High-Bay | High-Bay Luminaires for Commercial and Industrial Buildings | Premium | FALSE | [9 empty] | 42410 |  |  | Yes |  | 3.1 | 18307 | 144.2 | 127 | 20 | 0.9 | 5000 | 70
PDUP8DZB | GE Lighting Solutions | Albeo | ABH3(5D)3T573XXXXXW | Indoor Luminaires | High-Bay | High-Bay Luminaires for Commercial and Industrial Buildings | Premium | FALSE | [9 empty] | 42410 |  |  | Yes |  | 3.1 | 18307 | 131.7 | 139 | 20 | 0.9 | 5000 | 70
PCBQQPFP | GE Lighting Solutions | Albeo | ABH3(01234)2V57FXXXXXW | Indoor Luminaires | High-Bay | High-Bay Luminaires for Commercial and Industrial Buildings | Standard | FALSE | [9 empty] | 42410 |  |  | Yes |  | 3.1 | 18050 | 129.9 | 139 | 20 | 0.9 | 5000 | 70
PB2DENU7 | GE Lighting Solutions | Albeo | ABH3(5D)2V57FXXXXXW | Indoor Luminaires | High-Bay | High-Bay Luminaires for Commercial and Industrial Buildings | Standard | FALSE | [9 empty] | 42410 |  |  | Yes |  | 3.1 | 18050 | 122 | 148 | 20 | 0.9 | 5000 | 70
PAGH69YX | GE Lighting Solutions | Albeo | ABH3(5D)3T57FXXXXXW | Indoor Luminaires | High-Bay | High-Bay Luminaires for Commercial and Industrial Buildings | Premium | FALSE | [9 empty] | 42410 |  |  | Yes |  | 3.1 | 17672 | 127.1 | 139 | 20 | 0.9 | 5000 | 70
P7Y173HZ | GE Lighting Solutions | Albeo | ABH3(01234)3T57FXXXXXW | Indoor Luminaires | High-Bay | High-Bay Luminaires for Commercial and Industrial Buildings | Premium | FALSE | [9 empty] | 42410 |  |  | Yes |  | 3.1 | 17672 | 139.1 | 127 | 20 | 0.9 | 5000 | 70
P7T8Q67K | GE Lighting Solutions | Albeo | ABH3(01234)2H571XXXXXW | Indoor Luminaires | High-Bay | High-Bay Luminaires for Commercial and Industrial Buildings | Standard | FALSE | [9 empty] | 42410 |  |  | Yes |  | 3.1 | 17300 | 139.5 | 124 | 20 | 0.9 | 5000 | 70
P32XD9WN | GE Lighting Solutions | Albeo | ABH3(5D)2H571XXXXXW | Indoor Luminaires | High-Bay | High-Bay Luminaires for Commercial and Industrial Buildings | Standard | FALSE | [9 empty] | 42410 |  |  | Yes |  | 3.1 | 17300 | 131.1 | 132 | 20 | 0.9 | 5000 | 70
PE8J8CU1 | GE Lighting Solutions | Albeo | ABH3(01234)2H574XXXXXW | Indoor Luminaires | High-Bay | High-Bay Luminaires for Commercial and Industrial Buildings | Standard | FALSE | [9 empty] | 42410 |  |  | Yes |  | 3.1 | 17144 | 138.3 | 124 | 20 | 0.9 | 5000 | 70
P7QNABZU | GE Lighting Solutions | Albeo | ABH3(5D)2H574XXXXXW | Indoor Luminaires | High-Bay | High-Bay Luminaires for Commercial and Industrial Buildings | Standard | FALSE | [9 empty] | 42410 |  |  | Yes |  | 3.1 | 17144 | 129.9 | 132 | 20 | 0.9 | 5000 | 70
PTY4XP27 | GE Lighting Solutions | Albeo | ABH3(01234)2H572XXXXXW | Indoor Luminaires | High-Bay | High-Bay Luminaires for Commercial and Industrial Buildings | Standard | FALSE | [9 empty] | 42410 |  |  | Yes |  | 3.1 | 17023 | 137.3 | 124 | 20 | 0.9 | 5000 | 70
PMF6U9K5 | GE Lighting Solutions | Albeo | ABH3(5D)2H572XXXXXW | Indoor Luminaires | High-Bay | High-Bay Luminaires for Commercial and Industrial Buildings | Standard | FALSE | [9 empty] | 42410 |  |  | Yes |  | 3.1 | 17023 | 129 | 132 | 20 | 0.9 | 5000 | 70
PW7XXEQK | GE Lighting Solutions | Albeo | ABH3(5D)2H578XXXXXW | Indoor Luminaires | High-Bay | High-Bay Luminaires for Commercial and Industrial Buildings | Standard | FALSE | [9 empty] | 42410 |  |  | Yes |  | 3.1 | 16954 | 128.4 | 132 | 20 | 0.9 | 5000 | 70
PDHF4FAR | GE Lighting Solutions | Albeo | ABH3(01234)2H578XXXXXW | Indoor Luminaires | High-Bay | High-Bay Luminaires for Commercial and Industrial Buildings | Standard | FALSE | [9 empty] | 42410 |  |  | Yes |  | 3.1 | 16954 | 136.7 | 124 | 20 | 0.9 | 5000 | 70
PVFB9W59 | GE Lighting Solutions | Albeo | ABH3(01234)2H573XXXXXW | Indoor Luminaires | High-Bay | High-Bay Luminaires for Commercial and Industrial Buildings | Standard | FALSE | [9 empty] | 42410 |  |  | Yes |  | 3.1 | 16937 | 136.6 | 124 | 20 | 0.9 | 5000 | 70
PS6G4Z3Z | GE Lighting Solutions | Albeo | ABH3(5D)2H573XXXXXW | Indoor Luminaires | High-Bay | High-Bay Luminaires for Commercial and Industrial Buildings | Standard | FALSE | [9 empty] | 42410 |  |  | Yes |  | 3.1 | 16937 | 128.3 | 132 | 20 | 0.9 | 5000 | 70
PQRCRGAP | GE Lighting Solutions | Albeo | ABH3(01234)2V57DXXXXXW | Indoor Luminaires | High-Bay | High-Bay Luminaires for Commercial and Industrial Buildings | Standard | FALSE | [9 empty] | 42410 |  |  | Yes |  | 3.1 | 16884 | 121.5 | 139 | 20 | 0.9 | 5000 | 70
PMXFQ6Y5 | GE Lighting Solutions | Albeo | ABH3(5D)2V57DXXXXXW | Indoor Luminaires | High-Bay | High-Bay Luminaires for Commercial and Industrial Buildings | Standard | FALSE | [9 empty] | 42410 |  |  | Yes |  | 3.1 | 16884 | 114.1 | 148 | 20 | 0.9 | 5000 | 70
PZRUDZUK | GE Lighting Solutions | Albeo | ABH3(5D)3T57DXXXXXW | Indoor Luminaires | High-Bay | High-Bay Luminaires for Commercial and Industrial Buildings | Premium | FALSE | [9 empty] | 42410 |  |  | Yes |  | 3.1 | 16531 | 118.9 | 139 | 20 | 0.9 | 5000 | 70
P6W6P1T2 | GE Lighting Solutions | Albeo | ABH3(01234)3T57DXXXXXW | Indoor Luminaires | High-Bay | High-Bay Luminaires for Commercial and Industrial Buildings | Premium | FALSE | [9 empty] | 42410 |  |  | Yes |  | 3.1 | 16531 | 130.2 | 127 | 20 | 0.9 | 5000 | 70
PWMMMNJG | GE Lighting Solutions | Albeo | ABH3(01234)2H57FXXXXXW | Indoor Luminaires | High-Bay | High-Bay Luminaires for Commercial and Industrial Buildings | Standard | FALSE | [9 empty] | 42410 |  |  | Yes |  | 3.1 | 16349 | 131.8 | 124 | 20 | 0.9 | 5000 | 70
PE39W57H | GE Lighting Solutions | Albeo | ABH3(5D)2H57FXXXXXW | Indoor Luminaires | High-Bay | High-Bay Luminaires for Commercial and Industrial Buildings | Standard | FALSE | [9 empty] | 42410 |  |  | Yes |  | 3.1 | 16349 | 123.9 | 132 | 20 | 0.9 | 5000 | 70
PZ42HPZJ | GE Lighting Solutions | Albeo | ABH3(01234)2H57DXXXXXW | Indoor Luminaires | High-Bay | High-Bay Luminaires for Commercial and Industrial Buildings | Standard | FALSE | [9 empty] | 42410 |  |  | Yes |  | 3.1 | 15293 | 123.3 | 124 | 20 | 0.9 | 5000 | 70
PYD5WVPH | GE Lighting Solutions | Albeo | ABH3(5D)2H57DXXXXXW | Indoor Luminaires | High-Bay | High-Bay Luminaires for Commercial and Industrial Buildings | Standard | FALSE | [9 empty] | 42410 |  |  | Yes |  | 3.1 | 15293 | 115.9 | 132 | 20 | 0.9 | 5000 | 70
PXBG84JE | GE Lighting Solutions | Albeo | ABH3(5D)2T571XXXXXW | Indoor Luminaires | High-Bay | High-Bay Luminaires for Commercial and Industrial Buildings | Premium | FALSE | [9 empty] | 42410 |  |  | Yes |  | 3.1 | 12450 | 136.8 | 91 | 20 | 0.9 | 5000 | 70
PPAX7RK5 | GE Lighting Solutions | Albeo | ABH3(01234)2T571XXXXXW | Indoor Luminaires | High-Bay | High-Bay Luminaires for Commercial and Industrial Buildings | Premium | FALSE | [9 empty] | 42410 |  |  | Yes |  | 3.1 | 12450 | 146.5 | 85 | 20 | 0.9 | 5000 | 70
PAZ58HG8 | GE Lighting Solutions | Albeo | ABH3(01234)2T574XXXXXW | Indoor Luminaires | High-Bay | High-Bay Luminaires for Commercial and Industrial Buildings | Premium | FALSE | [9 empty] | 42410 |  |  | Yes |  | 3.1 | 12338 | 145.2 | 85 | 20 | 0.9 | 5000 | 70
P5DKKX4J | GE Lighting Solutions | Albeo | ABH3(5D)2T574XXXXXW | Indoor Luminaires | High-Bay | High-Bay Luminaires for Commercial and Industrial Buildings | Premium | FALSE | [9 empty] | 42410 |  |  | Yes |  | 3.1 | 12338 | 135.6 | 91 | 20 | 0.9 | 5000 | 70
PZVEGG1Y | GE Lighting Solutions | Albeo | ABH3(01234)2T572XXXXXW | Indoor Luminaires | High-Bay | High-Bay Luminaires for Commercial and Industrial Buildings | Premium | FALSE | [9 empty] | 42410 |  |  | Yes |  | 3.1 | 12251 | 144.1 | 85 | 20 | 0.9 | 5000 | 70
P6QAU4JE | GE Lighting Solutions | Albeo | ABH3(5D)2T572XXXXXW | Indoor Luminaires | High-Bay | High-Bay Luminaires for Commercial and Industrial Buildings | Premium | FALSE | [9 empty] | 42410 |  |  | Yes |  | 3.1 | 12251 | 134.6 | 91 | 20 | 0.9 | 5000 | 70
PNG3Q7Z8 | GE Lighting Solutions | Albeo | ABH3(5D)2T578XXXXXW | Indoor Luminaires | High-Bay | High-Bay Luminaires for Commercial and Industrial Buildings | Premium | FALSE | [9 empty] | 42410 |  |  | Yes |  | 3.1 | 12201 | 134.1 | 91 | 20 | 0.9 | 5000 | 70
P432C9CS | GE Lighting Solutions | Albeo | ABH3(01234)2T578XXXXXW | Indoor Luminaires | High-Bay | High-Bay Luminaires for Commercial and Industrial Buildings | Premium | FALSE | [9 empty] | 42410 |  |  | Yes |  | 3.1 | 12201 | 143.5 | 85 | 20 | 0.9 | 5000 | 70
PJ6Z8T71 | GE Lighting Solutions | Albeo | ABH3(5D)2T573XXXXXW | Indoor Luminaires | High-Bay | High-Bay Luminaires for Commercial and Industrial Buildings | Premium | FALSE | [9 empty] | 42410 |  |  | Yes |  | 3.1 | 12189 | 133.9 | 91 | 20 | 0.9 | 5000 | 70
PHC6YC7X | GE Lighting Solutions | Albeo | ABH3(01234)2T573XXXXXW | Indoor Luminaires | High-Bay | High-Bay Luminaires for Commercial and Industrial Buildings | Premium | FALSE | [9 empty] | 42410 |  |  | Yes |  | 3.1 | 12189 | 143.4 | 85 | 20 | 0.9 | 5000 | 70
PPKXFCCX | GE Lighting Solutions | Albeo | ABH3(01234)2T57FXXXXXW | Indoor Luminaires | High-Bay | High-Bay Luminaires for Commercial and Industrial Buildings | Premium | FALSE | [9 empty] | 42410 |  |  | Yes |  | 3.1 | 11765 | 138.4 | 85 | 20 | 0.9 | 5000 | 70
PMA5UYGD | GE Lighting Solutions | Albeo | ABH3(5D)2T57FXXXXXW | Indoor Luminaires | High-Bay | High-Bay Luminaires for Commercial and Industrial Buildings | Premium | FALSE | [9 empty] | 42410 |  |  | Yes |  | 3.1 | 11765 | 129.3 | 91 | 20 | 0.9 | 5000 | 70
PTVP4ASY | GE Lighting Solutions | Albeo | ABH3(01234)2T57DXXXXXW | Indoor Luminaires | High-Bay | High-Bay Luminaires for Commercial and Industrial Buildings | Premium | FALSE | [9 empty] | 42410 |  |  | Yes |  | 3.1 | 11006 | 129.5 | 85 | 20 | 0.9 | 5000 | 70
P1WPWYCU | GE Lighting Solutions | Albeo | ABH3(5D)2T57DXXXXXW | Indoor Luminaires | High-Bay | High-Bay Luminaires for Commercial and Industrial Buildings | Premium | FALSE | [9 empty] | 42410 |  |  | Yes |  | 3.1 | 11006 | 120.9 | 91 | 20 | 0.9 | 5000 | 70
P34R5237 | GE Lighting Solutions | Albeo | ABH3(01234)1V571XXXXXW | Indoor Luminaires | High-Bay | Low-Bay Luminaires for Commercial and Industrial Buildings | Standard | FALSE | [9 empty] | 42410 |  |  | Yes |  | 3.1 | 9550 | 136.4 | 70 | 20 | 0.9 | 5000 | 70
PAHYUV3U | GE Lighting Solutions | Albeo | ABH3(01234)1V574XXXXXW | Indoor Luminaires | High-Bay | Low-Bay Luminaires for Commercial and Industrial Buildings | Standard | FALSE | [9 empty] | 42410 |  |  | Yes |  | 3.1 | 9464 | 135.2 | 70 | 20 | 0.9 | 5000 | 70
PP2FY23W | GE Lighting Solutions | Albeo | ABH3(01234)1V572XXXXXW | Indoor Luminaires | High-Bay | Low-Bay Luminaires for Commercial and Industrial Buildings | Standard | FALSE | [9 empty] | 42410 |  |  | Yes |  | 3.1 | 9397 | 134.2 | 70 | 20 | 0.9 | 5000 | 70
PD2HTCSV | GE Lighting Solutions | Albeo | ABH3(01234)1V578XXXXXW | Indoor Luminaires | High-Bay | Low-Bay Luminaires for Commercial and Industrial Buildings | Standard | FALSE | [9 empty] | 42410 |  |  | Yes |  | 3.1 | 9359 | 133.7 | 70 | 20 | 0.9 | 5000 | 70
PJT84CPF | GE Lighting Solutions | Albeo | ABH3(01234)1V573XXXXXW | Indoor Luminaires | High-Bay | Low-Bay Luminaires for Commercial and Industrial Buildings | Standard | FALSE | [9 empty] | 42410 |  |  | Yes |  | 3.1 | 9349 | 133.6 | 70 | 20 | 0.9 | 5000 | 70
P9NFMJSH | GE Lighting Solutions | Albeo | ABH3(01234)1V57FXXXXXW | Indoor Luminaires | High-Bay | Low-Bay Luminaires for Commercial and Industrial Buildings | Standard | FALSE | [9 empty] | 42410 |  |  | Yes |  | 3.1 | 9025 | 128.9 | 70 | 20 | 0.9 | 5000 | 70
PR5DZTAX | GE Lighting Solutions | Albeo | ABH3(01234)1H571XXXXXW | Indoor Luminaires | High-Bay | Low-Bay Luminaires for Commercial and Industrial Buildings | Standard | FALSE | [9 empty] | 42410 |  |  | Yes |  | 3.1 | 8650 | 139.5 | 62 | 20 | 0.9 | 5000 | 70
P571CTKW | GE Lighting Solutions | Albeo | ABH3(01234)1H574XXXXXW | Indoor Luminaires | High-Bay | Low-Bay Luminaires for Commercial and Industrial Buildings | Standard | FALSE | [9 empty] | 42410 |  |  | Yes |  | 3.1 | 8572 | 138.3 | 62 | 20 | 0.9 | 5000 | 70
P5FQ5XFJ | GE Lighting Solutions | Albeo | ABH3(01234)1H572XXXXXW | Indoor Luminaires | High-Bay | Low-Bay Luminaires for Commercial and Industrial Buildings | Standard | FALSE | [9 empty] | 42410 |  |  | Yes |  | 3.1 | 8512 | 137.3 | 62 | 20 | 0.9 | 5000 | 70
PGPYCEVX | GE Lighting Solutions | Albeo | ABH3(01234)1H578XXXXXW | Indoor Luminaires | High-Bay | Low-Bay Luminaires for Commercial and Industrial Buildings | Standard | FALSE | [9 empty] | 42410 |  |  | Yes |  | 3.1 | 8477 | 136.7 | 62 | 20 | 0.9 | 5000 | 70
P87JSG3B | GE Lighting Solutions | Albeo | ABH3(01234)1H573XXXXXW | Indoor Luminaires | High-Bay | Low-Bay Luminaires for Commercial and Industrial Buildings | Standard | FALSE | [9 empty] | 42410 |  |  | Yes |  | 3.1 | 8468 | 136.6 | 62 | 20 | 0.9 | 5000 | 70
PMYGDENH | GE Lighting Solutions | Albeo | ABH3(01234)1V57DXXXXXW | Indoor Luminaires | High-Bay | Low-Bay Luminaires for Commercial and Industrial Buildings | Standard | FALSE | [9 empty] | 42410 |  |  | Yes |  | 3.1 | 8442 | 120.6 | 70 | 20 | 0.9 | 5000 | 70
PCUV8SPY | GE Lighting Solutions | Albeo | ABH3(01234)1H57FXXXXXW | Indoor Luminaires | High-Bay | Low-Bay Luminaires for Commercial and Industrial Buildings | Standard | FALSE | [9 empty] | 42410 |  |  | Yes |  | 3.1 | 8174 | 131.8 | 62 | 20 | 0.9 | 5000 | 70
PB66N5EM | GE Lighting Solutions | Albeo | ABH3(01234)1H57DXXXXXW | Indoor Luminaires | High-Bay | Low-Bay Luminaires for Commercial and Industrial Buildings | Standard | FALSE | [9 empty] | 42410 |  |  | Yes |  | 3.1 | 7647 | 123.3 | 62 | 20 | 0.9 | 5000 | 70
PDAVE588 | GE Lighting Solutions | Albeo | ABH3(01234)1T571XXXXXW | Indoor Luminaires | High-Bay | Low-Bay Luminaires for Commercial and Industrial Buildings | Premium | FALSE | [9 empty] | 42410 |  |  | Yes |  | 3.1 | 6200 | 147.6 | 42 | 20 | 0.9 | 5000 | 70
P4XZJ8V5 | GE Lighting Solutions | Albeo | ABH3(01234)1T574XXXXXW | Indoor Luminaires | High-Bay | Low-Bay Luminaires for Commercial and Industrial Buildings | Premium | FALSE | [9 empty] | 42410 |  |  | Yes |  | 3.1 | 6144 | 146.3 | 42 | 20 | 0.9 | 5000 | 70
PJK7NJDD | GE Lighting Solutions | Albeo | ABH3(01234)1T572XXXXXW | Indoor Luminaires | High-Bay | Low-Bay Luminaires for Commercial and Industrial Buildings | Premium | FALSE | [9 empty] | 42410 |  |  | Yes |  | 3.1 | 6101 | 145.3 | 42 | 20 | 0.9 | 5000 | 70
PYC4SDS7 | GE Lighting Solutions | Albeo | ABH3(01234)1T578XXXXXW | Indoor Luminaires | High-Bay | Low-Bay Luminaires for Commercial and Industrial Buildings | Premium | FALSE | [9 empty] | 42410 |  |  | Yes |  | 3.1 | 6076 | 144.7 | 42 | 20 | 0.9 | 5000 | 70
PA33M5Y7 | GE Lighting Solutions | Albeo | ABH3(01234)1T573XXXXXW | Indoor Luminaires | High-Bay | Low-Bay Luminaires for Commercial and Industrial Buildings | Premium | FALSE | [9 empty] | 42410 |  |  | Yes |  | 3.1 | 6070 | 144.5 | 42 | 20 | 0.9 | 5000 | 70
P1U2JNZ9 | GE Lighting Solutions | Albeo | ABH3(01234)1T57FXXXXXW | Indoor Luminaires | High-Bay | Low-Bay Luminaires for Commercial and Industrial Buildings | Premium | FALSE | [9 empty] | 42410 |  |  | Yes |  | 3.1 | 5859 | 139.5 | 42 | 20 | 0.9 | 5000 | 70
PBU1735Y | GE Lighting Solutions | Albeo | ABH3(01234)1T57DXXXXXW | Indoor Luminaires | High-Bay | Low-Bay Luminaires for Commercial and Industrial Buildings | Premium | FALSE | [9 empty] | 42410 |  |  | Yes |  | 3.1 | 5481 | 130.5 | 42 | 20 | 0.9 | 5000 | 70
PY1CY7MC | GE Lighting Solutions | Albeo | ABH3(5D)6V471XXXXXW | Indoor Luminaires | High-Bay | High-Bay Luminaires for Commercial and Industrial Buildings | Standard | FALSE | [9 empty] | 42410 |  |  | Yes |  | 3.1 | 57250 | 128.9 | 444 | 20 | 0.9 | 4000 | 70
P57NBNUN | GE Lighting Solutions | Albeo | ABH3(01234)6V471XXXXXW | Indoor Luminaires | High-Bay | High-Bay Luminaires for Commercial and Industrial Buildings | Standard | FALSE | [9 empty] | 42410 |  |  | Yes |  | 3.1 | 57250 | 136.3 | 420 | 20 | 0.9 | 4000 | 70
PB29Y5HJ | GE Lighting Solutions | Albeo | ABH3(01234)6V474XXXXXW | Indoor Luminaires | High-Bay | High-Bay Luminaires for Commercial and Industrial Buildings | Standard | FALSE | [9 empty] | 42410 |  |  | Yes |  | 3.1 | 56735 | 135.1 | 420 | 20 | 0.9 | 4000 | 70
P2S1T2CP | GE Lighting Solutions | Albeo | ABH3(5D)6V474XXXXXW | Indoor Luminaires | High-Bay | High-Bay Luminaires for Commercial and Industrial Buildings | Standard | FALSE | [9 empty] | 42410 |  |  | Yes |  | 3.1 | 56735 | 127.8 | 444 | 20 | 0.9 | 4000 | 70
PM173CM3 | GE Lighting Solutions | Albeo | ABH3(5D)6V472XXXXXW | Indoor Luminaires | High-Bay | High-Bay Luminaires for Commercial and Industrial Buildings | Standard | FALSE | [9 empty] | 42410 |  |  | Yes |  | 3.1 | 56334 | 126.9 | 444 | 20 | 0.9 | 4000 | 70
P49SXMN7 | GE Lighting Solutions | Albeo | ABH3(01234)6V472XXXXXW | Indoor Luminaires | High-Bay | High-Bay Luminaires for Commercial and Industrial Buildings | Standard | FALSE | [9 empty] | 42410 |  |  | Yes |  | 3.1 | 56334 | 134.1 | 420 | 20 | 0.9 | 4000 | 70
PPZRVPGT | GE Lighting Solutions | Albeo | ABH3(01234)6V478XXXXXW | Indoor Luminaires | High-Bay | High-Bay Luminaires for Commercial and Industrial Buildings | Standard | FALSE | [9 empty] | 42410 |  |  | Yes |  | 3.1 | 56105 | 133.6 | 420 | 20 | 0.9 | 4000 | 70
PGGCUD28 | GE Lighting Solutions | Albeo | ABH3(5D)6V478XXXXXW | Indoor Luminaires | High-Bay | High-Bay Luminaires for Commercial and Industrial Buildings | Standard | FALSE | [9 empty] | 42410 |  |  | Yes |  | 3.1 | 56105 | 126.4 | 444 | 20 | 0.9 | 4000 | 70
PUAKP1ZG | GE Lighting Solutions | Albeo | ABH3(5D)6V473XXXXXW | Indoor Luminaires | High-Bay | High-Bay Luminaires for Commercial and Industrial Buildings | Standard | FALSE | [9 empty] | 42410 |  |  | Yes |  | 3.1 | 56048 | 126.2 | 444 | 20 | 0.9 | 4000 | 70
PNDSZ5Y2 | GE Lighting Solutions | Albeo | ABH3(01234)6V473XXXXXW | Indoor Luminaires | High-Bay | High-Bay Luminaires for Commercial and Industrial Buildings | Standard | FALSE | [9 empty] | 42410 |  |  | Yes |  | 3.1 | 56048 | 133.4 | 420 | 20 | 0.9 | 4000 | 70
PZ337SW4 | GE Lighting Solutions | Albeo | ABH3(01234)6V47FXXXXXW | Indoor Luminaires | High-Bay | High-Bay Luminaires for Commercial and Industrial Buildings | Standard | FALSE | [9 empty] | 42410 |  |  | Yes |  | 3.1 | 54101 | 128.8 | 420 | 20 | 0.9 | 4000 | 70
PDAWZHGC | GE Lighting Solutions | Albeo | ABH3(5D)6V47FXXXXXW | Indoor Luminaires | High-Bay | High-Bay Luminaires for Commercial and Industrial Buildings | Standard | FALSE | [9 empty] | 42410 |  |  | Yes |  | 3.1 | 54101 | 121.8 | 444 | 20 | 0.9 | 4000 | 70
PVNWDD89 | GE Lighting Solutions | Albeo | ABH3(5D)6H471XXXXXW | Indoor Luminaires | High-Bay | High-Bay Luminaires for Commercial and Industrial Buildings | Standard | FALSE | [9 empty] | 42410 |  |  | Yes |  | 3.1 | 52000 | 131.6 | 395 | 20 | 0.9 | 4000 | 70
PSMQU24V | GE Lighting Solutions | Albeo | ABH3(01234)6H471XXXXXW | Indoor Luminaires | High-Bay | High-Bay Luminaires for Commercial and Industrial Buildings | Standard | FALSE | [9 empty] | 42410 |  |  | Yes |  | 3.1 | 52000 | 139.8 | 372 | 20 | 0.9 | 4000 | 70
P77WX66M | GE Lighting Solutions | Albeo | ABH3(5D)6H474XXXXXW | Indoor Luminaires | High-Bay | High-Bay Luminaires for Commercial and Industrial Buildings | Standard | FALSE | [9 empty] | 42410 |  |  | Yes |  | 3.1 | 51532 | 130.5 | 395 | 20 | 0.9 | 4000 | 70
P59TXXCA | GE Lighting Solutions | Albeo | ABH3(01234)6H474XXXXXW | Indoor Luminaires | High-Bay | High-Bay Luminaires for Commercial and Industrial Buildings | Standard | FALSE | [9 empty] | 42410 |  |  | Yes |  | 3.1 | 51532 | 138.5 | 372 | 20 | 0.9 | 4000 | 70
PW7CXGHT | GE Lighting Solutions | Albeo | ABH3(5D)6H472XXXXXW | Indoor Luminaires | High-Bay | High-Bay Luminaires for Commercial and Industrial Buildings | Standard | FALSE | [9 empty] | 42410 |  |  | Yes |  | 3.1 | 51168 | 129.5 | 395 | 20 | 0.9 | 4000 | 70
PVDF9QVG | GE Lighting Solutions | Albeo | ABH3(01234)6H472XXXXXW | Indoor Luminaires | High-Bay | High-Bay Luminaires for Commercial and Industrial Buildings | Standard | FALSE | [9 empty] | 42410 |  |  | Yes |  | 3.1 | 51168 | 137.5 | 372 | 20 | 0.9 | 4000 | 70
PS6RJD7G | GE Lighting Solutions | Albeo | ABH3(5D)6H478XXXXXW | Indoor Luminaires | High-Bay | High-Bay Luminaires for Commercial and Industrial Buildings | Standard | FALSE | [9 empty] | 42410 |  |  | Yes |  | 3.1 | 50960 | 129 | 395 | 20 | 0.9 | 4000 | 70
P5WR78XT | GE Lighting Solutions | Albeo | ABH3(01234)6H478XXXXXW | Indoor Luminaires | High-Bay | High-Bay Luminaires for Commercial and Industrial Buildings | Standard | FALSE | [9 empty] | 42410 |  |  | Yes |  | 3.1 | 50960 | 137 | 372 | 20 | 0.9 | 4000 | 70
PYUWBYXQ | GE Lighting Solutions | Albeo | ABH3(01234)6H473XXXXXW | Indoor Luminaires | High-Bay | High-Bay Luminaires for Commercial and Industrial Buildings | Standard | FALSE | [9 empty] | 42410 |  |  | Yes |  | 3.1 | 50908 | 136.8 | 372 | 20 | 0.9 | 4000 | 70
PUY1169D | GE Lighting Solutions | Albeo | ABH3(5D)6H473XXXXXW | Indoor Luminaires | High-Bay | High-Bay Luminaires for Commercial and Industrial Buildings | Standard | FALSE | [9 empty] | 42410 |  |  | Yes |  | 3.1 | 50908 | 128.9 | 395 | 20 | 0.9 | 4000 | 70
PWRWZFZ6 | GE Lighting Solutions | Albeo | ABH3(01234)6V47DXXXXXW | Indoor Luminaires | High-Bay | High-Bay Luminaires for Commercial and Industrial Buildings | Standard | FALSE | [9 empty] | 42410 |  |  | Yes |  | 3.1 | 50609 | 120.5 | 420 | 20 | 0.9 | 4000 | 70
P2PJ1WMS | GE Lighting Solutions | Albeo | ABH3(5D)6V47DXXXXXW | Indoor Luminaires | High-Bay | High-Bay Luminaires for Commercial and Industrial Buildings | Standard | FALSE | [9 empty] | 42410 |  |  | Yes |  | 3.1 | 50609 | 114 | 444 | 20 | 0.9 | 4000 | 70
PVW848BM | GE Lighting Solutions | Albeo | ABH3(01234)6H47FXXXXXW | Indoor Luminaires | High-Bay | High-Bay Luminaires for Commercial and Industrial Buildings | Standard | FALSE | [9 empty] | 42410 |  |  | Yes |  | 3.1 | 49140 | 132.1 | 372 | 20 | 0.9 | 4000 | 70
PVKDF9HQ | GE Lighting Solutions | Albeo | ABH3(5D)6H47FXXXXXW | Indoor Luminaires | High-Bay | High-Bay Luminaires for Commercial and Industrial Buildings | Standard | FALSE | [9 empty] | 42410 |  |  | Yes |  | 3.1 | 49140 | 124.4 | 395 | 20 | 0.9 | 4000 | 70
PRXA6QBB | GE Lighting Solutions | Albeo | ABH3(5D)6H47DXXXXXW | Indoor Luminaires | High-Bay | High-Bay Luminaires for Commercial and Industrial Buildings | Standard | FALSE | [9 empty] | 42410 |  |  | Yes |  | 3.1 | 45968 | 116.4 | 395 | 20 | 0.9 | 4000 | 70
P6DVHR3P | GE Lighting Solutions | Albeo | ABH3(01234)6H47DXXXXXW | Indoor Luminaires | High-Bay | High-Bay Luminaires for Commercial and Industrial Buildings | Standard | FALSE | [9 empty] | 42410 |  |  | Yes |  | 3.1 | 45968 | 123.6 | 372 | 20 | 0.9 | 4000 | 70
PKDVCQ1A | GE Lighting Solutions | Albeo | ABH3(5D)4V471XXXXXW | Indoor Luminaires | High-Bay | High-Bay Luminaires for Commercial and Industrial Buildings | Standard | FALSE | [9 empty] | 42410 |  |  | Yes |  | 3.1 | 38150 | 128.9 | 296 | 20 | 0.9 | 4000 | 70
PGPE18A8 | GE Lighting Solutions | Albeo | ABH3(01234)4V471XXXXXW | Indoor Luminaires | High-Bay | High-Bay Luminaires for Commercial and Industrial Buildings | Standard | FALSE | [9 empty] | 42410 |  |  | Yes |  | 3.1 | 38150 | 136.3 | 280 | 20 | 0.9 | 4000 | 70
PKJT1MH1 | GE Lighting Solutions | Albeo | ABH3(01234)4V474XXXXXW | Indoor Luminaires | High-Bay | High-Bay Luminaires for Commercial and Industrial Buildings | Standard | FALSE | [9 empty] | 42410 |  |  | Yes |  | 3.1 | 37807 | 135 | 280 | 20 | 0.9 | 4000 | 70
P8GXSWXD | GE Lighting Solutions | Albeo | ABH3(5D)4V474XXXXXW | Indoor Luminaires | High-Bay | High-Bay Luminaires for Commercial and Industrial Buildings | Standard | FALSE | [9 empty] | 42410 |  |  | Yes |  | 3.1 | 37807 | 127.7 | 296 | 20 | 0.9 | 4000 | 70
PM7EQRJX | GE Lighting Solutions | Albeo | ABH3(5D)4V472XXXXXW | Indoor Luminaires | High-Bay | High-Bay Luminaires for Commercial and Industrial Buildings | Standard | FALSE | [9 empty] | 42410 |  |  | Yes |  | 3.1 | 37540 | 126.8 | 296 | 20 | 0.9 | 4000 | 70
P48G1Y9Q | GE Lighting Solutions | Albeo | ABH3(01234)4V472XXXXXW | Indoor Luminaires | High-Bay | High-Bay Luminaires for Commercial and Industrial Buildings | Standard | FALSE | [9 empty] | 42410 |  |  | Yes |  | 3.1 | 37540 | 134.1 | 280 | 20 | 0.9 | 4000 | 70
PVD2GD8K | GE Lighting Solutions | Albeo | ABH3(5D)6T471XXXXXW | Indoor Luminaires | High-Bay | High-Bay Luminaires for Commercial and Industrial Buildings | Premium | FALSE | [9 empty] | 42410 |  |  | Yes |  | 3.1 | 37400 | 137 | 273 | 20 | 0.9 | 4000 | 70
P2JGSJBQ | GE Lighting Solutions | Albeo | ABH3(01234)6T471XXXXXW | Indoor Luminaires | High-Bay | High-Bay Luminaires for Commercial and Industrial Buildings | Premium | FALSE | [9 empty] | 42410 |  |  | Yes |  | 3.1 | 37400 | 147.2 | 254 | 20 | 0.9 | 4000 | 70
PWXAHGC6 | GE Lighting Solutions | Albeo | ABH3(01234)4V478XXXXXW | Indoor Luminaires | High-Bay | High-Bay Luminaires for Commercial and Industrial Buildings | Standard | FALSE | [9 empty] | 42410 |  |  | Yes |  | 3.1 | 37387 | 133.5 | 280 | 20 | 0.9 | 4000 | 70
PRQ1C315 | GE Lighting Solutions | Albeo | ABH3(5D)4V478XXXXXW | Indoor Luminaires | High-Bay | High-Bay Luminaires for Commercial and Industrial Buildings | Standard | FALSE | [9 empty] | 42410 |  |  | Yes |  | 3.1 | 37387 | 126.3 | 296 | 20 | 0.9 | 4000 | 70
PTECSV97 | GE Lighting Solutions | Albeo | ABH3(01234)4V473XXXXXW | Indoor Luminaires | High-Bay | High-Bay Luminaires for Commercial and Industrial Buildings | Standard | FALSE | [9 empty] | 42410 |  |  | Yes |  | 3.1 | 37349 | 133.4 | 280 | 20 | 0.9 | 4000 | 70
PAYU3AZH | GE Lighting Solutions | Albeo | ABH3(5D)4V473XXXXXW | Indoor Luminaires | High-Bay | High-Bay Luminaires for Commercial and Industrial Buildings | Standard | FALSE | [9 empty] | 42410 |  |  | Yes |  | 3.1 | 37349 | 126.2 | 296 | 20 | 0.9 | 4000 | 70
PZBKPU9S | GE Lighting Solutions | Albeo | ABH3(01234)6T474XXXXXW | Indoor Luminaires | High-Bay | High-Bay Luminaires for Commercial and Industrial Buildings | Premium | FALSE | [9 empty] | 42410 |  |  | Yes |  | 3.1 | 37063 | 145.9 | 254 | 20 | 0.9 | 4000 | 70
PF3RJJGA | GE Lighting Solutions | Albeo | ABH3(5D)6T474XXXXXW | Indoor Luminaires | High-Bay | High-Bay Luminaires for Commercial and Industrial Buildings | Premium | FALSE | [9 empty] | 42410 |  |  | Yes |  | 3.1 | 37063 | 135.8 | 273 | 20 | 0.9 | 4000 | 70
PKHUUKP1 | GE Lighting Solutions | Albeo | ABH3(5D)6T472XXXXXW | Indoor Luminaires | High-Bay | High-Bay Luminaires for Commercial and Industrial Buildings | Premium | FALSE | [9 empty] | 42410 |  |  | Yes |  | 3.1 | 36802 | 134.8 | 273 | 20 | 0.9 | 4000 | 70
P9HQBXV2 | GE Lighting Solutions | Albeo | ABH3(01234)6T472XXXXXW | Indoor Luminaires | High-Bay | High-Bay Luminaires for Commercial and Industrial Buildings | Premium | FALSE | [9 empty] | 42410 |  |  | Yes |  | 3.1 | 36802 | 144.9 | 254 | 20 | 0.9 | 4000 | 70
PKSDJ8PW | GE Lighting Solutions | Albeo | ABH3(5D)6T478XXXXXW | Indoor Luminaires | High-Bay | High-Bay Luminaires for Commercial and Industrial Buildings | Premium | FALSE | [9 empty] | 42410 |  |  | Yes |  | 3.1 | 36652 | 134.3 | 273 | 20 | 0.9 | 4000 | 70
P936JFZV | GE Lighting Solutions | Albeo | ABH3(01234)6T478XXXXXW | Indoor Luminaires | High-Bay | High-Bay Luminaires for Commercial and Industrial Buildings | Premium | FALSE | [9 empty] | 42410 |  |  | Yes |  | 3.1 | 36652 | 144.3 | 254 | 20 | 0.9 | 4000 | 70
P57ZKHTF | GE Lighting Solutions | Albeo | ABH3(01234)6T473XXXXXW | Indoor Luminaires | High-Bay | High-Bay Luminaires for Commercial and Industrial Buildings | Premium | FALSE | [9 empty] | 42410 |  |  | Yes |  | 3.1 | 36615 | 144.2 | 254 | 20 | 0.9 | 4000 | 70
P1U7M6BT | GE Lighting Solutions | Albeo | ABH3(5D)6T473XXXXXW | Indoor Luminaires | High-Bay | High-Bay Luminaires for Commercial and Industrial Buildings | Premium | FALSE | [9 empty] | 42410 |  |  | Yes |  | 3.1 | 36615 | 134.1 | 273 | 20 | 0.9 | 4000 | 70
PB9RQ16C | GE Lighting Solutions | Albeo | ABH3(5D)4V47FXXXXXW | Indoor Luminaires | High-Bay | High-Bay Luminaires for Commercial and Industrial Buildings | Standard | FALSE | [9 empty] | 42410 |  |  | Yes |  | 3.1 | 36052 | 121.8 | 296 | 20 | 0.9 | 4000 | 70
P872XP31 | GE Lighting Solutions | Albeo | ABH3(01234)4V47FXXXXXW | Indoor Luminaires | High-Bay | High-Bay Luminaires for Commercial and Industrial Buildings | Standard | FALSE | [9 empty] | 42410 |  |  | Yes |  | 3.1 | 36052 | 128.8 | 280 | 20 | 0.9 | 4000 | 70
PHBD5Q8F | GE Lighting Solutions | Albeo | ABH3(01234)6T47FXXXXXW | Indoor Luminaires | High-Bay | High-Bay Luminaires for Commercial and Industrial Buildings | Premium | FALSE | [9 empty] | 42410 |  |  | Yes |  | 3.1 | 35343 | 139.1 | 254 | 20 | 0.9 | 4000 | 70
P9AX9EGW | GE Lighting Solutions | Albeo | ABH3(5D)6T47FXXXXXW | Indoor Luminaires | High-Bay | High-Bay Luminaires for Commercial and Industrial Buildings | Premium | FALSE | [9 empty] | 42410 |  |  | Yes |  | 3.1 | 35343 | 129.5 | 273 | 20 | 0.9 | 4000 | 70
PTEQT93P | GE Lighting Solutions | Albeo | ABH3(5D)4H471XXXXXW | Indoor Luminaires | High-Bay | High-Bay Luminaires for Commercial and Industrial Buildings | Standard | FALSE | [9 empty] | 42410 |  |  | Yes |  | 3.1 | 34600 | 131.6 | 263 | 20 | 0.9 | 4000 | 70
PP9Z5RMS | GE Lighting Solutions | Albeo | ABH3(01234)4H471XXXXXW | Indoor Luminaires | High-Bay | High-Bay Luminaires for Commercial and Industrial Buildings | Standard | FALSE | [9 empty] | 42410 |  |  | Yes |  | 3.1 | 34600 | 139.5 | 248 | 20 | 0.9 | 4000 | 70
P3R97C1Y | GE Lighting Solutions | Albeo | ABH3(01234)4H474XXXXXW | Indoor Luminaires | High-Bay | High-Bay Luminaires for Commercial and Industrial Buildings | Standard | FALSE | [9 empty] | 42410 |  |  | Yes |  | 3.1 | 34289 | 138.3 | 248 | 20 | 0.9 | 4000 | 70
P3NQ88AX | GE Lighting Solutions | Albeo | ABH3(5D)4H474XXXXXW | Indoor Luminaires | High-Bay | High-Bay Luminaires for Commercial and Industrial Buildings | Standard | FALSE | [9 empty] | 42410 |  |  | Yes |  | 3.1 | 34289 | 130.4 | 263 | 20 | 0.9 | 4000 | 70
PMFFZS2M | GE Lighting Solutions | Albeo | ABH3(5D)4H472XXXXXW | Indoor Luminaires | High-Bay | High-Bay Luminaires for Commercial and Industrial Buildings | Standard | FALSE | [9 empty] | 42410 |  |  | Yes |  | 3.1 | 34046 | 129.5 | 263 | 20 | 0.9 | 4000 | 70
P1BJ14MY | GE Lighting Solutions | Albeo | ABH3(01234)4H472XXXXXW | Indoor Luminaires | High-Bay | High-Bay Luminaires for Commercial and Industrial Buildings | Standard | FALSE | [9 empty] | 42410 |  |  | Yes |  | 3.1 | 34046 | 137.3 | 248 | 20 | 0.9 | 4000 | 70
P7THN8QZ | GE Lighting Solutions | Albeo | ABH3(5D)4H478XXXXXW | Indoor Luminaires | High-Bay | High-Bay Luminaires for Commercial and Industrial Buildings | Standard | FALSE | [9 empty] | 42410 |  |  | Yes |  | 3.1 | 33908 | 128.9 | 263 | 20 | 0.9 | 4000 | 70
P4MCN3J9 | GE Lighting Solutions | Albeo | ABH3(01234)4H478XXXXXW | Indoor Luminaires | High-Bay | High-Bay Luminaires for Commercial and Industrial Buildings | Standard | FALSE | [9 empty] | 42410 |  |  | Yes |  | 3.1 | 33908 | 136.7 | 248 | 20 | 0.9 | 4000 | 70
PTKZME74 | GE Lighting Solutions | Albeo | ABH3(5D)4H473XXXXXW | Indoor Luminaires | High-Bay | High-Bay Luminaires for Commercial and Industrial Buildings | Standard | FALSE | [9 empty] | 42410 |  |  | Yes |  | 3.1 | 33873 | 128.8 | 263 | 20 | 0.9 | 4000 | 70
PF9ZHZ2G | GE Lighting Solutions | Albeo | ABH3(01234)4H473XXXXXW | Indoor Luminaires | High-Bay | High-Bay Luminaires for Commercial and Industrial Buildings | Standard | FALSE | [9 empty] | 42410 |  |  | Yes |  | 3.1 | 33873 | 136.6 | 248 | 20 | 0.9 | 4000 | 70
P5KQV9YC | GE Lighting Solutions | Albeo | ABH3(5D)4V47DXXXXXW | Indoor Luminaires | High-Bay | High-Bay Luminaires for Commercial and Industrial Buildings | Standard | FALSE | [9 empty] | 42410 |  |  | Yes |  | 3.1 | 33725 | 113.9 | 296 | 20 | 0.9 | 4000 | 70
P4XUEH89 | GE Lighting Solutions | Albeo | ABH3(01234)4V47DXXXXXW | Indoor Luminaires | High-Bay | High-Bay Luminaires for Commercial and Industrial Buildings | Standard | FALSE | [9 empty] | 42410 |  |  | Yes |  | 3.1 | 33725 | 120.4 | 280 | 20 | 0.9 | 4000 | 70
PS6RG7JD | GE Lighting Solutions | Albeo | ABH3(01234)6T47DXXXXXW | Indoor Luminaires | High-Bay | High-Bay Luminaires for Commercial and Industrial Buildings | Premium | FALSE | [9 empty] | 42410 |  |  | Yes |  | 3.1 | 33062 | 130.2 | 254 | 20 | 0.9 | 4000 | 70
PCKYXCTZ | GE Lighting Solutions | Albeo | ABH3(5D)6T47DXXXXXW | Indoor Luminaires | High-Bay | High-Bay Luminaires for Commercial and Industrial Buildings | Premium | FALSE | [9 empty] | 42410 |  |  | Yes |  | 3.1 | 33062 | 121.1 | 273 | 20 | 0.9 | 4000 | 70
PNGRCQA7 | GE Lighting Solutions | Albeo | ABH3(5D)4H47FXXXXXW | Indoor Luminaires | High-Bay | High-Bay Luminaires for Commercial and Industrial Buildings | Standard | FALSE | [9 empty] | 42410 |  |  | Yes |  | 3.1 | 32697 | 124.3 | 263 | 20 | 0.9 | 4000 | 70
PGN2E3XR | GE Lighting Solutions | Albeo | ABH3(01234)4H47FXXXXXW | Indoor Luminaires | High-Bay | High-Bay Luminaires for Commercial and Industrial Buildings | Standard | FALSE | [9 empty] | 42410 |  |  | Yes |  | 3.1 | 32697 | 131.8 | 248 | 20 | 0.9 | 4000 | 70
PZ9A9XF8 | GE Lighting Solutions | Albeo | ABH3(01234)4H47DXXXXXW | Indoor Luminaires | High-Bay | High-Bay Luminaires for Commercial and Industrial Buildings | Standard | FALSE | [9 empty] | 42410 |  |  | Yes |  | 3.1 | 30586 | 123.3 | 248 | 20 | 0.9 | 4000 | 70
PMC69DJ1 | GE Lighting Solutions | Albeo | ABH3(5D)4H47DXXXXXW | Indoor Luminaires | High-Bay | High-Bay Luminaires for Commercial and Industrial Buildings | Standard | FALSE | [9 empty] | 42410 |  |  | Yes |  | 3.1 | 30586 | 116.3 | 263 | 20 | 0.9 | 4000 | 70
P85F6D59 | GE Lighting Solutions | Albeo | ABH3(5D)3V471XXXXXW | Indoor Luminaires | High-Bay | High-Bay Luminaires for Commercial and Industrial Buildings | Standard | FALSE | [9 empty] | 42410 |  |  | Yes |  | 3.1 | 28600 | 127.7 | 224 | 20 | 0.9 | 4000 | 70
P5D1BFMN | GE Lighting Solutions | Albeo | ABH3(01234)3V471XXXXXW | Indoor Luminaires | High-Bay | High-Bay Luminaires for Commercial and Industrial Buildings | Standard | FALSE | [9 empty] | 42410 |  |  | Yes |  | 3.1 | 28600 | 136.2 | 210 | 20 | 0.9 | 4000 | 70
PU6FE2AZ | GE Lighting Solutions | Albeo | ABH3(01234)3V474XXXXXW | Indoor Luminaires | High-Bay | High-Bay Luminaires for Commercial and Industrial Buildings | Standard | FALSE | [9 empty] | 42410 |  |  | Yes |  | 3.1 | 28343 | 135 | 210 | 20 | 0.9 | 4000 | 70
PTPPUXD8 | GE Lighting Solutions | Albeo | ABH3(5D)3V474XXXXXW | Indoor Luminaires | High-Bay | High-Bay Luminaires for Commercial and Industrial Buildings | Standard | FALSE | [9 empty] | 42410 |  |  | Yes |  | 3.1 | 28343 | 126.5 | 224 | 20 | 0.9 | 4000 | 70
PT3JVZ7B | GE Lighting Solutions | Albeo | ABH3(5D)3V472XXXXXW | Indoor Luminaires | High-Bay | High-Bay Luminaires for Commercial and Industrial Buildings | Standard | FALSE | [9 empty] | 42410 |  |  | Yes |  | 3.1 | 28142 | 125.6 | 224 | 20 | 0.9 | 4000 | 70
PEDZGQBS | GE Lighting Solutions | Albeo | ABH3(01234)3V472XXXXXW | Indoor Luminaires | High-Bay | High-Bay Luminaires for Commercial and Industrial Buildings | Standard | FALSE | [9 empty] | 42410 |  |  | Yes |  | 3.1 | 28142 | 134 | 210 | 20 | 0.9 | 4000 | 70
PWNDBB7W | GE Lighting Solutions | Albeo | ABH3(01234)3V478XXXXXW | Indoor Luminaires | High-Bay | High-Bay Luminaires for Commercial and Industrial Buildings | Standard | FALSE | [9 empty] | 42410 |  |  | Yes |  | 3.1 | 28028 | 133.5 | 210 | 20 | 0.9 | 4000 | 70
P9CENMJA | GE Lighting Solutions | Albeo | ABH3(5D)3V478XXXXXW | Indoor Luminaires | High-Bay | High-Bay Luminaires for Commercial and Industrial Buildings | Standard | FALSE | [9 empty] | 42410 |  |  | Yes |  | 3.1 | 28028 | 125.1 | 224 | 20 | 0.9 | 4000 | 70
P7MWDBCG | GE Lighting Solutions | Albeo | ABH3(01234)3V473XXXXXW | Indoor Luminaires | High-Bay | High-Bay Luminaires for Commercial and Industrial Buildings | Standard | FALSE | [9 empty] | 42410 |  |  | Yes |  | 3.1 | 27999 | 133.3 | 210 | 20 | 0.9 | 4000 | 70
P2YTRN7A | GE Lighting Solutions | Albeo | ABH3(5D)3V473XXXXXW | Indoor Luminaires | High-Bay | High-Bay Luminaires for Commercial and Industrial Buildings | Standard | FALSE | [9 empty] | 42410 |  |  | Yes |  | 3.1 | 27999 | 125 | 224 | 20 | 0.9 | 4000 | 70
PX5518WW | GE Lighting Solutions | Albeo | ABH3(5D)3V47FXXXXXW | Indoor Luminaires | High-Bay | High-Bay Luminaires for Commercial and Industrial Buildings | Standard | FALSE | [9 empty] | 42410 |  |  | Yes |  | 3.1 | 27027 | 120.7 | 224 | 20 | 0.9 | 4000 | 70
P4399YB1 | GE Lighting Solutions | Albeo | ABH3(01234)3V47FXXXXXW | Indoor Luminaires | High-Bay | High-Bay Luminaires for Commercial and Industrial Buildings | Standard | FALSE | [9 empty] | 42410 |  |  | Yes |  | 3.1 | 27027 | 128.7 | 210 | 20 | 0.9 | 4000 | 70
PU1WSQSC | GE Lighting Solutions | Albeo | ABH3(01234)3H471XXXXXW | Indoor Luminaires | High-Bay | High-Bay Luminaires for Commercial and Industrial Buildings | Standard | FALSE | [9 empty] | 42410 |  |  | Yes |  | 3.1 | 26000 | 139.8 | 186 | 20 | 0.9 | 4000 | 70
PQ4BR7N3 | GE Lighting Solutions | Albeo | ABH3(5D)3H471XXXXXW | Indoor Luminaires | High-Bay | High-Bay Luminaires for Commercial and Industrial Buildings | Standard | FALSE | [9 empty] | 42410 |  |  | Yes |  | 3.1 | 26000 | 130 | 200 | 20 | 0.9 | 4000 | 70
PY3WEGAR | GE Lighting Solutions | Albeo | ABH3(01234)3H474XXXXXW | Indoor Luminaires | High-Bay | High-Bay Luminaires for Commercial and Industrial Buildings | Standard | FALSE | [9 empty] | 42410 |  |  | Yes |  | 3.1 | 25766 | 138.5 | 186 | 20 | 0.9 | 4000 | 70
PD44PE1A | GE Lighting Solutions | Albeo | ABH3(5D)3H474XXXXXW | Indoor Luminaires | High-Bay | High-Bay Luminaires for Commercial and Industrial Buildings | Standard | FALSE | [9 empty] | 42410 |  |  | Yes |  | 3.1 | 25766 | 128.8 | 200 | 20 | 0.9 | 4000 | 70
P32YZ1YZ | GE Lighting Solutions | Albeo | ABH3(5D)3H472XXXXXW | Indoor Luminaires | High-Bay | High-Bay Luminaires for Commercial and Industrial Buildings | Standard | FALSE | [9 empty] | 42410 |  |  | Yes |  | 3.1 | 25584 | 127.9 | 200 | 20 | 0.9 | 4000 | 70
P22U6W7D | GE Lighting Solutions | Albeo | ABH3(01234)3H472XXXXXW | Indoor Luminaires | High-Bay | High-Bay Luminaires for Commercial and Industrial Buildings | Standard | FALSE | [9 empty] | 42410 |  |  | Yes |  | 3.1 | 25584 | 137.5 | 186 | 20 | 0.9 | 4000 | 70
PG4BSHPW | GE Lighting Solutions | Albeo | ABH3(01234)3H478XXXXXW | Indoor Luminaires | High-Bay | High-Bay Luminaires for Commercial and Industrial Buildings | Standard | FALSE | [9 empty] | 42410 |  |  | Yes |  | 3.1 | 25480 | 137 | 186 | 20 | 0.9 | 4000 | 70
PCHZF7YG | GE Lighting Solutions | Albeo | ABH3(5D)3H478XXXXXW | Indoor Luminaires | High-Bay | High-Bay Luminaires for Commercial and Industrial Buildings | Standard | FALSE | [9 empty] | 42410 |  |  | Yes |  | 3.1 | 25480 | 127.4 | 200 | 20 | 0.9 | 4000 | 70
PP6SW8GQ | GE Lighting Solutions | Albeo | ABH3(5D)3H473XXXXXW | Indoor Luminaires | High-Bay | High-Bay Luminaires for Commercial and Industrial Buildings | Standard | FALSE | [9 empty] | 42410 |  |  | Yes |  | 3.1 | 25454 | 127.3 | 200 | 20 | 0.9 | 4000 | 70
PB9X34GZ | GE Lighting Solutions | Albeo | ABH3(01234)3H473XXXXXW | Indoor Luminaires | High-Bay | High-Bay Luminaires for Commercial and Industrial Buildings | Standard | FALSE | [9 empty] | 42410 |  |  | Yes |  | 3.1 | 25454 | 136.8 | 186 | 20 | 0.9 | 4000 | 70
PUGNBU39 | GE Lighting Solutions | Albeo | ABH3(5D)3V47DXXXXXW | Indoor Luminaires | High-Bay | High-Bay Luminaires for Commercial and Industrial Buildings | Standard | FALSE | [9 empty] | 42410 |  |  | Yes |  | 3.1 | 25282 | 112.9 | 224 | 20 | 0.9 | 4000 | 70
P9KUFJEV | GE Lighting Solutions | Albeo | ABH3(01234)3V47DXXXXXW | Indoor Luminaires | High-Bay | High-Bay Luminaires for Commercial and Industrial Buildings | Standard | FALSE | [9 empty] | 42410 |  |  | Yes |  | 3.1 | 25282 | 120.4 | 210 | 20 | 0.9 | 4000 | 70
PG4XUF48 | GE Lighting Solutions | Albeo | ABH3(01234)4T471XXXXXW | Indoor Luminaires | High-Bay | High-Bay Luminaires for Commercial and Industrial Buildings | Premium | FALSE | [9 empty] | 42410 |  |  | Yes |  | 3.1 | 24900 | 147.3 | 169 | 20 | 0.9 | 4000 | 70
P1WNMVQC | GE Lighting Solutions | Albeo | ABH3(5D)4T471XXXXXW | Indoor Luminaires | High-Bay | High-Bay Luminaires for Commercial and Industrial Buildings | Premium | FALSE | [9 empty] | 42410 |  |  | Yes |  | 3.1 | 24900 | 136.8 | 182 | 20 | 0.9 | 4000 | 70
PS326WEK | GE Lighting Solutions | Albeo | ABH3(01234)4T474XXXXXW | Indoor Luminaires | High-Bay | High-Bay Luminaires for Commercial and Industrial Buildings | Premium | FALSE | [9 empty] | 42410 |  |  | Yes |  | 3.1 | 24676 | 146 | 169 | 20 | 0.9 | 4000 | 70
PDBNTRDB | GE Lighting Solutions | Albeo | ABH3(5D)4T474XXXXXW | Indoor Luminaires | High-Bay | High-Bay Luminaires for Commercial and Industrial Buildings | Premium | FALSE | [9 empty] | 42410 |  |  | Yes |  | 3.1 | 24676 | 135.6 | 182 | 20 | 0.9 | 4000 | 70
PY6Q96WW | GE Lighting Solutions | Albeo | ABH3(5D)3H47FXXXXXW | Indoor Luminaires | High-Bay | High-Bay Luminaires for Commercial and Industrial Buildings | Standard | FALSE | [9 empty] | 42410 |  |  | Yes |  | 3.1 | 24570 | 122.9 | 200 | 20 | 0.9 | 4000 | 70
P4MTDWY5 | GE Lighting Solutions | Albeo | ABH3(01234)3H47FXXXXXW | Indoor Luminaires | High-Bay | High-Bay Luminaires for Commercial and Industrial Buildings | Standard | FALSE | [9 empty] | 42410 |  |  | Yes |  | 3.1 | 24570 | 132.1 | 186 | 20 | 0.9 | 4000 | 70
PZ1NEET8 | GE Lighting Solutions | Albeo | ABH3(5D)4T472XXXXXW | Indoor Luminaires | High-Bay | High-Bay Luminaires for Commercial and Industrial Buildings | Premium | FALSE | [9 empty] | 42410 |  |  | Yes |  | 3.1 | 24502 | 134.6 | 182 | 20 | 0.9 | 4000 | 70
P6C6TCVD | GE Lighting Solutions | Albeo | ABH3(01234)4T472XXXXXW | Indoor Luminaires | High-Bay | High-Bay Luminaires for Commercial and Industrial Buildings | Premium | FALSE | [9 empty] | 42410 |  |  | Yes |  | 3.1 | 24502 | 145 | 169 | 20 | 0.9 | 4000 | 70
PSF5QVY6 | GE Lighting Solutions | Albeo | ABH3(01234)4T478XXXXXW | Indoor Luminaires | High-Bay | High-Bay Luminaires for Commercial and Industrial Buildings | Premium | FALSE | [9 empty] | 42410 |  |  | Yes |  | 3.1 | 24402 | 144.4 | 169 | 20 | 0.9 | 4000 | 70
PE4BPU93 | GE Lighting Solutions | Albeo | ABH3(5D)4T478XXXXXW | Indoor Luminaires | High-Bay | High-Bay Luminaires for Commercial and Industrial Buildings | Premium | FALSE | [9 empty] | 42410 |  |  | Yes |  | 3.1 | 24402 | 134.1 | 182 | 20 | 0.9 | 4000 | 70
PP3KNZ8N | GE Lighting Solutions | Albeo | ABH3(01234)4T473XXXXXW | Indoor Luminaires | High-Bay | High-Bay Luminaires for Commercial and Industrial Buildings | Premium | FALSE | [9 empty] | 42410 |  |  | Yes |  | 3.1 | 24377 | 144.2 | 169 | 20 | 0.9 | 4000 | 70
PJU3J1CS | GE Lighting Solutions | Albeo | ABH3(5D)4T473XXXXXW | Indoor Luminaires | High-Bay | High-Bay Luminaires for Commercial and Industrial Buildings | Premium | FALSE | [9 empty] | 42410 |  |  | Yes |  | 3.1 | 24377 | 133.9 | 182 | 20 | 0.9 | 4000 | 70
PK46ABEE | GE Lighting Solutions | Albeo | ABH3(5D)4T47FXXXXXW | Indoor Luminaires | High-Bay | High-Bay Luminaires for Commercial and Industrial Buildings | Premium | FALSE | [9 empty] | 42410 |  |  | Yes |  | 3.1 | 23531 | 129.3 | 182 | 20 | 0.9 | 4000 | 70
PBRCF1YN | GE Lighting Solutions | Albeo | ABH3(01234)4T47FXXXXXW | Indoor Luminaires | High-Bay | High-Bay Luminaires for Commercial and Industrial Buildings | Premium | FALSE | [9 empty] | 42410 |  |  | Yes |  | 3.1 | 23531 | 139.2 | 169 | 20 | 0.9 | 4000 | 70
PXVKEGM6 | GE Lighting Solutions | Albeo | ABH3(5D)3H47DXXXXXW | Indoor Luminaires | High-Bay | High-Bay Luminaires for Commercial and Industrial Buildings | Standard | FALSE | [9 empty] | 42410 |  |  | Yes |  | 3.1 | 22984 | 114.9 | 200 | 20 | 0.9 | 4000 | 70
PSXZ4VPD | GE Lighting Solutions | Albeo | ABH3(01234)3H47DXXXXXW | Indoor Luminaires | High-Bay | High-Bay Luminaires for Commercial and Industrial Buildings | Standard | FALSE | [9 empty] | 42410 |  |  | Yes |  | 3.1 | 22984 | 123.6 | 186 | 20 | 0.9 | 4000 | 70
PMSU3EWS | GE Lighting Solutions | Albeo | ABH3(01234)4T47DXXXXXW | Indoor Luminaires | High-Bay | High-Bay Luminaires for Commercial and Industrial Buildings | Premium | FALSE | [9 empty] | 42410 |  |  | Yes |  | 3.1 | 22012 | 130.2 | 169 | 20 | 0.9 | 4000 | 70
P7RN76PU | GE Lighting Solutions | Albeo | ABH3(5D)4T47DXXXXXW | Indoor Luminaires | High-Bay | High-Bay Luminaires for Commercial and Industrial Buildings | Premium | FALSE | [9 empty] | 42410 |  |  | Yes |  | 3.1 | 22012 | 120.9 | 182 | 20 | 0.9 | 4000 | 70
PGU798X3 | GE Lighting Solutions | Albeo | ABH3(01234)2V471XXXXXW | Indoor Luminaires | High-Bay | High-Bay Luminaires for Commercial and Industrial Buildings | Standard | FALSE | [9 empty] | 42410 |  |  | Yes |  | 3.1 | 19100 | 137.4 | 139 | 20 | 0.9 | 4000 | 70
P4GPSHP5 | GE Lighting Solutions | Albeo | ABH3(5D)2V471XXXXXW | Indoor Luminaires | High-Bay | High-Bay Luminaires for Commercial and Industrial Buildings | Standard | FALSE | [9 empty] | 42410 |  |  | Yes |  | 3.1 | 19100 | 129.1 | 148 | 20 | 0.9 | 4000 | 70
PNK1GEZT | GE Lighting Solutions | Albeo | ABH3(01234)2V474XXXXXW | Indoor Luminaires | High-Bay | High-Bay Luminaires for Commercial and Industrial Buildings | Standard | FALSE | [9 empty] | 42410 |  |  | Yes |  | 3.1 | 18928 | 136.2 | 139 | 20 | 0.9 | 4000 | 70
P2NGEPS3 | GE Lighting Solutions | Albeo | ABH3(5D)2V474XXXXXW | Indoor Luminaires | High-Bay | High-Bay Luminaires for Commercial and Industrial Buildings | Standard | FALSE | [9 empty] | 42410 |  |  | Yes |  | 3.1 | 18928 | 127.9 | 148 | 20 | 0.9 | 4000 | 70
PVZR4NVQ | GE Lighting Solutions | Albeo | ABH3(01234)2V472XXXXXW | Indoor Luminaires | High-Bay | High-Bay Luminaires for Commercial and Industrial Buildings | Standard | FALSE | [9 empty] | 42410 |  |  | Yes |  | 3.1 | 18794 | 135.2 | 139 | 20 | 0.9 | 4000 | 70
PNKD8631 | GE Lighting Solutions | Albeo | ABH3(5D)2V472XXXXXW | Indoor Luminaires | High-Bay | High-Bay Luminaires for Commercial and Industrial Buildings | Standard | FALSE | [9 empty] | 42410 |  |  | Yes |  | 3.1 | 18794 | 127 | 148 | 20 | 0.9 | 4000 | 70
PWPQF2K2 | GE Lighting Solutions | Albeo | ABH3(5D)2V478XXXXXW | Indoor Luminaires | High-Bay | High-Bay Luminaires for Commercial and Industrial Buildings | Standard | FALSE | [9 empty] | 42410 |  |  | Yes |  | 3.1 | 18718 | 126.5 | 148 | 20 | 0.9 | 4000 | 70
PW8WZJT6 | GE Lighting Solutions | Albeo | ABH3(01234)2V478XXXXXW | Indoor Luminaires | High-Bay | High-Bay Luminaires for Commercial and Industrial Buildings | Standard | FALSE | [9 empty] | 42410 |  |  | Yes |  | 3.1 | 18718 | 134.7 | 139 | 20 | 0.9 | 4000 | 70
PQK8CMPH | GE Lighting Solutions | Albeo | ABH3(01234)3T471XXXXXW | Indoor Luminaires | High-Bay | High-Bay Luminaires for Commercial and Industrial Buildings | Premium | FALSE | [9 empty] | 42410 |  |  | Yes |  | 3.1 | 18700 | 147.2 | 127 | 20 | 0.9 | 4000 | 70
PB7VDTNT | GE Lighting Solutions | Albeo | ABH3(5D)3T471XXXXXW | Indoor Luminaires | High-Bay | High-Bay Luminaires for Commercial and Industrial Buildings | Premium | FALSE | [9 empty] | 42410 |  |  | Yes |  | 3.1 | 18700 | 134.5 | 139 | 20 | 0.9 | 4000 | 70
PQY3G1R6 | GE Lighting Solutions | Albeo | ABH3(01234)2V473XXXXXW | Indoor Luminaires | High-Bay | High-Bay Luminaires for Commercial and Industrial Buildings | Standard | FALSE | [9 empty] | 42410 |  |  | Yes |  | 3.1 | 18699 | 134.5 | 139 | 20 | 0.9 | 4000 | 70
PHJ745V4 | GE Lighting Solutions | Albeo | ABH3(5D)2V473XXXXXW | Indoor Luminaires | High-Bay | High-Bay Luminaires for Commercial and Industrial Buildings | Standard | FALSE | [9 empty] | 42410 |  |  | Yes |  | 3.1 | 18699 | 126.3 | 148 | 20 | 0.9 | 4000 | 70
PPAX5TNM | GE Lighting Solutions | Albeo | ABH3(01234)3T474XXXXXW | Indoor Luminaires | High-Bay | High-Bay Luminaires for Commercial and Industrial Buildings | Premium | FALSE | [9 empty] | 42410 |  |  | Yes |  | 3.1 | 18532 | 145.9 | 127 | 20 | 0.9 | 4000 | 70
PBVZWKY9 | GE Lighting Solutions | Albeo | ABH3(5D)3T474XXXXXW | Indoor Luminaires | High-Bay | High-Bay Luminaires for Commercial and Industrial Buildings | Premium | FALSE | [9 empty] | 42410 |  |  | Yes |  | 3.1 | 18532 | 133.3 | 139 | 20 | 0.9 | 4000 | 70
PUEHBVYJ | GE Lighting Solutions | Albeo | ABH3(01234)3T472XXXXXW | Indoor Luminaires | High-Bay | High-Bay Luminaires for Commercial and Industrial Buildings | Premium | FALSE | [9 empty] | 42410 |  |  | Yes |  | 3.1 | 18401 | 144.9 | 127 | 20 | 0.9 | 4000 | 70
PK6GG7EH | GE Lighting Solutions | Albeo | ABH3(5D)3T472XXXXXW | Indoor Luminaires | High-Bay | High-Bay Luminaires for Commercial and Industrial Buildings | Premium | FALSE | [9 empty] | 42410 |  |  | Yes |  | 3.1 | 18401 | 132.4 | 139 | 20 | 0.9 | 4000 | 70
P93Y38BU | GE Lighting Solutions | Albeo | ABH3(5D)3T478XXXXXW | Indoor Luminaires | High-Bay | High-Bay Luminaires for Commercial and Industrial Buildings | Premium | FALSE | [9 empty] | 42410 |  |  | Yes |  | 3.1 | 18326 | 131.8 | 139 | 20 | 0.9 | 4000 | 70
P6U8NV3U | GE Lighting Solutions | Albeo | ABH3(01234)3T478XXXXXW | Indoor Luminaires | High-Bay | High-Bay Luminaires for Commercial and Industrial Buildings | Premium | FALSE | [9 empty] | 42410 |  |  | Yes |  | 3.1 | 18326 | 144.3 | 127 | 20 | 0.9 | 4000 | 70
PX7A7EZW | GE Lighting Solutions | Albeo | ABH3(5D)3T473XXXXXW | Indoor Luminaires | High-Bay | High-Bay Luminaires for Commercial and Industrial Buildings | Premium | FALSE | [9 empty] | 42410 |  |  | Yes |  | 3.1 | 18307 | 131.7 | 139 | 20 | 0.9 | 4000 | 70
P4W3C79M | GE Lighting Solutions | Albeo | ABH3(01234)3T473XXXXXW | Indoor Luminaires | High-Bay | High-Bay Luminaires for Commercial and Industrial Buildings | Premium | FALSE | [9 empty] | 42410 |  |  | Yes |  | 3.1 | 18307 | 144.2 | 127 | 20 | 0.9 | 4000 | 70
PEKQBE5F | GE Lighting Solutions | Albeo | ABH3(01234)2V47FXXXXXW | Indoor Luminaires | High-Bay | High-Bay Luminaires for Commercial and Industrial Buildings | Standard | FALSE | [9 empty] | 42410 |  |  | Yes |  | 3.1 | 18050 | 129.9 | 139 | 20 | 0.9 | 4000 | 70
P41YYVS6 | GE Lighting Solutions | Albeo | ABH3(5D)2V47FXXXXXW | Indoor Luminaires | High-Bay | High-Bay Luminaires for Commercial and Industrial Buildings | Standard | FALSE | [9 empty] | 42410 |  |  | Yes |  | 3.1 | 18050 | 122 | 148 | 20 | 0.9 | 4000 | 70
PK5QWNEJ | GE Lighting Solutions | Albeo | ABH3(01234)3T47FXXXXXW | Indoor Luminaires | High-Bay | High-Bay Luminaires for Commercial and Industrial Buildings | Premium | FALSE | [9 empty] | 42410 |  |  | Yes |  | 3.1 | 17672 | 139.1 | 127 | 20 | 0.9 | 4000 | 70
P18H9UWP | GE Lighting Solutions | Albeo | ABH3(5D)3T47FXXXXXW | Indoor Luminaires | High-Bay | High-Bay Luminaires for Commercial and Industrial Buildings | Premium | FALSE | [9 empty] | 42410 |  |  | Yes |  | 3.1 | 17672 | 127.1 | 139 | 20 | 0.9 | 4000 | 70
PWXT1PE3 | GE Lighting Solutions | Albeo | ABH3(5D)2H471XXXXXW | Indoor Luminaires | High-Bay | High-Bay Luminaires for Commercial and Industrial Buildings | Standard | FALSE | [9 empty] | 42410 |  |  | Yes |  | 3.1 | 17300 | 131.1 | 132 | 20 | 0.9 | 4000 | 70
P4AS7BNP | GE Lighting Solutions | Albeo | ABH3(01234)2H471XXXXXW | Indoor Luminaires | High-Bay | High-Bay Luminaires for Commercial and Industrial Buildings | Standard | FALSE | [9 empty] | 42410 |  |  | Yes |  | 3.1 | 17300 | 139.5 | 124 | 20 | 0.9 | 4000 | 70
PTT4CQ9X | GE Lighting Solutions | Albeo | ABH3(01234)2H474XXXXXW | Indoor Luminaires | High-Bay | High-Bay Luminaires for Commercial and Industrial Buildings | Standard | FALSE | [9 empty] | 42410 |  |  | Yes |  | 3.1 | 17144 | 138.3 | 124 | 20 | 0.9 | 4000 | 70
PJMN55FT | GE Lighting Solutions | Albeo | ABH3(5D)2H474XXXXXW | Indoor Luminaires | High-Bay | High-Bay Luminaires for Commercial and Industrial Buildings | Standard | FALSE | [9 empty] | 42410 |  |  | Yes |  | 3.1 | 17144 | 129.9 | 132 | 20 | 0.9 | 4000 | 70
PK39HD75 | GE Lighting Solutions | Albeo | ABH3(01234)2H472XXXXXW | Indoor Luminaires | High-Bay | High-Bay Luminaires for Commercial and Industrial Buildings | Standard | FALSE | [9 empty] | 42410 |  |  | Yes |  | 3.1 | 17023 | 137.3 | 124 | 20 | 0.9 | 4000 | 70
P86XFR5U | GE Lighting Solutions | Albeo | ABH3(5D)2H472XXXXXW | Indoor Luminaires | High-Bay | High-Bay Luminaires for Commercial and Industrial Buildings | Standard | FALSE | [9 empty] | 42410 |  |  | Yes |  | 3.1 | 17023 | 129 | 132 | 20 | 0.9 | 4000 | 70
PPG3FDKA | GE Lighting Solutions | Albeo | ABH3(01234)2H478XXXXXW | Indoor Luminaires | High-Bay | High-Bay Luminaires for Commercial and Industrial Buildings | Standard | FALSE | [9 empty] | 42410 |  |  | Yes |  | 3.1 | 16954 | 136.7 | 124 | 20 | 0.9 | 4000 | 70
PCQ28WF1 | GE Lighting Solutions | Albeo | ABH3(5D)2H478XXXXXW | Indoor Luminaires | High-Bay | High-Bay Luminaires for Commercial and Industrial Buildings | Standard | FALSE | [9 empty] | 42410 |  |  | Yes |  | 3.1 | 16954 | 128.4 | 132 | 20 | 0.9 | 4000 | 70
PHHD6VGT | GE Lighting Solutions | Albeo | ABH3(5D)2H473XXXXXW | Indoor Luminaires | High-Bay | High-Bay Luminaires for Commercial and Industrial Buildings | Standard | FALSE | [9 empty] | 42410 |  |  | Yes |  | 3.1 | 16937 | 128.3 | 132 | 20 | 0.9 | 4000 | 70
P2PDGYF1 | GE Lighting Solutions | Albeo | ABH3(01234)2H473XXXXXW | Indoor Luminaires | High-Bay | High-Bay Luminaires for Commercial and Industrial Buildings | Standard | FALSE | [9 empty] | 42410 |  |  | Yes |  | 3.1 | 16937 | 136.6 | 124 | 20 | 0.9 | 4000 | 70
PZHE7BQK | GE Lighting Solutions | Albeo | ABH3(5D)2V47DXXXXXW | Indoor Luminaires | High-Bay | High-Bay Luminaires for Commercial and Industrial Buildings | Standard | FALSE | [9 empty] | 42410 |  |  | Yes |  | 3.1 | 16884 | 114.1 | 148 | 20 | 0.9 | 4000 | 70
PYJ4HNYE | GE Lighting Solutions | Albeo | ABH3(01234)2V47DXXXXXW | Indoor Luminaires | High-Bay | High-Bay Luminaires for Commercial and Industrial Buildings | Standard | FALSE | [9 empty] | 42410 |  |  | Yes |  | 3.1 | 16884 | 121.5 | 139 | 20 | 0.9 | 4000 | 70
PW6ZRUUA | GE Lighting Solutions | Albeo | ABH3(5D)3T47DXXXXXW | Indoor Luminaires | High-Bay | High-Bay Luminaires for Commercial and Industrial Buildings | Premium | FALSE | [9 empty] | 42410 |  |  | Yes |  | 3.1 | 16531 | 118.9 | 139 | 20 | 0.9 | 4000 | 70
PBH7U8Z5 | GE Lighting Solutions | Albeo | ABH3(01234)3T47DXXXXXW | Indoor Luminaires | High-Bay | High-Bay Luminaires for Commercial and Industrial Buildings | Premium | FALSE | [9 empty] | 42410 |  |  | Yes |  | 3.1 | 16531 | 130.2 | 127 | 20 | 0.9 | 4000 | 70
PZ1QHGAC | GE Lighting Solutions | Albeo | ABH3(5D)2H47FXXXXXW | Indoor Luminaires | High-Bay | High-Bay Luminaires for Commercial and Industrial Buildings | Standard | FALSE | [9 empty] | 42410 |  |  | Yes |  | 3.1 | 16349 | 123.9 | 132 | 20 | 0.9 | 4000 | 70
P3PW6V3W | GE Lighting Solutions | Albeo | ABH3(01234)2H47FXXXXXW | Indoor Luminaires | High-Bay | High-Bay Luminaires for Commercial and Industrial Buildings | Standard | FALSE | [9 empty] | 42410 |  |  | Yes |  | 3.1 | 16349 | 131.8 | 124 | 20 | 0.9 | 4000 | 70
PUKZTVE3 | GE Lighting Solutions | Albeo | ABH3(5D)2H47DXXXXXW | Indoor Luminaires | High-Bay | High-Bay Luminaires for Commercial and Industrial Buildings | Standard | FALSE | [9 empty] | 42410 |  |  | Yes |  | 3.1 | 15293 | 115.9 | 132 | 20 | 0.9 | 4000 | 70
P3JF81DG | GE Lighting Solutions | Albeo | ABH3(01234)2H47DXXXXXW | Indoor Luminaires | High-Bay | High-Bay Luminaires for Commercial and Industrial Buildings | Standard | FALSE | [9 empty] | 42410 |  |  | Yes |  | 3.1 | 15293 | 123.3 | 124 | 20 | 0.9 | 4000 | 70
P219KHC6 | GE Lighting Solutions | Albeo | ABH3(5D)2T471XXXXXW | Indoor Luminaires | High-Bay | High-Bay Luminaires for Commercial and Industrial Buildings | Premium | FALSE | [9 empty] | 42410 |  |  | Yes |  | 3.1 | 12450 | 136.8 | 91 | 20 | 0.9 | 4000 | 70
P1QKCHE2 | GE Lighting Solutions | Albeo | ABH3(01234)2T471XXXXXW | Indoor Luminaires | High-Bay | High-Bay Luminaires for Commercial and Industrial Buildings | Premium | FALSE | [9 empty] | 42410 |  |  | Yes |  | 3.1 | 12450 | 146.5 | 85 | 20 | 0.9 | 4000 | 70
PW5UKZJW | GE Lighting Solutions | Albeo | ABH3(5D)2T474XXXXXW | Indoor Luminaires | High-Bay | High-Bay Luminaires for Commercial and Industrial Buildings | Premium | FALSE | [9 empty] | 42410 |  |  | Yes |  | 3.1 | 12338 | 135.6 | 91 | 20 | 0.9 | 4000 | 70
P5117B7B | GE Lighting Solutions | Albeo | ABH3(01234)2T474XXXXXW | Indoor Luminaires | High-Bay | High-Bay Luminaires for Commercial and Industrial Buildings | Premium | FALSE | [9 empty] | 42410 |  |  | Yes |  | 3.1 | 12338 | 145.2 | 85 | 20 | 0.9 | 4000 | 70
PV2KG9NK | GE Lighting Solutions | Albeo | ABH3(01234)2T472XXXXXW | Indoor Luminaires | High-Bay | High-Bay Luminaires for Commercial and Industrial Buildings | Premium | FALSE | [9 empty] | 42410 |  |  | Yes |  | 3.1 | 12251 | 144.1 | 85 | 20 | 0.9 | 4000 | 70
P2BZBQRE | GE Lighting Solutions | Albeo | ABH3(5D)2T472XXXXXW | Indoor Luminaires | High-Bay | High-Bay Luminaires for Commercial and Industrial Buildings | Premium | FALSE | [9 empty] | 42410 |  |  | Yes |  | 3.1 | 12251 | 134.6 | 91 | 20 | 0.9 | 4000 | 70
PW34MR7H | GE Lighting Solutions | Albeo | ABH3(5D)2T478XXXXXW | Indoor Luminaires | High-Bay | High-Bay Luminaires for Commercial and Industrial Buildings | Premium | FALSE | [9 empty] | 42410 |  |  | Yes |  | 3.1 | 12201 | 134.1 | 91 | 20 | 0.9 | 4000 | 70
P6TGMKKN | GE Lighting Solutions | Albeo | ABH3(01234)2T478XXXXXW | Indoor Luminaires | High-Bay | High-Bay Luminaires for Commercial and Industrial Buildings | Premium | FALSE | [9 empty] | 42410 |  |  | Yes |  | 3.1 | 12201 | 143.5 | 85 | 20 | 0.9 | 4000 | 70
PFWEYYWF | GE Lighting Solutions | Albeo | ABH3(5D)2T473XXXXXW | Indoor Luminaires | High-Bay | High-Bay Luminaires for Commercial and Industrial Buildings | Premium | FALSE | [9 empty] | 42410 |  |  | Yes |  | 3.1 | 12189 | 133.9 | 91 | 20 | 0.9 | 4000 | 70
P98EYMB8 | GE Lighting Solutions | Albeo | ABH3(01234)2T473XXXXXW | Indoor Luminaires | High-Bay | High-Bay Luminaires for Commercial and Industrial Buildings | Premium | FALSE | [9 empty] | 42410 |  |  | Yes |  | 3.1 | 12189 | 143.4 | 85 | 20 | 0.9 | 4000 | 70
PNTNSJM6 | GE Lighting Solutions | Albeo | ABH3(5D)2T47FXXXXXW | Indoor Luminaires | High-Bay | High-Bay Luminaires for Commercial and Industrial Buildings | Premium | FALSE | [9 empty] | 42410 |  |  | Yes |  | 3.1 | 11765 | 129.3 | 91 | 20 | 0.9 | 4000 | 70
P667F989 | GE Lighting Solutions | Albeo | ABH3(01234)2T47FXXXXXW | Indoor Luminaires | High-Bay | High-Bay Luminaires for Commercial and Industrial Buildings | Premium | FALSE | [9 empty] | 42410 |  |  | Yes |  | 3.1 | 11765 | 138.4 | 85 | 20 | 0.9 | 4000 | 70
PR2BPN8N | GE Lighting Solutions | Albeo | ABH3(5D)2T47DXXXXXW | Indoor Luminaires | High-Bay | High-Bay Luminaires for Commercial and Industrial Buildings | Premium | FALSE | [9 empty] | 42410 |  |  | Yes |  | 3.1 | 11006 | 120.9 | 91 | 20 | 0.9 | 4000 | 70
PN8R4N31 | GE Lighting Solutions | Albeo | ABH3(01234)2T47DXXXXXW | Indoor Luminaires | High-Bay | High-Bay Luminaires for Commercial and Industrial Buildings | Premium | FALSE | [9 empty] | 42410 |  |  | Yes |  | 3.1 | 11006 | 129.5 | 85 | 20 | 0.9 | 4000 | 70
P827UKSV | GE Lighting Solutions | Albeo | ABH3(01234)1V471XXXXXW | Indoor Luminaires | High-Bay | Low-Bay Luminaires for Commercial and Industrial Buildings | Standard | FALSE | [9 empty] | 42410 |  |  | Yes |  | 3.1 | 9550 | 136.4 | 70 | 20 | 0.9 | 4000 | 70
PANENX13 | GE Lighting Solutions | Albeo | ABH3(01234)1V474XXXXXW | Indoor Luminaires | High-Bay | Low-Bay Luminaires for Commercial and Industrial Buildings | Standard | FALSE | [9 empty] | 42410 |  |  | Yes |  | 3.1 | 9464 | 135.2 | 70 | 20 | 0.9 | 4000 | 70
P8PX91AY | GE Lighting Solutions | Albeo | ABH3(01234)1V472XXXXXW | Indoor Luminaires | High-Bay | Low-Bay Luminaires for Commercial and Industrial Buildings | Standard | FALSE | [9 empty] | 42410 |  |  | Yes |  | 3.1 | 9397 | 134.2 | 70 | 20 | 0.9 | 4000 | 70
PNEDB67J | GE Lighting Solutions | Albeo | ABH3(01234)1V478XXXXXW | Indoor Luminaires | High-Bay | Low-Bay Luminaires for Commercial and Industrial Buildings | Standard | FALSE | [9 empty] | 42410 |  |  | Yes |  | 3.1 | 9359 | 133.7 | 70 | 20 | 0.9 | 4000 | 70
P322TWX6 | GE Lighting Solutions | Albeo | ABH3(01234)1V473XXXXXW | Indoor Luminaires | High-Bay | Low-Bay Luminaires for Commercial and Industrial Buildings | Standard | FALSE | [9 empty] | 42410 |  |  | Yes |  | 3.1 | 9349 | 133.6 | 70 | 20 | 0.9 | 4000 | 70
PSJNEEXK | GE Lighting Solutions | Albeo | ABH3(01234)1V47FXXXXXW | Indoor Luminaires | High-Bay | Low-Bay Luminaires for Commercial and Industrial Buildings | Standard | FALSE | [9 empty] | 42410 |  |  | Yes |  | 3.1 | 9025 | 128.9 | 70 | 20 | 0.9 | 4000 | 70
P66VSY6J | GE Lighting Solutions | Albeo | ABH3(01234)1H471XXXXXW | Indoor Luminaires | High-Bay | Low-Bay Luminaires for Commercial and Industrial Buildings | Standard | FALSE | [9 empty] | 42410 |  |  | Yes |  | 3.1 | 8650 | 139.5 | 62 | 20 | 0.9 | 4000 | 70
PJBQC4HC | GE Lighting Solutions | Albeo | ABH3(01234)1H474XXXXXW | Indoor Luminaires | High-Bay | Low-Bay Luminaires for Commercial and Industrial Buildings | Standard | FALSE | [9 empty] | 42410 |  |  | Yes |  | 3.1 | 8572 | 138.3 | 62 | 20 | 0.9 | 4000 | 70
PP666PDV | GE Lighting Solutions | Albeo | ABH3(01234)1H472XXXXXW | Indoor Luminaires | High-Bay | Low-Bay Luminaires for Commercial and Industrial Buildings | Standard | FALSE | [9 empty] | 42410 |  |  | Yes |  | 3.1 | 8512 | 137.3 | 62 | 20 | 0.9 | 4000 | 70
PD79W662 | GE Lighting Solutions | Albeo | ABH3(01234)1H478XXXXXW | Indoor Luminaires | High-Bay | Low-Bay Luminaires for Commercial and Industrial Buildings | Standard | FALSE | [9 empty] | 42410 |  |  | Yes |  | 3.1 | 8477 | 136.7 | 62 | 20 | 0.9 | 4000 | 70
PGD6FXF8 | GE Lighting Solutions | Albeo | ABH3(01234)1H473XXXXXW | Indoor Luminaires | High-Bay | Low-Bay Luminaires for Commercial and Industrial Buildings | Standard | FALSE | [9 empty] | 42410 |  |  | Yes |  | 3.1 | 8468 | 136.6 | 62 | 20 | 0.9 | 4000 | 70
PW1T4CBD | GE Lighting Solutions | Albeo | ABH3(01234)1V47DXXXXXW | Indoor Luminaires | High-Bay | Low-Bay Luminaires for Commercial and Industrial Buildings | Standard | FALSE | [9 empty] | 42410 |  |  | Yes |  | 3.1 | 8442 | 120.6 | 70 | 20 | 0.9 | 4000 | 70
PX5BQ2DT | GE Lighting Solutions | Albeo | ABH3(01234)1H47FXXXXXW | Indoor Luminaires | High-Bay | Low-Bay Luminaires for Commercial and Industrial Buildings | Standard | FALSE | [9 empty] | 42410 |  |  | Yes |  | 3.1 | 8174 | 131.8 | 62 | 20 | 0.9 | 4000 | 70
PFH9QVXY | GE Lighting Solutions | Albeo | ABH3(01234)1H47DXXXXXW | Indoor Luminaires | High-Bay | Low-Bay Luminaires for Commercial and Industrial Buildings | Standard | FALSE | [9 empty] | 42410 |  |  | Yes |  | 3.1 | 7647 | 123.3 | 62 | 20 | 0.9 | 4000 | 70
P3YCYF1P | GE Lighting Solutions | Albeo | ABH3(01234)1T471XXXXXW | Indoor Luminaires | High-Bay | Low-Bay Luminaires for Commercial and Industrial Buildings | Premium | FALSE | [9 empty] | 42410 |  |  | Yes |  | 3.1 | 6200 | 147.6 | 42 | 20 | 0.9 | 4000 | 70
P5P214RJ | GE Lighting Solutions | Albeo | ABH3(01234)1T474XXXXXW | Indoor Luminaires | High-Bay | Low-Bay Luminaires for Commercial and Industrial Buildings | Premium | FALSE | [9 empty] | 42410 |  |  | Yes |  | 3.1 | 6144 | 146.3 | 42 | 20 | 0.9 | 4000 | 70
PEC7ZDWS | GE Lighting Solutions | Albeo | ABH3(01234)1T472XXXXXW | Indoor Luminaires | High-Bay | Low-Bay Luminaires for Commercial and Industrial Buildings | Premium | FALSE | [9 empty] | 42410 |  |  | Yes |  | 3.1 | 6101 | 145.3 | 42 | 20 | 0.9 | 4000 | 70
PBCE6223 | GE Lighting Solutions | Albeo | ABH3(01234)1T478XXXXXW | Indoor Luminaires | High-Bay | Low-Bay Luminaires for Commercial and Industrial Buildings | Premium | FALSE | [9 empty] | 42410 |  |  | Yes |  | 3.1 | 6076 | 144.7 | 42 | 20 | 0.9 | 4000 | 70
P55E43RP | GE Lighting Solutions | Albeo | ABH3(01234)1T473XXXXXW | Indoor Luminaires | High-Bay | Low-Bay Luminaires for Commercial and Industrial Buildings | Premium | FALSE | [9 empty] | 42410 |  |  | Yes |  | 3.1 | 6070 | 144.5 | 42 | 20 | 0.9 | 4000 | 70
P9ZZ7NN3 | GE Lighting Solutions | Albeo | ABH3(01234)1T47FXXXXXW | Indoor Luminaires | High-Bay | Low-Bay Luminaires for Commercial and Industrial Buildings | Premium | FALSE | [9 empty] | 42410 |  |  | Yes |  | 3.1 | 5859 | 139.5 | 42 | 20 | 0.9 | 4000 | 70
P8BSETS4 | GE Lighting Solutions | Albeo | ABH3(01234)1T47DXXXXXW | Indoor Luminaires | High-Bay | Low-Bay Luminaires for Commercial and Industrial Buildings | Premium | FALSE | [9 empty] | 42410 |  |  | Yes |  | 3.1 | 5481 | 130.5 | 42 | 20 | 0.9 | 4000 | 70
PKS5TV23 | Energy Efficient Lighting Co. Ltd. | EEL | SHB8-32LED32-347 | Indoor Luminaires | High-Bay | High-Bay Luminaires for Commercial and Industrial Buildings | Standard | FALSE | [9 empty] | 42410 |  |  | No |  | 3.1 | 36493 | 108 | 337 | 4.63 | 0.97 | 4070 | 83
PTSU3TH8 | Energy Efficient Lighting Co. Ltd. | EEL | SHB8-16LED16-347 | Indoor Luminaires | High-Bay | High-Bay Luminaires for Commercial and Industrial Buildings | Standard | FALSE | [9 empty] | 42410 |  |  | No |  | 3.1 | 18040 | 107 | 169 | 4.5 | 0.97 | 4070 | 83
PQ26KJJY | Energy Efficient Lighting Co. Ltd. | EEL | SHB4-80LED08-120M | Indoor Luminaires | High-Bay | Low-Bay Luminaires for Commercial and Industrial Buildings | Standard | FALSE | [9 empty] | 42410 |  |  | No |  | 3.1 | 7651 | 93 | 82 | 8.16 | 0.96 | 4069 | 83
P67HTP4S | Energy Efficient Lighting Co. Ltd. | EEL | SHB8-16LED16-120M | Indoor Luminaires | High-Bay | High-Bay Luminaires for Commercial and Industrial Buildings | Standard | FALSE | [9 empty] | 42410 |  |  | No |  | 3.1 | 18291 | 107 | 171 | 4.39 | 0.99 | 4068 | 83
P4GTN4DD | Energy Efficient Lighting Co. Ltd. | EEL | SHB8-32LED32-120M | Indoor Luminaires | High-Bay | High-Bay Luminaires for Commercial and Industrial Buildings | Standard | FALSE | [9 empty] | 42410 |  |  | No |  | 3.1 | 36481 | 108 | 337 | 4.24 | 0.99 | 4068 | 83
PXRAY73K | Energy Efficient Lighting Co. Ltd. | EEL | SHB4-16LED16-120M | Indoor Luminaires | High-Bay | High-Bay Luminaires for Commercial and Industrial Buildings | Standard | FALSE | [9 empty] | 42410 |  |  | No |  | 3.1 | 15260 | 94 | 162 | 7.88 | 0.96 | 4066 | 83
P45KB7XJ | ICEPIPE Corporation | ICEPIPE | CD800-60W-5700K-DD1 | Indoor Luminaires | High-Bay | Low-Bay Luminaires for Commercial and Industrial Buildings | Standard | FALSE | [9 empty] | 42410 | Not Dimmable | Not Dimmable | No |  | 3 | 5340.5 | 89 | 59.3 | 15.01 | 0.965 | 5852 | 84.5
PQPCXCXH | StarTek Lighting America | StarTek Lighting America | LST-18HP-D-27K-S-XX-XXX-AD-X-XX | Indoor Luminaires | High-Bay | Low-Bay Luminaires for Commercial and Industrial Buildings | Standard | TRUE | 8994 | 108.4 | 83 | 11.55 | 0.982 | 2692 | 82 | 5 | 50000 | 42409 |  |  | Yes |  | 3.1 | 8994 | 107 | 84 | 11.55 | 0.98 | 2700 | 82
PCAZC85Y | StarTek Lighting America | StarTek Lighting America | LST-18HP-D-50K-S-XX-XXX-AD-X-XX | Indoor Luminaires | High-Bay | High-Bay Luminaires for Commercial and Industrial Buildings | Standard | TRUE | 9660 | 114.9 | 84.05 | 11.03 | 0.982 | 5047 | 83 | 5 | 50000 | 42409 |  |  | Yes |  | 3.1 | 10042 | 120 | 84 | 11.55 | 0.98 | 5000 | 82
P46DXANR | StarTek Lighting America | StarTek Lighting America | LST-18HP-D-35K-S-XX-XXX-AD-X-XX | Indoor Luminaires | High-Bay | High-Bay Luminaires for Commercial and Industrial Buildings | Standard | TRUE | 9330 | 113.6 | 82.15 | 10.92 | 0.982 | 3441 | 83.2 | 5 | 50000 | 42409 |  |  | Yes |  | 3.1 | 9359 | 111 | 84 | 11.55 | 0.98 | 3500 | 82
PGZG4MDJ | Genesis Energy Technology LLC | Light Source | LS424-UNF1-40xx | Indoor Luminaires | High-Bay | High-Bay Luminaires for Commercial and Industrial Buildings | Standard | TRUE | 25490 | 107.1 | 238 | 14.5 | 0.973 | 3986 | 82.1 | 5 | 50000 | 42409 |  |  | Yes |  | 3.1 | 25490 | 106.52 | 239.3 | 14.4 | 0.97 | 4008 | 84.4
PP9JXB39V | KRYPTON LIGHTING. LLC |  | KL-SA-4-EXT-H-370-5K-WDL85 | Indoor Luminaires | High-Bay | High-Bay Luminaires for Commercial and Industrial Buildings | Standard | TRUE | 33890 | 88.2 | 384.2 | 12.2 | 0.941 | 5199 | 86.1 | 5 | 100000 | 42409 |  |  | Yes |  | 3.1 | 33890 | 88.2 | 377.5 | 12.2 | 0.941 | 5199 | 86.1
P93Z7ZHW | Enpac Industries Inc DBA VM5 Lighting Solutions | VM5 Lighting Solutions | MFP-14-3000K-50W | Indoor Luminaires | High-Bay | Low-Bay Luminaires for Commercial and Industrial Buildings | Standard | TRUE | 5047.8 | 103.227 | 48.9 | 13.1 | 0.933 | 2903 | 94.5 | 5 | 50000 | 42409 |  |  | No |  | 3.1 | 5047.8 | 103.2 | 48.9 | 13.1 | 0.933 | 2903 | 94.5
PNFTWEZG | GreenTek Energy Systems | GREENTEK | GT-HB-100W3YYZZ-AL120 | Indoor Luminaires | High-Bay | High-Bay Luminaires for Commercial and Industrial Buildings | Standard | TRUE | 10709 | 108.2 | 98.93 | 17.22 | 0.9324 | 3098 | 83.3 | 5 | 50000 | 42409 |  |  | No |  | 3 | 10709 | 108.24 | 98.93 | 17.22 | 0.9324 | 3000 | 83.3
PXZRG1QY | GreenTek Energy Systems | GREENTEK | GT-HB-100W3YYZZ-AL60 | Indoor Luminaires | High-Bay | High-Bay Luminaires for Commercial and Industrial Buildings | Standard | TRUE | 9820.5 | 101.1 | 97.13 | 17.24 | 0.932 | 3125 | 84.6 | 5 | 50000 | 42409 |  |  | No |  | 3 | 9820.5 | 101.1 | 97.13 | 17.24 | 0.932 | 3000 | 84.6
P2FJJP7W | GreenTek Energy Systems | GREENTEK | GT-HB-100W3YYZZ-PC16 | Indoor Luminaires | High-Bay | High-Bay Luminaires for Commercial and Industrial Buildings | Standard | TRUE | 9276.9 | 96.6 | 96.05 | 18.57 | 0.9301 | 3034 | 83.4 | 5 | 50000 | 42409 |  |  | No |  | 3 | 9476.8 | 97.42 | 97.28 | 18.57 | 0.9301 | 3000 | 83.3
PRC9AQGW | Enpac Industries Inc DBA VM5 Lighting Solutions | VM5 Lighting Solutions | MFP-14-3000K-70W | Indoor Luminaires | High-Bay | Low-Bay Luminaires for Commercial and Industrial Buildings | Standard | TRUE | 7345.163 | 103.453 | 71 | 12.4 | 0.922 | 2930 | 94.7 | 5 | 50000 | 42409 |  |  | No |  | 3.1 | 7345.1 | 103.4 | 71 | 12.4 | 0.922 | 2930 | 94.7
PYHM9KR4 | Enpac Industries Inc DBA VM5 Lighting Solutions | VM5 Lighting Solutions | MFP-14-3000K-100W | Indoor Luminaires | High-Bay | High-Bay Luminaires for Commercial and Industrial Buildings | Standard | TRUE | 10493.5 | 104.935 | 100 | 13.3 | 0.917 | 2931 | 94.6 | 5 | 50000 | 42409 |  |  | No |  | 3.1 | 10493.5 | 104.9 | 100 | 13.3 | 0.917 | 2931 | 94.6
PGVQ4UVU | GreenTek Energy Systems | GREENTEK | GT-HB-50W3YYZZ-AL120 | Indoor Luminaires | High-Bay | Low-Bay Luminaires for Commercial and Industrial Buildings | Standard | TRUE | 5121.7 | 103.4 | 49.52 | 18.72 | 0.9158 | 3047 | 82.7 | 5 | 50000 | 42409 |  |  | No |  | 3 | 5121.7 | 104.32 | 49.1 | 18.72 | 0.9158 | 3000 | 82.7
PX76MN25 | GreenTek Energy Systems | GREENTEK | GT-HB-50W3YYZZ-PC12 | Indoor Luminaires | High-Bay | Low-Bay Luminaires for Commercial and Industrial Buildings | Standard | TRUE | 4828.5 | 97.58 | 49.48 | 19.04 | 0.9157 | 3047 | 82.7 | 5 | 50000 | 42409 |  |  | No |  | 3 | 4910.7 | 99.11 | 49.55 | 19.04 | 0.9157 | 3000 | 82.7
P57UJ1UF | GreenTek Energy Systems | GREENTEK | GT-HB-50W3YYZZ-AL60 | Indoor Luminaires | High-Bay | Low-Bay Luminaires for Commercial and Industrial Buildings | Standard | TRUE | 4737.7 | 96.4 | 49.15 | 18.39 | 0.9146 | 3043 | 82.7 | 5 | 50000 | 42409 |  |  | No |  | 3 | 4737.7 | 97.05 | 48.82 | 18.39 | 0.9146 | 3000 | 82.7
PKRWKEU8 | Enpac Industries Inc DBA VM5 Lighting Solutions | VM5 Lighting Solutions | MFP-14-3000K-60W | Indoor Luminaires | High-Bay | Low-Bay Luminaires for Commercial and Industrial Buildings | Standard | TRUE | 6338.727 | 103.405 | 61.3 | 11.9 | 0.912 | 2914 | 94 | 5 | 50000 | 42409 |  |  | No |  | 3.1 | 6338.7 | 103.4 | 61.3 | 11.9 | 0.912 | 2914 | 94
PZWA9DJC | GreenTek Energy Systems | GREENTEK | GT-HB-150W3YYZZ-AL120 | Indoor Luminaires | High-Bay | High-Bay Luminaires for Commercial and Industrial Buildings | Standard | TRUE | 16028 | 105.34 | 152.2 | 17.96 | 0.9086 | 3018 | 82.8 | 5 | 50000 | 42409 |  |  | No |  | 3 | 16028 | 105.34 | 152.2 | 17.96 | 0.9086 | 3000 | 82.8
PG79WUR5 | GreenTek Energy Systems | GREENTEK | GT-HB-150W3YYZZ-PC16 | Indoor Luminaires | High-Bay | High-Bay Luminaires for Commercial and Industrial Buildings | Standard | TRUE | 15086 | 100.79 | 149.7 | 18.54 | 0.9056 | 3018 | 82.8 | 5 | 50000 | 42409 |  |  | No |  | 3 | 15418 | 101.43 | 152 | 18.54 | 0.9056 | 3000 | 82.8
P2DERNBG | GreenTek Energy Systems | GREENTEK | GT-HB-150W3YYZZ-AL60 | Indoor Luminaires | High-Bay | High-Bay Luminaires for Commercial and Industrial Buildings | Standard | TRUE | 14897 | 98.1 | 151.8 | 15.27 | 0.9053 | 3018 | 82.8 | 5 | 50000 | 42409 |  |  | No |  | 3 | 14897 | 98.14 | 151.8 | 15.27 | 0.9053 | 3000 | 82.8
PZKKQRB3 | GreenTek Energy Systems | GREENTEK | GT-HB-220W5YYZZ-AL120 | Indoor Luminaires | High-Bay | High-Bay Luminaires for Commercial and Industrial Buildings | Standard | TRUE | 24086 | 109.73 | 219.5 | 18.74 | 0.9036 | 5119 | 77.2 | 5 | 50000 | 42409 |  |  | No |  | 3 | 24086 | 109.73 | 219.5 | 18.74 | 0.9036 | 5000 | 77.2
PQFPRQD5 | Enpac Industries Inc DBA VM5 Lighting Solutions | VM5 Lighting Solutions | MFP-14-5700K-70W | Indoor Luminaires | High-Bay | Low-Bay Luminaires for Commercial and Industrial Buildings | Standard | FALSE | [9 empty] | 42409 |  |  | No |  | 3.1 | 7914.4 | 112.2 | 70.5 | 12.7 | 0.925 | 5876 | 94.1
PDQNF2VY | Enpac Industries Inc DBA VM5 Lighting Solutions | VM5 Lighting Solutions | MFP-14-5700K-100W | Indoor Luminaires | High-Bay | High-Bay Luminaires for Commercial and Industrial Buildings | Standard | FALSE | [9 empty] | 42409 |  |  | No |  | 3.1 | 11252 | 111.1 | 101.2 | 13.6 | 0.92 | 5858 | 94.3
P1GH3CVA | Enpac Industries Inc DBA VM5 Lighting Solutions | VM5 Lighting Solutions | MFP-14-5700K-50W | Indoor Luminaires | High-Bay | Low-Bay Luminaires for Commercial and Industrial Buildings | Standard | FALSE | [9 empty] | 42409 |  |  | No |  | 3.1 | 5382.8 | 110.3 | 48.8 | 13.3 | 0.936 | 5696 | 94.1
PRFC9ESU | Enpac Industries Inc DBA VM5 Lighting Solutions | VM5 Lighting Solutions | MFP-14-5700K-60W | Indoor Luminaires | High-Bay | Low-Bay Luminaires for Commercial and Industrial Buildings | Standard | FALSE | [9 empty] | 42409 |  |  | No |  | 3.1 | 6639.8 | 110.1 | 60.3 | 12.3 | 0.916 | 5664 | 94.3
PVGFZNQ7 | Enpac Industries Inc DBA VM5 Lighting Solutions | VM5 Lighting Solutions | MFP-14-5000K-70W | Indoor Luminaires | High-Bay | Low-Bay Luminaires for Commercial and Industrial Buildings | Standard | FALSE | [9 empty] | 42409 |  |  | No |  | 3.1 | 7345.1 | 103.4 | 71 | 12.4 | 0.922 | 5000 | 94.7
PG1RA9KH | Enpac Industries Inc DBA VM5 Lighting Solutions | VM5 Lighting Solutions | MFP-14-5000K-100W | Indoor Luminaires | High-Bay | High-Bay Luminaires for Commercial and Industrial Buildings | Standard | FALSE | [9 empty] | 42409 |  |  | No |  | 3.1 | 10493.5 | 104.9 | 100 | 13.3 | 0.917 | 5000 | 94.6
P72ZHCVS | Enpac Industries Inc DBA VM5 Lighting Solutions | VM5 Lighting Solutions | MFP-14-5000K-50W | Indoor Luminaires | High-Bay | Low-Bay Luminaires for Commercial and Industrial Buildings | Standard | FALSE | [9 empty] | 42409 |  |  | No |  | 3.1 | 5047.8 | 103.2 | 48.9 | 13.1 | 0.933 | 5000 | 94.5
P414HG14 | Enpac Industries Inc DBA VM5 Lighting Solutions | VM5 Lighting Solutions | MFP-14-5000K-60W | Indoor Luminaires | High-Bay | Low-Bay Luminaires for Commercial and Industrial Buildings | Standard | FALSE | [9 empty] | 42409 |  |  | No |  | 3.1 | 6338.7 | 103.4 | 61.3 | 11.9 | 0.912 | 5000 | 94
PT8JTQUB | Enpac Industries Inc DBA VM5 Lighting Solutions | VM5 Lighting Solutions | MFP-14-4500K-70W | Indoor Luminaires | High-Bay | Low-Bay Luminaires for Commercial and Industrial Buildings | Standard | FALSE | [9 empty] | 42409 |  |  | No |  | 3.1 | 7345.1 | 103.4 | 71 | 12.4 | 0.922 | 4500 | 94.7
P1G19ZK2 | Enpac Industries Inc DBA VM5 Lighting Solutions | VM5 Lighting Solutions | MFP-14-4500K-100W | Indoor Luminaires | High-Bay | High-Bay Luminaires for Commercial and Industrial Buildings | Standard | FALSE | [9 empty] | 42409 |  |  | No |  | 3.1 | 10493.5 | 104.9 | 100 | 13.3 | 0.917 | 4500 | 94.6
PQAJP3FE | Enpac Industries Inc DBA VM5 Lighting Solutions | VM5 Lighting Solutions | MFP-14-4500K-50W | Indoor Luminaires | High-Bay | Low-Bay Luminaires for Commercial and Industrial Buildings | Standard | FALSE | [9 empty] | 42409 |  |  | No |  | 3.1 | 5047.8 | 103.2 | 48.9 | 13.1 | 0.933 | 4500 | 94.5
PQK47T42 | Enpac Industries Inc DBA VM5 Lighting Solutions | VM5 Lighting Solutions | MFP-14-4500K-60W | Indoor Luminaires | High-Bay | Low-Bay Luminaires for Commercial and Industrial Buildings | Standard | FALSE | [9 empty] | 42409 |  |  | No |  | 3.1 | 6338.7 | 103.4 | 61.3 | 11.9 | 0.912 | 4500 | 94
PHQ8VQQC | Enpac Industries Inc DBA VM5 Lighting Solutions | VM5 Lighting Solutions | MFP-14-4000K-70W | Indoor Luminaires | High-Bay | Low-Bay Luminaires for Commercial and Industrial Buildings | Standard | FALSE | [9 empty] | 42409 |  |  | No |  | 3.1 | 7345.1 | 103.4 | 71 | 12.4 | 0.922 | 4000 | 94.7
PZR53FE2 | Enpac Industries Inc DBA VM5 Lighting Solutions | VM5 Lighting Solutions | MFP-14-4000K-100W | Indoor Luminaires | High-Bay | High-Bay Luminaires for Commercial and Industrial Buildings | Standard | FALSE | [9 empty] | 42409 |  |  | No |  | 3.1 | 10493.5 | 104.9 | 100 | 13.3 | 0.917 | 4000 | 94.6
PSP2RK1N | Enpac Industries Inc DBA VM5 Lighting Solutions | VM5 Lighting Solutions | MFP-14-4000K-50W | Indoor Luminaires | High-Bay | Low-Bay Luminaires for Commercial and Industrial Buildings | Standard | FALSE | [9 empty] | 42409 |  |  | No |  | 3.1 | 5047.8 | 103.2 | 48.9 | 13.1 | 0.933 | 4000 | 94.5
PD82UGR4 | Enpac Industries Inc DBA VM5 Lighting Solutions | VM5 Lighting Solutions | MFP-14-4000K-60W | Indoor Luminaires | High-Bay | Low-Bay Luminaires for Commercial and Industrial Buildings | Standard | FALSE | [9 empty] | 42409 |  |  | No |  | 3.1 | 6338.7 | 103.4 | 61.3 | 11.9 | 0.912 | 4000 | 94
PTXQ6JR8 | Enpac Industries Inc DBA VM5 Lighting Solutions | VM5 Lighting Solutions | MFP-14-3500K-70W | Indoor Luminaires | High-Bay | Low-Bay Luminaires for Commercial and Industrial Buildings | Standard | FALSE | [9 empty] | 42409 |  |  | No |  | 3.1 | 7345.1 | 103.4 | 71 | 12.4 | 0.922 | 3500 | 94.7
P46RRRN2 | Enpac Industries Inc DBA VM5 Lighting Solutions | VM5 Lighting Solutions | MFP-14-3500K-100W | Indoor Luminaires | High-Bay | High-Bay Luminaires for Commercial and Industrial Buildings | Standard | FALSE | [9 empty] | 42409 |  |  | No |  | 3.1 | 10493.5 | 104.9 | 100 | 13.3 | 0.917 | 3500 | 94.6
P6JB2JFV | Enpac Industries Inc DBA VM5 Lighting Solutions | VM5 Lighting Solutions | MFP-14-3500K-50W | Indoor Luminaires | High-Bay | Low-Bay Luminaires for Commercial and Industrial Buildings | Standard | FALSE | [9 empty] | 42409 |  |  | No |  | 3.1 | 5047.8 | 103.2 | 48.9 | 13.1 | 0.933 | 3500 | 94.5
PTP12EYH | Enpac Industries Inc DBA VM5 Lighting Solutions | VM5 Lighting Solutions | MFP-14-3500K-60W | Indoor Luminaires | High-Bay | Low-Bay Luminaires for Commercial and Industrial Buildings | Standard | FALSE | [9 empty] | 42409 |  |  | No |  | 3.1 | 6338.7 | 103.4 | 61.3 | 11.9 | 0.912 | 3500 | 94
PCGS6DRR | Genesis Energy Technology LLC | Light Source | LS415-UNNL-50xx | Indoor Luminaires | High-Bay | High-Bay Luminaires for Commercial and Industrial Buildings | Standard | FALSE | [9 empty] | 42409 |  |  | Yes |  | 3 | 20475.15 | 136.14 | 150.4 | 15.8 | 0.96 | 5105 | 81.8
PQZNRJ5B | Genesis Energy Technology LLC | Light Source | LS415-UNCL-50xx | Indoor Luminaires | High-Bay | High-Bay Luminaires for Commercial and Industrial Buildings | Standard | FALSE | [9 empty] | 42409 |  |  | Yes |  | 3 | 19567.31 | 130.1 | 150.4 | 15.8 | 0.96 | 5105 | 81.8
PCY6HSNQ | Genesis Energy Technology LLC | Light Source | LS415-UNF1-50xx | Indoor Luminaires | High-Bay | High-Bay Luminaires for Commercial and Industrial Buildings | Standard | FALSE | [9 empty] | 42409 |  |  | Yes |  | 3 | 18741.92 | 124.61 | 150.4 | 15.8 | 0.96 | 5105 | 81.8
PU5PMSRV | Genesis Energy Technology LLC | Light Source | LS212-UNNL-50xx | Indoor Luminaires | High-Bay | High-Bay Luminaires for Commercial and Industrial Buildings | Standard | FALSE | [9 empty] | 42409 |  |  | Yes |  | 3 | 14650.8 | 123.43 | 118.7 | 15.8 | 0.96 | 5105 | 81.8
PX7U77QX | Genesis Energy Technology LLC | Light Source | LS212-UNCL-50xx | Indoor Luminaires | High-Bay | High-Bay Luminaires for Commercial and Industrial Buildings | Standard | FALSE | [9 empty] | 42409 |  |  | Yes |  | 3 | 13890 | 117.02 | 118.7 | 15.8 | 0.96 | 5105 | 81.8
PEDQGG6N | Genesis Energy Technology LLC | Light Source | LS212-UNF1-50xx | Indoor Luminaires | High-Bay | High-Bay Luminaires for Commercial and Industrial Buildings | Standard | FALSE | [9 empty] | 42409 |  |  | Yes |  | 3 | 13340 | 112.38 | 118.7 | 15.8 | 0.96 | 5105 | 81.8
PHFX522P | Genesis Energy Technology LLC | Light Source | LS530-UNNL-50xx | Indoor Luminaires | High-Bay | High-Bay Luminaires for Commercial and Industrial Buildings | Standard | FALSE | [9 empty] | 42409 |  |  | Yes |  | 3 | 35996.02 | 120.31 | 299.2 | 14.4 | 0.97 | 5105 | 81.8
P8WJFTMN | Genesis Energy Technology LLC | Light Source | LS530-UNCL-50xx | Indoor Luminaires | High-Bay | High-Bay Luminaires for Commercial and Industrial Buildings | Standard | FALSE | [9 empty] | 42409 |  |  | Yes |  | 3 | 34400 | 114.97 | 299.2 | 14.4 | 0.97 | 5105 | 81.8
PX1Q7JT7 | Genesis Energy Technology LLC | Light Source | LS424-UNNL-50xx | Indoor Luminaires | High-Bay | High-Bay Luminaires for Commercial and Industrial Buildings | Standard | FALSE | [9 empty] | 42409 |  |  | Yes |  | 3 | 28775.89 | 120.25 | 239.3 | 14.4 | 0.97 | 5105 | 81.8
P5KHWYFQ | Genesis Energy Technology LLC | Light Source | LS424-UNCL-50xx | Indoor Luminaires | High-Bay | High-Bay Luminaires for Commercial and Industrial Buildings | Standard | FALSE | [9 empty] | 42409 |  |  | Yes |  | 3 | 27500 | 114.92 | 239.3 | 14.4 | 0.97 | 5105 | 81.8
P6HC2QTW | Genesis Energy Technology LLC | Light Source | LS424-UNF1-50xx | Indoor Luminaires | High-Bay | High-Bay Luminaires for Commercial and Industrial Buildings | Standard | FALSE | [9 empty] | 42409 |  |  | Yes |  | 3 | 26340 | 110.07 | 239.3 | 14.4 | 0.97 | 5105 | 81.8
PEQQPA32 | Genesis Energy Technology LLC | Light Source | LS318-UNNL-50xx | Indoor Luminaires | High-Bay | High-Bay Luminaires for Commercial and Industrial Buildings | Standard | FALSE | [9 empty] | 42409 |  |  | Yes |  | 3 | 21800.48 | 122.06 | 178.6 | 14.4 | 0.97 | 5105 | 81.8
P1GBSKES | Genesis Energy Technology LLC | Light Source | LS318-UNCL-50xx | Indoor Luminaires | High-Bay | High-Bay Luminaires for Commercial and Industrial Buildings | Standard | FALSE | [9 empty] | 42409 |  |  | Yes |  | 3 | 20660 | 115.68 | 178.6 | 14.4 | 0.97 | 5105 | 81.8
PPHBHXVZ | Genesis Energy Technology LLC | Light Source | LS318-UNF1-50xx | Indoor Luminaires | High-Bay | High-Bay Luminaires for Commercial and Industrial Buildings | Standard | FALSE | [9 empty] | 42409 |  |  | Yes |  | 3 | 19850 | 111.14 | 178.6 | 14.4 | 0.97 | 5105 | 81.8
PQSVWXSW | Genesis Energy Technology LLC | Light Source | LS530-UNF1-50xx | Indoor Luminaires | High-Bay | High-Bay Luminaires for Commercial and Industrial Buildings | Standard | FALSE | [9 empty] | 42409 |  |  | Yes |  | 3 | 33140 | 110.76 | 299.2 | 14.4 | 0.97 | 5105 | 81.2
PHWHYWY4 | Genesis Energy Technology LLC | Light Source | LS415-UNNL-40xx | Indoor Luminaires | High-Bay | High-Bay Luminaires for Commercial and Industrial Buildings | Standard | FALSE | [9 empty] | 42409 |  |  | Yes |  | 3 | 19790.66 | 131.59 | 150.4 | 15.8 | 0.96 | 4008 | 82
PG88X27M | Genesis Energy Technology LLC | Light Source | LS415-UNCL-40xx | Indoor Luminaires | High-Bay | High-Bay Luminaires for Commercial and Industrial Buildings | Standard | FALSE | [9 empty] | 42409 |  |  | Yes |  | 3 | 18913.17 | 125.75 | 150.4 | 15.8 | 0.96 | 4008 | 82
PSY7WWH5 | Genesis Energy Technology LLC | Light Source | LS415-UNF1-40xx | Indoor Luminaires | High-Bay | High-Bay Luminaires for Commercial and Industrial Buildings | Standard | FALSE | [9 empty] | 42409 |  |  | Yes |  | 3 | 18137.12 | 120.59 | 150.4 | 15.8 | 0.96 | 4008 | 82
PBF5JUQF | Genesis Energy Technology LLC | Light Source | LS212-UNNL-40xx | Indoor Luminaires | High-Bay | High-Bay Luminaires for Commercial and Industrial Buildings | Standard | FALSE | [9 empty] | 42409 |  |  | Yes |  | 3 | 14035.77 | 118.25 | 118.7 | 15.8 | 0.96 | 4008 | 82
PE2NWZGY | Genesis Energy Technology LLC | Light Source | LS212-UNCL-40xx | Indoor Luminaires | High-Bay | High-Bay Luminaires for Commercial and Industrial Buildings | Standard | FALSE | [9 empty] | 42409 |  |  | Yes |  | 3 | 13425.65 | 113.11 | 118.7 | 15.8 | 0.96 | 4008 | 82
P9HVZRYB | Genesis Energy Technology LLC | Light Source | LS212-UNF1-40xx | Indoor Luminaires | High-Bay | High-Bay Luminaires for Commercial and Industrial Buildings | Standard | FALSE | [9 empty] | 42409 |  |  | Yes |  | 3 | 12780 | 107.67 | 118.7 | 15.8 | 0.96 | 4008 | 82
P1R6TWPK | Genesis Energy Technology LLC | Light Source | LS530-UNNL-40xx | Indoor Luminaires | High-Bay | High-Bay Luminaires for Commercial and Industrial Buildings | Standard | FALSE | [9 empty] | 42409 |  |  | Yes |  | 3 | 34792.67 | 116.29 | 299.2 | 14.4 | 0.97 | 4008 | 82
PVMDPBGR | Genesis Energy Technology LLC | Light Source | LS530-UNCL-40xx | Indoor Luminaires | High-Bay | High-Bay Luminaires for Commercial and Industrial Buildings | Standard | FALSE | [9 empty] | 42409 |  |  | Yes |  | 3 | 33250 | 111.13 | 299.2 | 14.4 | 0.97 | 4008 | 82
P9TS3DMX | Genesis Energy Technology LLC | Light Source | LS530-UNF1-40xx | Indoor Luminaires | High-Bay | High-Bay Luminaires for Commercial and Industrial Buildings | Standard | FALSE | [9 empty] | 42409 |  |  | Yes |  | 3 | 33250 | 111.13 | 299.2 | 14.4 | 0.97 | 4008 | 82
PYCSX6B9 | Genesis Energy Technology LLC | Light Source | LS424-UNNL-40xx | Indoor Luminaires | High-Bay | High-Bay Luminaires for Commercial and Industrial Buildings | Standard | FALSE | [9 empty] | 42409 |  |  | Yes |  | 3 | 27813.91 | 116.23 | 239.3 | 14.4 | 0.97 | 4008 | 82
PYC8CD8W | Genesis Energy Technology LLC | Light Source | LS424-UNCL-40xx | Indoor Luminaires | High-Bay | High-Bay Luminaires for Commercial and Industrial Buildings | Standard | FALSE | [9 empty] | 42409 |  |  | Yes |  | 3 | 26580.67 | 111.08 | 239.3 | 14.4 | 0.97 | 4008 | 82
PR55F1HC | Genesis Energy Technology LLC | Light Source | LS318-UNNL-40xx | Indoor Luminaires | High-Bay | High-Bay Luminaires for Commercial and Industrial Buildings | Standard | FALSE | [9 empty] | 42409 |  |  | Yes |  | 3 | 21071.68 | 117.98 | 178.6 | 14.4 | 0.97 | 4008 | 82
P2ZVB9K1 | Genesis Energy Technology LLC | Light Source | LS318-UNCL-40xx | Indoor Luminaires | High-Bay | High-Bay Luminaires for Commercial and Industrial Buildings | Standard | FALSE | [9 empty] | 42409 |  |  | Yes |  | 3 | 19969.33 | 111.81 | 178.6 | 14.4 | 0.97 | 4008 | 82
PYZBD275 | Genesis Energy Technology LLC | Light Source | LS318-UNF1-40xx | Indoor Luminaires | High-Bay | High-Bay Luminaires for Commercial and Industrial Buildings | Standard | FALSE | [9 empty] | 42409 |  |  | Yes |  | 3 | 19186.41 | 107.43 | 178.6 | 14.4 | 0.97 | 4008 | 82
PNJK9YBV | StarTek Lighting America | StarTek Lighting America | LST-36HP-D-50K-S-XX-XXX-ND-X-XX | Indoor Luminaires | High-Bay | High-Bay Luminaires for Commercial and Industrial Buildings | Standard | FALSE | [9 empty] | 42409 |  |  | Yes |  | 3.1 | 20163 | 121 | 167 | 11.55 | 0.98 | 5000 | 82
PRJ2QS32 | StarTek Lighting America | StarTek Lighting America | LST-18HP-D-50K-S-XX-XXX-ND-X-XX | Indoor Luminaires | High-Bay | High-Bay Luminaires for Commercial and Industrial Buildings | Standard | FALSE | [9 empty] | 42409 |  |  | Yes |  | 3.1 | 10042 | 120 | 84 | 11.55 | 0.98 | 5000 | 82
P7T98X7Q | StarTek Lighting America | StarTek Lighting America | LST-36HP-D-50K-S-XX-XXX-AD-X-XX | Indoor Luminaires | High-Bay | High-Bay Luminaires for Commercial and Industrial Buildings | Standard | FALSE | [9 empty] | 42409 |  |  | Yes |  | 3.1 | 20163 | 121 | 167 | 11.55 | 0.98 | 5000 | 82
P37QDFNR | StarTek Lighting America | StarTek Lighting America | LST-36HP-D-45K-S-XX-XXX-ND-X-XX | Indoor Luminaires | High-Bay | High-Bay Luminaires for Commercial and Industrial Buildings | Standard | FALSE | [9 empty] | 42409 |  |  | Yes |  | 3.1 | 19718 | 118 | 167 | 11.55 | 0.98 | 4500 | 82
P5QVBT29 | StarTek Lighting America | StarTek Lighting America | LST-18HP-D-45K-S-XX-XXX-ND-X-XX | Indoor Luminaires | High-Bay | High-Bay Luminaires for Commercial and Industrial Buildings | Standard | FALSE | [9 empty] | 42409 |  |  | Yes |  | 3.1 | 9814 | 117 | 84 | 11.55 | 0.98 | 4500 | 82
P4XTRCDB | StarTek Lighting America | StarTek Lighting America | LST-36HP-D-45K-S-XX-XXX-AD-X-XX | Indoor Luminaires | High-Bay | High-Bay Luminaires for Commercial and Industrial Buildings | Standard | FALSE | [9 empty] | 42409 |  |  | Yes |  | 3.1 | 19718 | 118 | 167 | 11.55 | 0.98 | 4500 | 82
PEB34HZE | StarTek Lighting America | StarTek Lighting America | LST-18HP-D-45K-S-XX-XXX-AD-X-XX | Indoor Luminaires | High-Bay | High-Bay Luminaires for Commercial and Industrial Buildings | Standard | FALSE | [9 empty] | 42409 |  |  | Yes |  | 3.1 | 9814 | 117 | 84 | 11.55 | 0.98 | 4500 | 82
PVSDMFWC | StarTek Lighting America | StarTek Lighting America | LST-36HP-D-40K-S-XX-XXX-ND-X-XX | Indoor Luminaires | High-Bay | High-Bay Luminaires for Commercial and Industrial Buildings | Standard | FALSE | [9 empty] | 42409 |  |  | Yes |  | 3.1 | 19273 | 115 | 167 | 11.55 | 0.98 | 4000 | 82
PVMJPQ51 | StarTek Lighting America | StarTek Lighting America | LST-18HP-D-40K-S-XX-XXX-ND-X-XX | Indoor Luminaires | High-Bay | High-Bay Luminaires for Commercial and Industrial Buildings | Standard | FALSE | [9 empty] | 42409 |  |  | Yes |  | 3.1 | 9587 | 114 | 84 | 11.55 | 0.98 | 4000 | 82
PBYH13JT | StarTek Lighting America | StarTek Lighting America | LST-36HP-D-40K-S-XX-XXX-AD-X-XX | Indoor Luminaires | High-Bay | High-Bay Luminaires for Commercial and Industrial Buildings | Standard | FALSE | [9 empty] | 42409 |  |  | Yes |  | 3.1 | 19273 | 115 | 167 | 11.55 | 0.98 | 4000 | 82
PJ1JKY7M | StarTek Lighting America | StarTek Lighting America | LST-18HP-D-40K-S-XX-XXX-AD-X-XX | Indoor Luminaires | High-Bay | High-Bay Luminaires for Commercial and Industrial Buildings | Standard | FALSE | [9 empty] | 42409 |  |  | Yes |  | 3.1 | 9587 | 114 | 84 | 11.55 | 0.98 | 4000 | 82
PYPM3TKJ | StarTek Lighting America | StarTek Lighting America | LST-36HP-D-35K-S-XX-XXX-ND-X-XX | Indoor Luminaires | High-Bay | High-Bay Luminaires for Commercial and Industrial Buildings | Standard | FALSE | [9 empty] | 42409 |  |  | Yes |  | 3.1 | 18827 | 113 | 167 | 11.55 | 0.98 | 3500 | 82
PY3MQ178 | StarTek Lighting America | StarTek Lighting America | LST-18HP-D-35K-S-XX-XXX-ND-X-XX | Indoor Luminaires | High-Bay | High-Bay Luminaires for Commercial and Industrial Buildings | Standard | FALSE | [9 empty] | 42409 |  |  | Yes |  | 3.1 | 9359 | 111 | 84 | 11.55 | 0.98 | 3500 | 82
P9K7N1C2 | StarTek Lighting America | StarTek Lighting America | LST-36HP-D-35K-S-XX-XXX-AD-X-XX | Indoor Luminaires | High-Bay | High-Bay Luminaires for Commercial and Industrial Buildings | Standard | FALSE | [9 empty] | 42409 |  |  | Yes |  | 3.1 | 18827 | 113 | 167 | 11.55 | 0.98 | 3500 | 82
PHGEPRAP | StarTek Lighting America | StarTek Lighting America | LST-36HP-D-30K-S-XX-XXX-ND-X-XX | Indoor Luminaires | High-Bay | High-Bay Luminaires for Commercial and Industrial Buildings | Standard | FALSE | [9 empty] | 42409 |  |  | Yes |  | 3.1 | 18382 | 110 | 167 | 11.55 | 0.98 | 3000 | 82
PNFMXZEE | StarTek Lighting America | StarTek Lighting America | LST-18HP-D-30K-S-XX-XXX-ND-X-XX | Indoor Luminaires | High-Bay | Low-Bay Luminaires for Commercial and Industrial Buildings | Standard | FALSE | [9 empty] | 42409 |  |  | Yes |  | 3.1 | 9131 | 109 | 84 | 11.55 | 0.98 | 3000 | 82
PDHAVQJX | StarTek Lighting America | StarTek Lighting America | LST-36HP-D-30K-S-XX-XXX-AD-X-XX | Indoor Luminaires | High-Bay | High-Bay Luminaires for Commercial and Industrial Buildings | Standard | FALSE | [9 empty] | 42409 |  |  | Yes |  | 3.1 | 18382 | 110 | 167 | 11.55 | 0.98 | 3000 | 82
PDXEDWEA | StarTek Lighting America | StarTek Lighting America | LST-18HP-D-30K-S-XX-XXX-AD-X-XX | Indoor Luminaires | High-Bay | Low-Bay Luminaires for Commercial and Industrial Buildings | Standard | FALSE | [9 empty] | 42409 |  |  | Yes |  | 3.1 | 9131 | 109 | 84 | 11.55 | 0.98 | 3000 | 82
PVM9R4WR | StarTek Lighting America | StarTek Lighting America | LST-36HP-D-27K-S-XX-XXX-ND-X-XX | Indoor Luminaires | High-Bay | High-Bay Luminaires for Commercial and Industrial Buildings | Standard | FALSE | [9 empty] | 42409 |  |  | Yes |  | 3.1 | 18114 | 108 | 167 | 11.55 | 0.98 | 2700 | 82
PKJ9UHRT | StarTek Lighting America | StarTek Lighting America | LST-18HP-D-27K-S-XX-XXX-ND-X-XX | Indoor Luminaires | High-Bay | Low-Bay Luminaires for Commercial and Industrial Buildings | Standard | FALSE | [9 empty] | 42409 |  |  | Yes |  | 3.1 | 8994 | 107 | 84 | 11.55 | 0.98 | 2700 | 82
PQMXCW33 | StarTek Lighting America | StarTek Lighting America | LST-36HP-D-27K-S-XX-XXX-AD-X-XX | Indoor Luminaires | High-Bay | High-Bay Luminaires for Commercial and Industrial Buildings | Standard | FALSE | [9 empty] | 42409 |  |  | Yes |  | 3.1 | 18114 | 108 | 167 | 11.55 | 0.98 | 2700 | 82
PE62NDZQ | GreenTek Energy Systems | GREENTEK | GT-HB-150W6YYZZ-AL60 | Indoor Luminaires | High-Bay | High-Bay Luminaires for Commercial and Industrial Buildings | Standard | FALSE | [9 empty] | 42409 |  |  | No |  | 3 | 15593 | 102.38 | 152.3 | 15.19 | 0.9049 | 5700 | 84.3
PX9V33V9 | GreenTek Energy Systems | GREENTEK | GT-HB-50W6YYZZ-PC12 | Indoor Luminaires | High-Bay | Low-Bay Luminaires for Commercial and Industrial Buildings | Standard | FALSE | [9 empty] | 42409 |  |  | No |  | 3 | 5385 | 104.97 | 51.3 | 19.21 | 0.9261 | 5700 | 83.8
PPK8KXD1 | GreenTek Energy Systems | GREENTEK | GT-HB-100W6YYZZ-PC16 | Indoor Luminaires | High-Bay | High-Bay Luminaires for Commercial and Industrial Buildings | Standard | FALSE | [9 empty] | 42409 |  |  | No |  | 3 | 9950 | 101.21 | 98.31 | 18.79 | 0.9272 | 5700 | 83.8
P8T36NTV | GreenTek Energy Systems | GREENTEK | GT-HB-100W6YYZZ-AL60 | Indoor Luminaires | High-Bay | High-Bay Luminaires for Commercial and Industrial Buildings | Standard | FALSE | [9 empty] | 42409 |  |  | No |  | 3 | 10311 | 105.33 | 97.89 | 17.06 | 0.9317 | 5700 | 83.8
PBCMQ9Y3 | GreenTek Energy Systems | GREENTEK | GT-HB-150W6YYZZ-PC16 | Indoor Luminaires | High-Bay | High-Bay Luminaires for Commercial and Industrial Buildings | Standard | FALSE | [9 empty] | 42409 |  |  | No |  | 3 | 15869 | 106.39 | 149.2 | 19.21 | 0.9067 | 5700 | 84.3
PREBJZJT | GreenTek Energy Systems | GREENTEK | GT-HB-150W6YYZZ-AL120 | Indoor Luminaires | High-Bay | High-Bay Luminaires for Commercial and Industrial Buildings | Standard | FALSE | [9 empty] | 42409 |  |  | No |  | 3 | 16502 | 110.6 | 149.2 | 18.46 | 0.9067 | 5700 | 84.3
PVT1NVG2 | GreenTek Energy Systems | GREENTEK | GT-HB-50W6YYZZ-AL120 | Indoor Luminaires | High-Bay | Low-Bay Luminaires for Commercial and Industrial Buildings | Standard | FALSE | [9 empty] | 42409 |  |  | No |  | 3 | 5389 | 109.44 | 49.24 | 18.39 | 0.9185 | 5700 | 83.8
P2U8828Y | GreenTek Energy Systems | GREENTEK | GT-HB-50W6YYZZ-AL60 | Indoor Luminaires | High-Bay | Low-Bay Luminaires for Commercial and Industrial Buildings | Standard | FALSE | [9 empty] | 42409 |  |  | No |  | 3 | 4957 | 101.31 | 48.93 | 18.27 | 0.9154 | 5700 | 83.8
PXK4C8RQ | GreenTek Energy Systems | GREENTEK | GT-HB-100W6YYZZ-AL120 | Indoor Luminaires | High-Bay | High-Bay Luminaires for Commercial and Industrial Buildings | Standard | FALSE | [9 empty] | 42409 |  |  | No |  | 3 | 11235 | 113.18 | 99.27 | 17.03 | 0.9329 | 5700 | 83.8
P3MTPYN8 | GreenTek Energy Systems | GREENTEK | GT-HB-100W5YYZZ-AL60 | Indoor Luminaires | High-Bay | High-Bay Luminaires for Commercial and Industrial Buildings | Standard | FALSE | [9 empty] | 42409 |  |  | No |  | 3 | 9820.5 | 101.1 | 97.13 | 17.24 | 0.932 | 5000 | 84.6
PJRXKBGC | GreenTek Energy Systems | GREENTEK | GT-HB-100W5YYZZ-PC16 | Indoor Luminaires | High-Bay | High-Bay Luminaires for Commercial and Industrial Buildings | Standard | FALSE | [9 empty] | 42409 |  |  | No |  | 3 | 9476.8 | 97.42 | 97.28 | 18.57 | 0.9301 | 5000 | 83.3
PN9ZDY66 | GreenTek Energy Systems | GREENTEK | GT-HB-150W5YYZZ-AL60 | Indoor Luminaires | High-Bay | High-Bay Luminaires for Commercial and Industrial Buildings | Standard | FALSE | [9 empty] | 42409 |  |  | No |  | 3 | 14897 | 98.14 | 151.8 | 15.27 | 0.9053 | 5000 | 82.8
PXTX7GJS | GreenTek Energy Systems | GREENTEK | GT-HB-50W5YYZZ-PC12 | Indoor Luminaires | High-Bay | Low-Bay Luminaires for Commercial and Industrial Buildings | Standard | FALSE | [9 empty] | 42409 |  |  | No |  | 3 | 4910.7 | 99.11 | 49.55 | 19.04 | 0.9157 | 5000 | 82.7
P4T1BU95 | GreenTek Energy Systems | GREENTEK | GT-HB-100W5YYZZ-AL120 | Indoor Luminaires | High-Bay | High-Bay Luminaires for Commercial and Industrial Buildings | Standard | FALSE | [9 empty] | 42409 |  |  | No |  | 3 | 10709 | 108.24 | 98.93 | 17.22 | 0.9324 | 5000 | 83.3
P6SXH6GW | GreenTek Energy Systems | GREENTEK | GT-HB-150W5YYZZ-PC16 | Indoor Luminaires | High-Bay | High-Bay Luminaires for Commercial and Industrial Buildings | Standard | FALSE | [9 empty] | 42409 |  |  | No |  | 3 | 15418 | 101.43 | 152 | 18.54 | 0.9056 | 5000 | 82.8
PPYQ9RPG | GreenTek Energy Systems | GREENTEK | GT-HB-150W5YYZZ-AL120 | Indoor Luminaires | High-Bay | High-Bay Luminaires for Commercial and Industrial Buildings | Standard | FALSE | [9 empty] | 42409 |  |  | No |  | 3 | 16028 | 105.34 | 152.2 | 17.96 | 0.9086 | 5000 | 82.8
PJK7W4WZ | GreenTek Energy Systems | GREENTEK | GT-HB-50W5YYZZ-AL120 | Indoor Luminaires | High-Bay | Low-Bay Luminaires for Commercial and Industrial Buildings | Standard | FALSE | [9 empty] | 42409 |  |  | No |  | 3 | 5121.7 | 104.32 | 49.1 | 18.72 | 0.9158 | 5000 | 82.7
PN85A23K | GreenTek Energy Systems | GREENTEK | GT-HB-50W5YYZZ-AL60 | Indoor Luminaires | High-Bay | Low-Bay Luminaires for Commercial and Industrial Buildings | Standard | FALSE | [9 empty] | 42409 |  |  | No |  | 3 | 4737.7 | 97.05 | 48.82 | 18.39 | 0.9146 | 5000 | 82.7
PUBEPYSH | GreenTek Energy Systems | GREENTEK | GT-HB-100W4YYZZ-AL60 | Indoor Luminaires | High-Bay | High-Bay Luminaires for Commercial and Industrial Buildings | Standard | FALSE | [9 empty] | 42409 |  |  | No |  | 3 | 9820.5 | 101.1 | 97.13 | 17.24 | 0.932 | 4000 | 84.6
PNH1RTVD | GreenTek Energy Systems | GREENTEK | GT-HB-100W4YYZZ-PC16 | Indoor Luminaires | High-Bay | High-Bay Luminaires for Commercial and Industrial Buildings | Standard | FALSE | [9 empty] | 42409 |  |  | No |  | 3 | 9476.8 | 97.42 | 97.28 | 18.57 | 0.9301 | 4000 | 83.3
PEYAQCN7 | GreenTek Energy Systems | GREENTEK | GT-HB-150W4YYZZ-AL60 | Indoor Luminaires | High-Bay | High-Bay Luminaires for Commercial and Industrial Buildings | Standard | FALSE | [9 empty] | 42409 |  |  | No |  | 3 | 14897 | 98.14 | 151.8 | 15.27 | 0.9053 | 4000 | 82.8
P5EMNP96 | GreenTek Energy Systems | GREENTEK | GT-HB-50W4YYZZ-PC12 | Indoor Luminaires | High-Bay | Low-Bay Luminaires for Commercial and Industrial Buildings | Standard | FALSE | [9 empty] | 42409 |  |  | No |  | 3 | 4910.7 | 99.11 | 49.55 | 19.04 | 0.9157 | 4000 | 82.7
PQ6B94X9 | GreenTek Energy Systems | GREENTEK | GT-HB-100W4YYZZ-AL120 | Indoor Luminaires | High-Bay | High-Bay Luminaires for Commercial and Industrial Buildings | Standard | FALSE | [9 empty] | 42409 |  |  | No |  | 3 | 10709 | 108.24 | 98.93 | 17.22 | 0.9324 | 4000 | 83.3
PY3C4FMF | GreenTek Energy Systems | GREENTEK | GT-HB-150W4YYZZ-PC16 | Indoor Luminaires | High-Bay | High-Bay Luminaires for Commercial and Industrial Buildings | Standard | FALSE | [9 empty] | 42409 |  |  | No |  | 3 | 15418 | 101.43 | 152 | 18.54 | 0.9056 | 4000 | 82.8
P41TM5N5 | GreenTek Energy Systems | GREENTEK | GT-HB-150W4YYZZ-AL120 | Indoor Luminaires | High-Bay | High-Bay Luminaires for Commercial and Industrial Buildings | Standard | FALSE | [9 empty] | 42409 |  |  | No |  | 3 | 16028 | 105.34 | 152.2 | 17.96 | 0.9086 | 4000 | 82.8
P777GWPJ | GreenTek Energy Systems | GREENTEK | GT-HB-50W4YYZZ-AL120 | Indoor Luminaires | High-Bay | Low-Bay Luminaires for Commercial and Industrial Buildings | Standard | FALSE | [9 empty] | 42409 |  |  | No |  | 3 | 5121.7 | 104.32 | 49.1 | 18.72 | 0.9158 | 4000 | 82.7
PNMATP89 | GreenTek Energy Systems | GREENTEK | GT-HB-50W4YYZZ-AL60 | Indoor Luminaires | High-Bay | Low-Bay Luminaires for Commercial and Industrial Buildings | Standard | FALSE | [9 empty] | 42409 |  |  | No |  | 3 | 4737.7 | 97.05 | 48.82 | 18.39 | 0.9146 | 4000 | 82.7
PVMVDR1A | YANKON LIGHTING INC. | Yankon | YGA15A01-150W-120V-830-1[123] | Indoor Luminaires | High-Bay | High-Bay Luminaires for Commercial and Industrial Buildings | Standard | TRUE | 16399 | 115.82 | 141.6 | 16.11 | 0.9708 | 2959 | 82.8 | 5 | 50000 | 42408 |  |  | No | Updated on 1/18/2017 | 4.1 | 16399 | 115.82 | 141.6 | 16.11 | 0.97 | 3000 | 82.8
PJ6H6WGN | P.Q.L. Inc. | Superior Life | 90414 | Indoor Luminaires | High-Bay | High-Bay Luminaires for Commercial and Industrial Buildings | Premium | TRUE | 11689 | 122.81 | 95.18 | 11.95 | 0.9487 | 4098 | 74.9 | 5 | 50000 | 42408 |  |  | No |  | 3 | 11689 | 122.81 | 95.18 | 11.95 | 0.9487 | 4100 | 74.9
PP5U9YJ7D | ABOVE ALL LIGHTING INC. |  | LHB150501[ALL motion sensor or photocontrol]-82 | Indoor Luminaires | High-Bay | High-Bay Luminaires for Commercial and Industrial Buildings | Premium | FALSE | [9 empty] | 42408 | Dimmable | Continuous Below 10 | Yes |  | 3 | 17218 | 121 | 150 | 20 | 0.9 | 5000 | 82
PF8B9W8F | YANKON LIGHTING INC. | Yankon | YGA15A01-150W-120V-850-1[123] | Indoor Luminaires | High-Bay | High-Bay Luminaires for Commercial and Industrial Buildings | Standard | FALSE | [9 empty] | 42408 | Not Dimmable | Not Dimmable | No | Updated on 1/18/2017 | 4.1 | 17423 | 122.15 | 142.6 | 16.32 | 0.97 | 5000 | 85.4
PXQS4E4J | YANKON LIGHTING INC. | Yankon | YGA15A01-150W-120V-845-1[123] | Indoor Luminaires | High-Bay | High-Bay Luminaires for Commercial and Industrial Buildings | Standard | FALSE | [9 empty] | 42408 | Not Dimmable | Not Dimmable | No | Updated on 1/18/2017 | 4.1 | 16399 | 115.82 | 141.6 | 16.11 | 0.97 | 4500 | 82.8
P7RWX5SH | YANKON LIGHTING INC. | Yankon | YGA15A01-150W-120V-840-1[123] | Indoor Luminaires | High-Bay | High-Bay Luminaires for Commercial and Industrial Buildings | Standard | FALSE | [9 empty] | 42408 | Not Dimmable | Not Dimmable | No | Updated on 1/18/2017 | 4.1 | 16399 | 115.82 | 141.6 | 16.11 | 0.97 | 4000 | 82.8
PMQS473B | YANKON LIGHTING INC. | Yankon | YGA15A01-150W-120V-835-1[123] | Indoor Luminaires | High-Bay | High-Bay Luminaires for Commercial and Industrial Buildings | Standard | FALSE | [9 empty] | 42408 | Not Dimmable | Not Dimmable | No | Updated on 1/18/2017 | 4.1 | 16399 | 115.82 | 141.6 | 16.11 | 0.97 | 3500 | 82.8
PX5XQDBC | Eaton (formerly Cooper Lighting) | Ametrix | ASYX-S1-SL2-ID-U-L40-1-STD-UNV | Indoor Luminaires | High-Bay | Specialty: Indirect High-Bay | Standard | TRUE | 4538 | 83 | 54.71 | 4.75 | 0.998 | 4131 | 74.8 | 5 | 60000 | 42405 |  |  | Yes |  | 3
PEUAHTKT | Eaton (formerly Cooper Lighting) | Ametrix | ASYX-S1-F-ID-U-L40-1-STD-UNV | Indoor Luminaires | High-Bay | Specialty: Indirect High-Bay | Standard | TRUE | 4974.65 | 91.25 | 54.51 | 4.84 | 0.997 | 4131 | 74.8 | 5 | 60000 | 42405 |  |  | Yes |  | 3
PU1ANTT1 | Los Angeles Lighting Mfg. Co. | Los Angeles Lighting Mfg. Co. | 2-HBI800-16K-4L-PA2-xxx-xxxx-2DRDM-UNV-2/850 | Indoor Luminaires | High-Bay | High-Bay Luminaires for Commercial and Industrial Buildings | Standard | TRUE | 14140 | 106 | 133.1 | 8.07 | 0.996 | 5128 | 83.5 | 5 | 50000 | 42405 |  |  | Yes |  | 3.1 | 14140 | 106 | 133.1 | 10.5 | 0.932 | 5128 | 83.5
PVRZA3T7 | Los Angeles Lighting Mfg. Co. | Los Angeles Lighting Mfg. Co. | 2-HBE600-16K-4L-PA2-xxx-xxxx-2DRDM-UNV-2/840 | Indoor Luminaires | High-Bay | High-Bay Luminaires for Commercial and Industrial Buildings | Standard | TRUE | 14350 | 107 | 133.7 | 7.73 | 0.996 | 4207 | 84.1 | 5 | 50000 | 42405 |  |  | Yes |  | 3.1 | 13940 | 104.8 | 133.1 | 10.5 | 0.932 | 4166 | 84.1
PN7CNYNK | Pros Light Co. Ltd | pros | PL-RL200-120N-H(2700K) | Indoor Retrofit Kit | High-Bay | Retrofit Kits for High-Bay Luminaires for Commercial and Industrial Buildings | Premium | TRUE | 26102 | 128.41 | 203.3 | 10.26 | 0.9938 | 2703 | 71.2 | 5 | 50000 | 42405 |  |  | No |  | 3.1 | 26102 | 128.41 | 203.3 | 10.26 | 0.9241 | 2700 | 71.2
P1YSSY3G | Los Angeles Lighting Mfg. Co. | Los Angeles Lighting Mfg. Co. | 2-HBE600-24K-4L-PA2-xxx-xxxx-2DRDM-UNV-3/840 | Indoor Luminaires | High-Bay | High-Bay Luminaires for Commercial and Industrial Buildings | Premium | TRUE | 21500 | 113 | 189.6 | 10.2 | 0.99 | 4177 | 84.1 | 5 | 50000 | 42405 |  |  | Yes |  | 3.1 | 21500 | 113 | 189.6 | 10.5 | 0.932 | 4177 | 84.1
P674ADZ5 | Pros Light Co. Ltd | pros | PL-HB180W-UFO(2700K) | Indoor Luminaires | High-Bay | High-Bay Luminaires for Commercial and Industrial Buildings | Standard | TRUE | 16999.4 | 90.9 | 187 | 12.1 | 0.95 | 2764 | 82.7 | 5 | 50000 | 42405 |  |  | NotYetVerified |  | 3 | 17290 | 96.05 | 180 | 12.1 | 0.95 | 2700 | 80
PGVQDPC9 | Lighting Solutions Group LLc D.B.A.SpecGradeLED | SpecGradeLED | HBF-150 | Indoor Luminaires | High-Bay | High-Bay Luminaires for Commercial and Industrial Buildings | Standard | TRUE | 21624 | 135.63 | 159.4 | 12.58 | 0.9451 | 4840 | 73.5 | 5 | 50000 | 42405 |  |  | No |  | 3 | 21624 | 135.63 | 159.4 | 12.3 | 0.9451 | 4840 | 73.5
PT4GJPJD | Venture Lighting International | Venture Lighting International | HBX-165NA | Indoor Luminaires | High-Bay | High-Bay Luminaires for Commercial and Industrial Buildings | Standard | TRUE | 18706.32 | 117 | 160.33 | 11.24 | 0.941 | 3894 | 83.9 | 5 | 190000 | 42405 |  |  | No |  | 3.1 | 18706 | 117 | 160.33 | 11.24 | 0.941 | 3894 | 83.9
PQPRBNJD | US Green Lighting Inc. | US Green Lighting | L/HBLN4F/180/XU/850/W101 | Indoor Luminaires | High-Bay | High-Bay Luminaires for Commercial and Industrial Buildings | Standard | TRUE | 22907.28 | 125.19 | 182.98 | 16.26 | 0.935 | 5218 | 82.3 | 5 | 50000 | 42405 |  |  | No |  | 3.1 | 22903.13 | 125.215 | 182.91 | 16.26 | 0.996 | 5000 | 82.3
P8DGM44K | Pros Light Co. Ltd | pros | PL-RL150-120N-H(2700K) | Indoor Retrofit Kit | High-Bay | Retrofit Kits for High-Bay Luminaires for Commercial and Industrial Buildings | Premium | TRUE | 19948 | 134.14 | 148.7 | 13.84 | 0.9264 | 2702 | 71.2 | 5 | 50000 | 42405 |  |  | No |  | 3.1 | 19948 | 134.14 | 148.7 | 13.84 | 0.9264 | 2700 | 71.2
P6F9Y712 | US Green Lighting Inc. | US Green Lighting | L/HBLN4F/120/XU/850/W101 | Indoor Luminaires | High-Bay | High-Bay Luminaires for Commercial and Industrial Buildings | Standard | TRUE | 15198.188 | 125.129 | 122.02 | 16.48 | 0.915 | 5244 | 82.6 | 5 | 50000 | 42405 |  |  | No |  | 3.1 | 15198.188 | 125.129 | 122.02 | 16.48 | 0.996 | 5000 | 82.6
PRE7ANW9 | Lighting Solutions Group LLc D.B.A.SpecGradeLED | SpecGradeLED | HBF-200 | Indoor Luminaires | High-Bay | High-Bay Luminaires for Commercial and Industrial Buildings | Standard | TRUE | 25586 | 127.38 | 200.9 | 22.31 | 0.891 | 4840 | 73.6 | 5 | 50000 | 42405 |  |  | No |  | 3 | 25586 | 127.38 | 200.9 | 12.3 | 0.9451 | 4840 | 73.6
P7AKM1WN | Pros Light Co. Ltd | pros | PL-RL200-120N-H(5700K) | Indoor Retrofit Kit | High-Bay | Retrofit Kits for High-Bay Luminaires for Commercial and Industrial Buildings | Premium | FALSE | [9 empty] | 42405 |  |  | No |  | 3.1 | 26990 | 130.89 | 206.2 | 9.57 | 0.9203 | 5700 | 75.5
PGBVE5K7 | Pros Light Co. Ltd | pros | PL-RL150-120N-H(5700K) | Indoor Retrofit Kit | High-Bay | Retrofit Kits for High-Bay Luminaires for Commercial and Industrial Buildings | Premium | FALSE | [9 empty] | 42405 |  |  | No |  | 3.1 | 20602 | 134.48 | 153.2 | 13.06 | 0.9247 | 5700 | 75.4
PNUGJXA5 | Pros Light Co. Ltd | pros | PL-RL150-120N-H(5000K) | Indoor Retrofit Kit | High-Bay | Retrofit Kits for High-Bay Luminaires for Commercial and Industrial Buildings | Premium | FALSE | [9 empty] | 42405 |  |  | No |  | 3.1 | 21737 | 143.57 | 151.4 | 13.27 | 0.933 | 5000 | 73.5
PYBNYTCW | Pros Light Co. Ltd | pros | PL-RL200-120N-H(5000K) | Indoor Retrofit Kit | High-Bay | Retrofit Kits for High-Bay Luminaires for Commercial and Industrial Buildings | Premium | FALSE | [9 empty] | 42405 |  |  | No |  | 3.1 | 28150 | 137.37 | 204.9 | 10.21 | 0.9196 | 5000 | 73.5
PGWE1M6P | Pros Light Co. Ltd | pros | PL-RL150-120N-H(4500K) | Indoor Retrofit Kit | High-Bay | Retrofit Kits for High-Bay Luminaires for Commercial and Industrial Buildings | Premium | FALSE | [9 empty] | 42405 |  |  | No |  | 3.1 | 21379 | 142.48 | 150.05 | 13.84 | 0.9264 | 4500 | 71.2
PM9AAGD4 | Pros Light Co. Ltd | pros | PL-RL200-120N-H(4500K) | Indoor Retrofit Kit | High-Bay | Retrofit Kits for High-Bay Luminaires for Commercial and Industrial Buildings | Premium | FALSE | [9 empty] | 42405 |  |  | No |  | 3.1 | 27740 | 135.92 | 204.1 | 10.26 | 0.9241 | 4500 | 71.2
PXPUE5SA | Pros Light Co. Ltd | pros | PL-RL150-120N-H(4000K) | Indoor Retrofit Kit | High-Bay | Retrofit Kits for High-Bay Luminaires for Commercial and Industrial Buildings | Premium | FALSE | [9 empty] | 42405 |  |  | No |  | 3.1 | 21021 | 140.1 | 150.05 | 13.84 | 0.9264 | 4000 | 71.2
PEH514AR | Pros Light Co. Ltd | pros | PL-RL200-120N-H(4000K) | Indoor Retrofit Kit | High-Bay | Retrofit Kits for High-Bay Luminaires for Commercial and Industrial Buildings | Premium | FALSE | [9 empty] | 42405 |  |  | No |  | 3.1 | 27331 | 133.91 | 204.1 | 10.26 | 0.9241 | 4000 | 71.2
PTYQDP45 | Pros Light Co. Ltd | pros | PL-RL150-120N-H(3500K) | Indoor Retrofit Kit | High-Bay | Retrofit Kits for High-Bay Luminaires for Commercial and Industrial Buildings | Premium | FALSE | [9 empty] | 42405 |  |  | No |  | 3.1 | 20664 | 137.71 | 150.05 | 13.84 | 0.9264 | 3500 | 71.2
P4YBK2DF | Pros Light Co. Ltd | pros | PL-RL200-120N-H(3500K) | Indoor Retrofit Kit | High-Bay | Retrofit Kits for High-Bay Luminaires for Commercial and Industrial Buildings | Premium | FALSE | [9 empty] | 42405 |  |  | No |  | 3.1 | 26921 | 131.9 | 204.1 | 10.26 | 0.9241 | 3500 | 71.2
PQQ43XXT | Pros Light Co. Ltd | pros | PL-RL150-120N-H(3000K) | Indoor Retrofit Kit | High-Bay | Retrofit Kits for High-Bay Luminaires for Commercial and Industrial Buildings | Premium | FALSE | [9 empty] | 42405 |  |  | No |  | 3.1 | 20306 | 135.33 | 150.05 | 13.84 | 0.9264 | 3000 | 71.2
P1XG8MKH | Pros Light Co. Ltd | pros | PL-RL200-120N-H(3000K) | Indoor Retrofit Kit | High-Bay | Retrofit Kits for High-Bay Luminaires for Commercial and Industrial Buildings | Premium | FALSE | [9 empty] | 42405 |  |  | No |  | 3.1 | 26512 | 129.9 | 204.1 | 10.26 | 0.9241 | 3000 | 71.2
PT6PYFCW | Los Angeles Lighting Mfg. Co. | Los Angeles Lighting Mfg. Co. | 2-HBI800-24K-4L-PA2-xxx-xxxx-2DRDM-UNV-3/850 | Indoor Luminaires | High-Bay | High-Bay Luminaires for Commercial and Industrial Buildings | Premium | FALSE | [9 empty] | 42405 |  |  | Yes |  | 3.1 | 22170 | 116 | 191.8 | 10.5 | 0.932 | 5204 | 83.9
PD7Q12MS | Los Angeles Lighting Mfg. Co. | Los Angeles Lighting Mfg. Co. | 2-HBI609-24K-4L-PA2-xxx-xxxx-2DRDM-UNV-3/850 | Indoor Luminaires | High-Bay | High-Bay Luminaires for Commercial and Industrial Buildings | Premium | FALSE | [9 empty] | 42405 |  |  | Yes |  | 3.1 | 22170 | 116 | 191.8 | 10.5 | 0.932 | 5204 | 83.9
PCUUJ25D | Los Angeles Lighting Mfg. Co. | Los Angeles Lighting Mfg. Co. | 2-HBE682-24K-4L-PA2-xxx-xxxx-2DRDM-UNV-3/850 | Indoor Luminaires | High-Bay | High-Bay Luminaires for Commercial and Industrial Buildings | Premium | FALSE | [9 empty] | 42405 |  |  | Yes |  | 3.1 | 22170 | 116 | 191.8 | 10.5 | 0.932 | 5204 | 83.9
PCDNAH3V | Los Angeles Lighting Mfg. Co. | Los Angeles Lighting Mfg. Co. | 2-HBE600-24K-4L-PA2-xxx-xxxx-2DRDM-UNV-3/850 | Indoor Luminaires | High-Bay | High-Bay Luminaires for Commercial and Industrial Buildings | Premium | FALSE | [9 empty] | 42405 |  |  | Yes |  | 3.1 | 22170 | 116 | 191.8 | 10.5 | 0.932 | 5204 | 83.9
P54VTRFU | Los Angeles Lighting Mfg. Co. | Los Angeles Lighting Mfg. Co. | 2-HBI600-24K-4L-PA2-xxx-xxxx-2DRDM-UNV-3/850 | Indoor Luminaires | High-Bay | High-Bay Luminaires for Commercial and Industrial Buildings | Premium | FALSE | [9 empty] | 42405 |  |  | Yes |  | 3.1 | 22170 | 116 | 191.8 | 10.5 | 0.932 | 5204 | 83.9
PR5SSFEK | Los Angeles Lighting Mfg. Co. | Los Angeles Lighting Mfg. Co. | 2-HBE600-24K-4L-CA2-xxx-xxxx-2DRDM-UNV-3/850 | Indoor Luminaires | High-Bay | High-Bay Luminaires for Commercial and Industrial Buildings | Premium | FALSE | [9 empty] | 42405 |  |  | Yes |  | 3.1 | 23690 | 123 | 192.1 | 10.5 | 0.932 | 5139 | 83.7
PM73CYRB | Los Angeles Lighting Mfg. Co. | Los Angeles Lighting Mfg. Co. | 2-HBI600-24K-4L-CA2-xxx-xxxx-2DRDM-UNV-3/850 | Indoor Luminaires | High-Bay | High-Bay Luminaires for Commercial and Industrial Buildings | Premium | FALSE | [9 empty] | 42405 |  |  | Yes |  | 3.1 | 23690 | 123 | 192.1 | 10.5 | 0.932 | 5139 | 83.7
PF6UTJYB | Los Angeles Lighting Mfg. Co. | Los Angeles Lighting Mfg. Co. | 2-HBE682-24K-4L-CA2-xxx-xxxx-2DRDM-UNV-3/850 | Indoor Luminaires | High-Bay | High-Bay Luminaires for Commercial and Industrial Buildings | Premium | FALSE | [9 empty] | 42405 |  |  | Yes |  | 3.1 | 23690 | 123 | 192.1 | 10.5 | 0.932 | 5139 | 83.7
PC4G3SAA | Los Angeles Lighting Mfg. Co. | Los Angeles Lighting Mfg. Co. | 2-HBI609-24K-4L-CA2-xxx-xxxx-2DRDM-UNV-3/850 | Indoor Luminaires | High-Bay | High-Bay Luminaires for Commercial and Industrial Buildings | Premium | FALSE | [9 empty] | 42405 |  |  | Yes |  | 3.1 | 23690 | 123 | 192.1 | 10.5 | 0.932 | 5139 | 83.7
PBE1YHAU | Los Angeles Lighting Mfg. Co. | Los Angeles Lighting Mfg. Co. | 2-HBI800-24K-4L-CA2-xxx-xxxx-2DRDM-UNV-3/850 | Indoor Luminaires | High-Bay | High-Bay Luminaires for Commercial and Industrial Buildings | Premium | FALSE | [9 empty] | 42405 |  |  | Yes |  | 3.1 | 23690 | 123 | 192.1 | 10.5 | 0.932 | 5139 | 83.7
PJX145HX | Los Angeles Lighting Mfg. Co. | Los Angeles Lighting Mfg. Co. | 2-HBE682-16K-4L-PA2-xxx-xxxx-2DRDM-UNV-2/850 | Indoor Luminaires | High-Bay | High-Bay Luminaires for Commercial and Industrial Buildings | Standard | FALSE | [9 empty] | 42405 |  |  | Yes |  | 3.1 | 14140 | 106 | 133.1 | 10.5 | 0.932 | 5128 | 83.5
PFR9QKG8 | Los Angeles Lighting Mfg. Co. | Los Angeles Lighting Mfg. Co. | 2-HBE600-16K-4L-PA2-xxx-xxxx-2DRDM-UNV-2/850 | Indoor Luminaires | High-Bay | High-Bay Luminaires for Commercial and Industrial Buildings | Standard | FALSE | [9 empty] | 42405 |  |  | Yes |  | 3.1 | 14140 | 106 | 133.1 | 10.5 | 0.932 | 5128 | 83.5
PDRYUDS1 | Los Angeles Lighting Mfg. Co. | Los Angeles Lighting Mfg. Co. | 2-HBI600-16K-4L-PA2-xxx-xxxx-2DRDM-UNV-2/850 | Indoor Luminaires | High-Bay | High-Bay Luminaires for Commercial and Industrial Buildings | Standard | FALSE | [9 empty] | 42405 |  |  | Yes |  | 3.1 | 14140 | 106 | 133.1 | 10.5 | 0.932 | 5128 | 83.5
P1P1H7NQ | Los Angeles Lighting Mfg. Co. | Los Angeles Lighting Mfg. Co. | 2-HBI609-16K-4L-PA2-xxx-xxxx-2DRDM-UNV-2/850 | Indoor Luminaires | High-Bay | High-Bay Luminaires for Commercial and Industrial Buildings | Standard | FALSE | [9 empty] | 42405 |  |  | Yes |  | 3.1 | 14140 | 106 | 133.1 | 10.5 | 0.932 | 5128 | 83.5
PW3YTU67 | Los Angeles Lighting Mfg. Co. | Los Angeles Lighting Mfg. Co. | 2-HBI800-16K-4L-CA2-xxx-xxxx-2DRDM-UNV-2/850 | Indoor Luminaires | High-Bay | High-Bay Luminaires for Commercial and Industrial Buildings | Premium | FALSE | [9 empty] | 42405 |  |  | Yes |  | 3.1 | 15810 | 119 | 133.4 | 10.5 | 0.932 | 5125 | 83.5
PER64MB4 | Los Angeles Lighting Mfg. Co. | Los Angeles Lighting Mfg. Co. | 2-HBI609-16K-4L-CA2-xxx-xxxx-2DRDM-UNV-2/850 | Indoor Luminaires | High-Bay | High-Bay Luminaires for Commercial and Industrial Buildings | Premium | FALSE | [9 empty] | 42405 |  |  | Yes |  | 3.1 | 15810 | 119 | 133.4 | 10.5 | 0.932 | 5125 | 83.5
PA6C8WF7 | Los Angeles Lighting Mfg. Co. | Los Angeles Lighting Mfg. Co. | 2-HBI600-16K-4L-CA2-xxx-xxxx-2DRDM-UNV-2/850 | Indoor Luminaires | High-Bay | High-Bay Luminaires for Commercial and Industrial Buildings | Premium | FALSE | [9 empty] | 42405 |  |  | Yes |  | 3.1 | 15810 | 119 | 133.4 | 10.5 | 0.932 | 5125 | 83.5
P947NTEJ | Los Angeles Lighting Mfg. Co. | Los Angeles Lighting Mfg. Co. | 2-HBE600-16K-4L-CA2-xxx-xxxx-2DRDM-UNV-2/850 | Indoor Luminaires | High-Bay | High-Bay Luminaires for Commercial and Industrial Buildings | Premium | FALSE | [9 empty] | 42405 |  |  | Yes |  | 3.1 | 15810 | 119 | 133.4 | 10.5 | 0.932 | 5125 | 83.5
P3FS4EP6 | Los Angeles Lighting Mfg. Co. | Los Angeles Lighting Mfg. Co. | 2-HBE682-16K-4L-CA2-xxx-xxxx-2DRDM-UNV-2/850 | Indoor Luminaires | High-Bay | High-Bay Luminaires for Commercial and Industrial Buildings | Premium | FALSE | [9 empty] | 42405 |  |  | Yes |  | 3.1 | 15810 | 119 | 133.4 | 10.5 | 0.932 | 5125 | 83.5
PSFX6261 | Los Angeles Lighting Mfg. Co. | Los Angeles Lighting Mfg. Co. | 2-HBE682-24K-4L-PA2-xxx-xxxx-2DRDM-UNV-3/840 | Indoor Luminaires | High-Bay | High-Bay Luminaires for Commercial and Industrial Buildings | Premium | FALSE | [9 empty] | 42405 |  |  | Yes |  | 3.1 | 21500 | 113 | 189.6 | 10.5 | 0.932 | 4177 | 84.1
PMD6S2AU | Los Angeles Lighting Mfg. Co. | Los Angeles Lighting Mfg. Co. | 2-HBI600-24K-4L-PA2-xxx-xxxx-2DRDM-UNV-3/840 | Indoor Luminaires | High-Bay | High-Bay Luminaires for Commercial and Industrial Buildings | Premium | FALSE | [9 empty] | 42405 |  |  | Yes |  | 3.1 | 21500 | 113 | 189.6 | 10.5 | 0.932 | 4177 | 84.1
PJ1H2R2R | Los Angeles Lighting Mfg. Co. | Los Angeles Lighting Mfg. Co. | 2-HBI609-24K-4L-PA2-xxx-xxxx-2DRDM-UNV-3/840 | Indoor Luminaires | High-Bay | High-Bay Luminaires for Commercial and Industrial Buildings | Premium | FALSE | [9 empty] | 42405 |  |  | Yes |  | 3.1 | 21500 | 113 | 189.6 | 10.5 | 0.932 | 4177 | 84.1
PF23RWJ1 | Los Angeles Lighting Mfg. Co. | Los Angeles Lighting Mfg. Co. | 2-HBI800-24K-4L-PA2-xxx-xxxx-2DRDM-UNV-3/840 | Indoor Luminaires | High-Bay | High-Bay Luminaires for Commercial and Industrial Buildings | Premium | FALSE | [9 empty] | 42405 |  |  | Yes |  | 3.1 | 21500 | 113 | 189.6 | 10.5 | 0.932 | 4177 | 84.1
PWHY5TA4 | Los Angeles Lighting Mfg. Co. | Los Angeles Lighting Mfg. Co. | 2-HBI609-24K-4L-CA2-xxx-xxxx-2DRDM-UNV-3/840 | Indoor Luminaires | High-Bay | High-Bay Luminaires for Commercial and Industrial Buildings | Premium | FALSE | [9 empty] | 42405 |  |  | Yes |  | 3.1 | 22850 | 121 | 189.6 | 10.5 | 0.932 | 4168 | 84.1
PRWVZ9PH | Los Angeles Lighting Mfg. Co. | Los Angeles Lighting Mfg. Co. | 2-HBI800-24K-4L-CA2-xxx-xxxx-2DRDM-UNV-3/840 | Indoor Luminaires | High-Bay | High-Bay Luminaires for Commercial and Industrial Buildings | Premium | FALSE | [9 empty] | 42405 |  |  | Yes |  | 3.1 | 22850 | 121 | 189.6 | 10.5 | 0.932 | 4168 | 84.1
PNRK5R7Q | Los Angeles Lighting Mfg. Co. | Los Angeles Lighting Mfg. Co. | 2-HBE682-24K-4L-CA2-xxx-xxxx-2DRDM-UNV-3/840 | Indoor Luminaires | High-Bay | High-Bay Luminaires for Commercial and Industrial Buildings | Premium | FALSE | [9 empty] | 42405 |  |  | Yes |  | 3.1 | 22850 | 121 | 189.6 | 10.5 | 0.932 | 4168 | 84.1
P71VZCKV | Los Angeles Lighting Mfg. Co. | Los Angeles Lighting Mfg. Co. | 2-HBE600-24K-4L-CA2-xxx-xxxx-2DRDM-UNV-3/840 | Indoor Luminaires | High-Bay | High-Bay Luminaires for Commercial and Industrial Buildings | Premium | FALSE | [9 empty] | 42405 |  |  | Yes |  | 3.1 | 22850 | 121 | 189.6 | 10.5 | 0.932 | 4168 | 84.1
P1FA4KWS | Los Angeles Lighting Mfg. Co. | Los Angeles Lighting Mfg. Co. | 2-HBI600-24K-4L-CA2-xxx-xxxx-2DRDM-UNV-3/840 | Indoor Luminaires | High-Bay | High-Bay Luminaires for Commercial and Industrial Buildings | Premium | FALSE | [9 empty] | 42405 |  |  | Yes |  | 3.1 | 22850 | 121 | 189.6 | 10.5 | 0.932 | 4168 | 84.1
PW2YJNXJ | Los Angeles Lighting Mfg. Co. | Los Angeles Lighting Mfg. Co. | 2-HBI609-16K-4L-PA2-xxx-xxxx-2DRDM-UNV-2/840 | Indoor Luminaires | High-Bay | High-Bay Luminaires for Commercial and Industrial Buildings | Standard | FALSE | [9 empty] | 42405 |  |  | Yes |  | 3.1 | 13940 | 104.8 | 133.1 | 10.5 | 0.932 | 4166 | 84.1
PV445EMD | Los Angeles Lighting Mfg. Co. | Los Angeles Lighting Mfg. Co. | 2-HBI600-16K-4L-PA2-xxx-xxxx-2DRDM-UNV-2/840 | Indoor Luminaires | High-Bay | High-Bay Luminaires for Commercial and Industrial Buildings | Standard | FALSE | [9 empty] | 42405 |  |  | Yes |  | 3.1 | 13940 | 104.8 | 133.1 | 10.5 | 0.932 | 4166 | 84.1
PHNSNQBH | Los Angeles Lighting Mfg. Co. | Los Angeles Lighting Mfg. Co. | 2-HBI800-16K-4L-PA2-xxx-xxxx-2DRDM-UNV-2/840 | Indoor Luminaires | High-Bay | High-Bay Luminaires for Commercial and Industrial Buildings | Standard | FALSE | [9 empty] | 42405 |  |  | Yes |  | 3.1 | 13940 | 104.8 | 133.1 | 10.5 | 0.932 | 4166 | 84.1
P727UFFP | Los Angeles Lighting Mfg. Co. | Los Angeles Lighting Mfg. Co. | 2-HBE682-16K-4L-PA2-xxx-xxxx-2DRDM-UNV-2/840 | Indoor Luminaires | High-Bay | High-Bay Luminaires for Commercial and Industrial Buildings | Standard | FALSE | [9 empty] | 42405 |  |  | Yes |  | 3.1 | 13940 | 104.8 | 133.1 | 10.5 | 0.932 | 4166 | 84.1
PW9RVSAJ | Los Angeles Lighting Mfg. Co. | Los Angeles Lighting Mfg. Co. | 2-HBI609-16K-4L-CA2-xxx-xxxx-2DRDM-UNV-2/840 | Indoor Luminaires | High-Bay | High-Bay Luminaires for Commercial and Industrial Buildings | Premium | FALSE | [9 empty] | 42405 |  |  | Yes |  | 3.1 | 15300 | 114 | 133.9 | 10.5 | 0.932 | 4162 | 84.1
PD2A8GQZ | Los Angeles Lighting Mfg. Co. | Los Angeles Lighting Mfg. Co. | 2-HBE682-16K-4L-CA2-xxx-xxxx-2DRDM-UNV-2/840 | Indoor Luminaires | High-Bay | High-Bay Luminaires for Commercial and Industrial Buildings | Premium | FALSE | [9 empty] | 42405 |  |  | Yes |  | 3.1 | 15300 | 114 | 133.9 | 10.5 | 0.932 | 4162 | 84.1
P9AUDXXR | Los Angeles Lighting Mfg. Co. | Los Angeles Lighting Mfg. Co. | 2-HBI600-16K-4L-CA2-xxx-xxxx-2DRDM-UNV-2/840 | Indoor Luminaires | High-Bay | High-Bay Luminaires for Commercial and Industrial Buildings | Premium | FALSE | [9 empty] | 42405 |  |  | Yes |  | 3.1 | 15300 | 114 | 133.9 | 10.5 | 0.932 | 4162 | 84.1
P5RR71XM | Los Angeles Lighting Mfg. Co. | Los Angeles Lighting Mfg. Co. | 2-HBE600-16K-4L-CA2-xxx-xxxx-2DRDM-UNV-2/840 | Indoor Luminaires | High-Bay | High-Bay Luminaires for Commercial and Industrial Buildings | Premium | FALSE | [9 empty] | 42405 |  |  | Yes |  | 3.1 | 15300 | 114 | 133.9 | 10.5 | 0.932 | 4162 | 84.1
P3E2GMXG | Los Angeles Lighting Mfg. Co. | Los Angeles Lighting Mfg. Co. | 2-HBI800-16K-4L-CA2-xxx-xxxx-2DRDM-UNV-2/840 | Indoor Luminaires | High-Bay | High-Bay Luminaires for Commercial and Industrial Buildings | Premium | FALSE | [9 empty] | 42405 |  |  | Yes |  | 3.1 | 15300 | 114 | 133.9 | 10.5 | 0.932 | 4162 | 84.1
PG2V5QMH | Eaton's Crouse-Hinds Business | Champ | [FMV/PFM]9LCY/[UNV1/UNV34] 33 [ /M20/M25] | Indoor Luminaires | High-Bay | Specialty: Indoor Flood | Standard | FALSE | [9 empty] | 42405 |  |  | No |  | 3 | 8752 | 108.2 | 80.9 | 14.4 | 0.884 | 5000 | 70
PHPXKGT3 | Eaton's Crouse-Hinds Business | Champ | [FMV/PFM]9LCY/[UNV1/UNV34] 33 S903 [ /M20/M25] | Indoor Luminaires | High-Bay | Specialty: Indoor Flood | Standard | FALSE | [9 empty] | 42405 |  |  | No |  | 3 | 8289 | 102.5 | 80.9 | 14.4 | 0.884 | 5000 | 70
PA53R2BV | Eaton's Crouse-Hinds Business | Champ | [FMV/PFM]9LCY/[UNV1/UNV34] 33 S891 [ /M20/M25] | Indoor Luminaires | High-Bay | Specialty: Indoor Flood | Standard | FALSE | [9 empty] | 42405 |  |  | No |  | 3 | 7216 | 89.2 | 80.9 | 14.4 | 0.884 | 5000 | 70
P4JKHWPZ | Eaton's Crouse-Hinds Business | Champ | [FMV/PFM]11LCY/[UNV1/UNV34] 33 [ /M20/M25] | Indoor Luminaires | High-Bay | Specialty: Indoor Flood | Standard | FALSE | [9 empty] | 42405 |  |  | No |  | 3 | 10680 | 108.1 | 98.8 | 13.38 | 0.918 | 5000 | 70
P568A7AB | Eaton's Crouse-Hinds Business | Champ | [FMV/PFM]11LCY/[UNV1/UNV34] 33 S903 [ /M20/M25] | Indoor Luminaires | High-Bay | Specialty: Indoor Flood | Standard | FALSE | [9 empty] | 42405 |  |  | No |  | 3 | 10112 | 102.3 | 98.8 | 13.38 | 0.918 | 5000 | 70
P44HNATP | Eaton's Crouse-Hinds Business | Champ | [FMV/PFM]11LCY/[UNV1/UNV34] 33 S891 [ /M20/M25] | Indoor Luminaires | High-Bay | Specialty: Indoor Flood | Standard | FALSE | [9 empty] | 42405 |  |  | No |  | 3 | 8824 | 89.3 | 98.8 | 13.38 | 0.918 | 5000 | 70
P6QFN5HQ | Eaton's Crouse-Hinds Business | Champ | [FMV/PFM]13LCY/[UNV1/UNV34] 33 [ /M20/M25] | Indoor Luminaires | High-Bay | Specialty: Indoor Flood | Standard | FALSE | [9 empty] | 42405 |  |  | No |  | 3 | 12608 | 111.9 | 112.7 | 12.6 | 0.934 | 5000 | 70
PSJW37TG | Eaton's Crouse-Hinds Business | Champ | [FMV/PFM]13LCY/[UNV1/UNV34] 33 S903 [ /M20/M25] | Indoor Luminaires | High-Bay | Specialty: Indoor Flood | Standard | FALSE | [9 empty] | 42405 |  |  | No |  | 3 | 11935 | 105.9 | 112.7 | 12.6 | 0.934 | 5000 | 70
PQJS1AUP | Eaton's Crouse-Hinds Business | Champ | [FMV/PFM]13LCY/[UNV1/UNV34] 33 S891 [ /M20/M25] | Indoor Luminaires | High-Bay | Specialty: Indoor Flood | Standard | FALSE | [9 empty] | 42405 |  |  | No |  | 3 | 10431 | 92.6 | 112.7 | 12.6 | 0.934 | 5000 | 70
PWXS3QJH | Eaton's Crouse-Hinds Business | Champ | [FMV/PFM]7LCY/[UNV1/UNV34] 33 [ /M20/M25] | Indoor Luminaires | High-Bay | Specialty: Indoor Flood | Standard | FALSE | [9 empty] | 42405 |  |  | No |  | 3 | 6825 | 109.4 | 62.4 | 11.81 | 0.952 | 5000 | 70
PX4637UN | Eaton's Crouse-Hinds Business | Champ | [FMV/PFM]7LCY/[UNV1/UNV34] 33 S903 [ /M20/M25] | Indoor Luminaires | High-Bay | Specialty: Indoor Flood | Standard | FALSE | [9 empty] | 42405 |  |  | No |  | 3 | 6467 | 103.6 | 62.4 | 11.81 | 0.952 | 5000 | 70
PC2GWE64 | Eaton's Crouse-Hinds Business | Champ | [FMV/PFM]7LCY/[UNV1/UNV34] 33 S891 [ /M20/M25] | Indoor Luminaires | High-Bay | Specialty: Indoor Flood | Standard | FALSE | [9 empty] | 42405 |  |  | No |  | 3 | 5609 | 89.9 | 62.4 | 11.81 | 0.952 | 5000 | 70
PRXNFP2P | Eaton's Crouse-Hinds Business | Champ | [FMV/PFM]15LCY/[UNV1/UNV34] 76 [ /M20/M25] | Indoor Luminaires | High-Bay | Specialty: Indoor Flood | Standard | FALSE | [9 empty] | 42405 |  |  | No |  | 3 | 14789 | 110.9 | 133.4 | 11.44 | 0.988 | 5000 | 70
PHFVF9VM | Eaton's Crouse-Hinds Business | Champ | [FMV/PFM]15LCY/[UNV1/UNV34] 76 [ /M20/M25] | Indoor Luminaires | High-Bay | Specialty: Indoor Flood | Standard | FALSE | [9 empty] | 42405 |  |  | No |  | 3 | 14789 | 110.9 | 133.4 | 11.44 | 0.988 | 5000 | 70
PBUD2TGN | Eaton's Crouse-Hinds Business | Champ | [FMV/PFM]15LCY/[UNV1/UNV34] 33 [ /M20/M25] | Indoor Luminaires | High-Bay | Specialty: Indoor Flood | Standard | FALSE | [9 empty] | 42405 |  |  | No |  | 3 | 14536 | 109 | 133.4 | 11.44 | 0.988 | 5000 | 70
PUXKX73K | Eaton's Crouse-Hinds Business | Champ | [FMV/PFM]15LCY/[UNV1/UNV34] 76 S903 [ /M20/M25] | Indoor Luminaires | High-Bay | Specialty: Indoor Flood | Standard | FALSE | [9 empty] | 42405 |  |  | No |  | 3 | 14011 | 105 | 133.4 | 11.44 | 0.988 | 5000 | 70
PHJN2JD9 | Eaton's Crouse-Hinds Business | Champ | [FMV/PFM]15LCY/[UNV1/UNV34] 76 S903 [ /M20/M25] | Indoor Luminaires | High-Bay | Specialty: Indoor Flood | Standard | FALSE | [9 empty] | 42405 |  |  | No |  | 3 | 14011 | 105 | 133.4 | 11.44 | 0.988 | 5000 | 70
P5E62FKP | Eaton's Crouse-Hinds Business | Champ | [FMV/PFM]15LCY/[UNV1/UNV34] 33 S903 [ /M20/M25] | Indoor Luminaires | High-Bay | Specialty: Indoor Flood | Standard | FALSE | [9 empty] | 42405 |  |  | No |  | 3 | 13758 | 103.1 | 133.4 | 11.44 | 0.988 | 5000 | 70
PRRJ2EG7 | Eaton's Crouse-Hinds Business | Champ | [FMV/PFM]15LCY/[UNV1/UNV34] 76 S891 [ /M20/M25] | Indoor Luminaires | High-Bay | Specialty: Indoor Flood | Standard | FALSE | [9 empty] | 42405 |  |  | No |  | 3 | 12842 | 96.3 | 133.4 | 11.44 | 0.988 | 5000 | 70
PBAHECQE | Eaton's Crouse-Hinds Business | Champ | [FMV/PFM]15LCY/[UNV1/UNV34] 76 S891 [ /M20/M25] | Indoor Luminaires | High-Bay | Specialty: Indoor Flood | Standard | FALSE | [9 empty] | 42405 |  |  | No |  | 3 | 12842 | 96.3 | 133.4 | 11.44 | 0.988 | 5000 | 70
PTYJJT17 | Eaton's Crouse-Hinds Business | Champ | [FMV/PFM]15LCY/[UNV1/UNV34] 33 S891 [ /M20/M25] | Indoor Luminaires | High-Bay | Specialty: Indoor Flood | Standard | FALSE | [9 empty] | 42405 |  |  | No |  | 3 | 12038 | 90.2 | 133.4 | 11.44 | 0.988 | 5000 | 70
PVGRS4RX | Eaton's Crouse-Hinds Business | Champ | [FMV/PFM]9LCY/[UNV1/UNV34] D33 [ /M20/M25] | Indoor Luminaires | High-Bay | Specialty: Indoor Flood | Standard | FALSE | [9 empty] | 42405 |  |  | No |  | 3 | 8752 | 108.2 | 80.9 | 14.4 | 0.884 | 5000 | 70
P3S2UH96 | Eaton's Crouse-Hinds Business | Champ | [FMV/PFM]9LCY/[UNV1/UNV34] D33 S903 [ /M20/M25] | Indoor Luminaires | High-Bay | Specialty: Indoor Flood | Standard | FALSE | [9 empty] | 42405 |  |  | No |  | 3 | 8289 | 102.5 | 80.9 | 14.4 | 0.884 | 5000 | 70
PE1B2H4R | Eaton's Crouse-Hinds Business | Champ | [FMV/PFM]9LCY/[UNV1/UNV34] D33 S891 [ /M20/M25] | Indoor Luminaires | High-Bay | Specialty: Indoor Flood | Standard | FALSE | [9 empty] | 42405 |  |  | No |  | 3 | 7216 | 89.2 | 80.9 | 14.4 | 0.884 | 5000 | 70
PMBKA6C9 | Eaton's Crouse-Hinds Business | Champ | [FMV/PFM]11LCY/[UNV1/UNV34] D33 [ /M20/M25] | Indoor Luminaires | High-Bay | Specialty: Indoor Flood | Standard | FALSE | [9 empty] | 42405 |  |  | No |  | 3 | 10680 | 108.1 | 98.8 | 13.38 | 0.918 | 5000 | 70
PUFTET1S | Eaton's Crouse-Hinds Business | Champ | [FMV/PFM]11LCY/[UNV1/UNV34] D33 S903 [ /M20/M25] | Indoor Luminaires | High-Bay | Specialty: Indoor Flood | Standard | FALSE | [9 empty] | 42405 |  |  | No |  | 3 | 10112 | 102.3 | 98.8 | 13.38 | 0.918 | 5000 | 70
PCKQFHRA | Eaton's Crouse-Hinds Business | Champ | [FMV/PFM]11LCY/[UNV1/UNV34] D33 S891 [ /M20/M25] | Indoor Luminaires | High-Bay | Specialty: Indoor Flood | Standard | FALSE | [9 empty] | 42405 |  |  | No |  | 3 | 8824 | 89.3 | 98.8 | 13.38 | 0.918 | 5000 | 70
PWFHJAPB | Eaton's Crouse-Hinds Business | Champ | [FMV/PFM]13LCY/[UNV1/UNV34] D33 [ /M20/M25] | Indoor Luminaires | High-Bay | Specialty: Indoor Flood | Standard | FALSE | [9 empty] | 42405 |  |  | No |  | 3 | 12608 | 111.9 | 112.7 | 12.6 | 0.934 | 5000 | 70
PEES7PYB | Eaton's Crouse-Hinds Business | Champ | [FMV/PFM]13LCY/[UNV1/UNV34] D33 S903 [ /M20/M25] | Indoor Luminaires | High-Bay | Specialty: Indoor Flood | Standard | FALSE | [9 empty] | 42405 |  |  | No |  | 3 | 11935 | 105.9 | 112.7 | 12.6 | 0.934 | 5000 | 70
PV433CBH | Eaton's Crouse-Hinds Business | Champ | [FMV/PFM]13LCY/[UNV1/UNV34] D33 S891 [ /M20/M25] | Indoor Luminaires | High-Bay | Specialty: Indoor Flood | Standard | FALSE | [9 empty] | 42405 |  |  | No |  | 3 | 10431 | 92.6 | 112.7 | 12.6 | 0.934 | 5000 | 70
PV1X999N | Eaton's Crouse-Hinds Business | Champ | [FMV/PFM]7LCY/[UNV1/UNV34] D33 [ /M20/M25] | Indoor Luminaires | High-Bay | Specialty: Indoor Flood | Standard | FALSE | [9 empty] | 42405 |  |  | No |  | 3 | 6825 | 109.4 | 62.4 | 11.81 | 0.952 | 5000 | 70
P5BVMAB7 | Eaton's Crouse-Hinds Business | Champ | [FMV/PFM]7LCY/[UNV1/UNV34] D33 S903 [ /M20/M25] | Indoor Luminaires | High-Bay | Specialty: Indoor Flood | Standard | FALSE | [9 empty] | 42405 |  |  | No |  | 3 | 6467 | 103.6 | 62.4 | 11.81 | 0.952 | 5000 | 70
PWMH9S45 | Eaton's Crouse-Hinds Business | Champ | [FMV/PFM]7LCY/[UNV1/UNV34] D33 S891 [ /M20/M25] | Indoor Luminaires | High-Bay | Specialty: Indoor Flood | Standard | FALSE | [9 empty] | 42405 |  |  | No |  | 3 | 5609 | 89.9 | 62.4 | 11.81 | 0.952 | 5000 | 70
PUPC4XTJ | Eaton's Crouse-Hinds Business | Champ | [FMV/PFM]15LCY/[UNV1/UNV34] D76 [ /M20/M25] | Indoor Luminaires | High-Bay | Specialty: Indoor Flood | Standard | FALSE | [9 empty] | 42405 |  |  | No |  | 3 | 14789 | 110.9 | 133.4 | 11.44 | 0.988 | 5000 | 70
PKGRM5FU | Eaton's Crouse-Hinds Business | Champ | [FMV/PFM]15LCY/[UNV1/UNV34] D76 [ /M20/M25] | Indoor Luminaires | High-Bay | Specialty: Indoor Flood | Standard | FALSE | [9 empty] | 42405 |  |  | No |  | 3 | 14789 | 110.9 | 133.4 | 11.44 | 0.988 | 5000 | 70
PRXW9PRJ | Eaton's Crouse-Hinds Business | Champ | [FMV/PFM]15LCY/[UNV1/UNV34] D33 [ /M20/M25] | Indoor Luminaires | High-Bay | Specialty: Indoor Flood | Standard | FALSE | [9 empty] | 42405 |  |  | No |  | 3 | 14536 | 109 | 133.4 | 11.44 | 0.988 | 5000 | 70
PHTXY78X | Eaton's Crouse-Hinds Business | Champ | [FMV/PFM]15LCY/[UNV1/UNV34] D76 S903 [ /M20/M25] | Indoor Luminaires | High-Bay | Specialty: Indoor Flood | Standard | FALSE | [9 empty] | 42405 |  |  | No |  | 3 | 14011 | 105 | 133.4 | 11.44 | 0.988 | 5000 | 70
P9H49Z6H | Eaton's Crouse-Hinds Business | Champ | [FMV/PFM]15LCY/[UNV1/UNV34] D76 S903 [ /M20/M25] | Indoor Luminaires | High-Bay | Specialty: Indoor Flood | Standard | FALSE | [9 empty] | 42405 |  |  | No |  | 3 | 14011 | 105 | 133.4 | 11.44 | 0.988 | 5000 | 70
P5C26Z7S | Eaton's Crouse-Hinds Business | Champ | [FMV/PFM]15LCY/[UNV1/UNV34] D33 S903 [ /M20/M25] | Indoor Luminaires | High-Bay | Specialty: Indoor Flood | Standard | FALSE | [9 empty] | 42405 |  |  | No |  | 3 | 13758 | 103.1 | 133.4 | 11.44 | 0.988 | 5000 | 70
PPRXH7BK | Eaton's Crouse-Hinds Business | Champ | [FMV/PFM]15LCY/[UNV1/UNV34] D76 S891 [ /M20/M25] | Indoor Luminaires | High-Bay | Specialty: Indoor Flood | Standard | FALSE | [9 empty] | 42405 |  |  | No |  | 3 | 12842 | 96.3 | 133.4 | 11.44 | 0.988 | 5000 | 70
PC1AY1U9 | Eaton's Crouse-Hinds Business | Champ | [FMV/PFM]15LCY/[UNV1/UNV34] D76 S891 [ /M20/M25] | Indoor Luminaires | High-Bay | Specialty: Indoor Flood | Standard | FALSE | [9 empty] | 42405 |  |  | No |  | 3 | 12842 | 96.3 | 133.4 | 11.44 | 0.988 | 5000 | 70
PKJPZJP1 | Eaton's Crouse-Hinds Business | Champ | [FMV/PFM]15LCY/[UNV1/UNV34] D33 S891 [ /M20/M25] | Indoor Luminaires | High-Bay | Specialty: Indoor Flood | Standard | FALSE | [9 empty] | 42405 |  |  | No |  | 3 | 12038 | 90.2 | 133.4 | 11.44 | 0.988 | 5000 | 70
PBNWC9UP | Eaton (formerly Cooper Lighting) | Ametrix | ASYX-WM-L5-[All Environment]-U-W-L40-1-UNV-[All Finish]-[All Surface Type]-STD & 5LT-SV-[All Optical Orientation]-RM | Indoor Luminaires | High-Bay | Specialty: Indirect High-Bay | Standard | FALSE | [9 empty] | 42405 |  |  | Yes |  | 3 | 25565.396 | 95.3221 | 268.2 | 4.28 | 0.972 | 4000 | 74
PB6CJBYN | Eaton (formerly Cooper Lighting) | Ametrix | ASYX-WM-L5-[All Environment]-D-W-L40-1-UNV-[All Finish]-[All Surface Type]-STD & 5LT-SV-[All Optical Orientation]-RM | Indoor Luminaires | High-Bay | Specialty: Indirect High-Bay | Standard | FALSE | [9 empty] | 42405 |  |  | Yes |  | 3 | 25565.396 | 95.3221 | 268.2 | 4.28 | 0.972 | 4000 | 74
PZFZTZY3 | Eaton (formerly Cooper Lighting) | Ametrix | ASYX-WM-L5-[All Environment]-D-F-L40-1-UNV-[All Finish]-[All Surface Type]-STD & 5LT-SV-[All Optical Orientation]-RM | Indoor Luminaires | High-Bay | Specialty: Indirect High-Bay | Standard | FALSE | [9 empty] | 42405 |  |  | Yes |  | 3 | 25258.45 | 94.1777 | 268.2 | 4.28 | 0.972 | 4000 | 74
PBMFR8HG | Eaton (formerly Cooper Lighting) | Ametrix | ASYX-WM-L5-[All Environment]-U-F-L40-1-UNV-[All Finish]-[All Surface Type]-STD & 5LT-SV-[All Optical Orientation]-RM | Indoor Luminaires | High-Bay | Specialty: Indirect High-Bay | Standard | FALSE | [9 empty] | 42405 |  |  | Yes |  | 3 | 25258.45 | 94.1777 | 268.2 | 4.28 | 0.972 | 4000 | 74
PTE8TVTR | Eaton (formerly Cooper Lighting) | Ametrix | ASYX-WM-L4-[All Environment]-U-W-L40-1-UNV-[All Finish]-[All Surface Type]-STD & 5LT-SV-[All Optical Orientation]-RM | Indoor Luminaires | High-Bay | Specialty: Indirect High-Bay | Standard | FALSE | [9 empty] | 42405 |  |  | Yes |  | 3 | 19928.709 | 92.6917 | 215 | 4.28 | 0.972 | 4000 | 74
P78NWESS | Eaton (formerly Cooper Lighting) | Ametrix | ASYX-WM-L4-[All Environment]-D-W-L40-1-UNV-[All Finish]-[All Surface Type]-STD & 5LT-SV-[All Optical Orientation]-RM | Indoor Luminaires | High-Bay | Specialty: Indirect High-Bay | Standard | FALSE | [9 empty] | 42405 |  |  | Yes |  | 3 | 19928.709 | 92.6917 | 215 | 4.28 | 0.972 | 4000 | 74
P86V8XU2 | Eaton (formerly Cooper Lighting) | Ametrix | ASYX-WM-S4-[All Environment]-U-W-L40-1-UNV-[All Finish]-[All Surface Type]-STD & 5LT-SV-[All Optical Orientation]-RM | Indoor Luminaires | High-Bay | Specialty: Indirect High-Bay | Standard | FALSE | [9 empty] | 42405 |  |  | Yes |  | 3 | 19760.963 | 92.2547 | 214.2 | 4.28 | 0.972 | 4000 | 74
P1QK9H9N | Eaton (formerly Cooper Lighting) | Ametrix | ASYX-WM-S4-[All Environment]-D-W-L40-1-UNV-[All Finish]-[All Surface Type]-STD & 5LT-SV-[All Optical Orientation]-RM | Indoor Luminaires | High-Bay | Specialty: Indirect High-Bay | Standard | FALSE | [9 empty] | 42405 |  |  | Yes |  | 3 | 19760.963 | 92.2547 | 214.2 | 4.28 | 0.972 | 4000 | 74
P5SPD52V | Eaton (formerly Cooper Lighting) | Ametrix | ASYX-WM-L4-[All Environment]-D-F-L40-1-UNV-[All Finish]-[All Surface Type]-STD & 5LT-SV-[All Optical Orientation]-RM | Indoor Luminaires | High-Bay | Specialty: Indirect High-Bay | Standard | FALSE | [9 empty] | 42405 |  |  | Yes |  | 3 | 19689.438 | 91.5788 | 215 | 4.28 | 0.972 | 4000 | 74
P4JMUS5D | Eaton (formerly Cooper Lighting) | Ametrix | ASYX-WM-L4-[All Environment]-U-F-L40-1-UNV-[All Finish]-[All Surface Type]-STD & 5LT-SV-[All Optical Orientation]-RM | Indoor Luminaires | High-Bay | Specialty: Indirect High-Bay | Standard | FALSE | [9 empty] | 42405 |  |  | Yes |  | 3 | 19689.438 | 91.5788 | 215 | 4.28 | 0.972 | 4000 | 74
PDA7CPCQ | Eaton (formerly Cooper Lighting) | Ametrix | ASYX-WM-S4-[All Environment]-D-F-L40-1-UNV-[All Finish]-[All Surface Type]-STD & 5LT-SV-[All Optical Orientation]-RM | Indoor Luminaires | High-Bay | Specialty: Indirect High-Bay | Standard | FALSE | [9 empty] | 42405 |  |  | Yes |  | 3 | 19523.705 | 91.1471 | 214.2 | 4.28 | 0.972 | 4000 | 74
PD36GDKT | Eaton (formerly Cooper Lighting) | Ametrix | ASYX-WM-S4-[All Environment]-U-F-L40-1-UNV-[All Finish]-[All Surface Type]-STD & 5LT-SV-[All Optical Orientation]-RM | Indoor Luminaires | High-Bay | Specialty: Indirect High-Bay | Standard | FALSE | [9 empty] | 42405 |  |  | Yes |  | 3 | 19523.705 | 91.1471 | 214.2 | 4.28 | 0.972 | 4000 | 74
PN5SR8A1 | Eaton (formerly Cooper Lighting) | Ametrix | ASYX-WM-S2-[All Environment]-D-W-L40-1-UNV-[All Finish]-[All Surface Type]-STD & 5LT-SV-[All Optical Orientation]-RM | Indoor Luminaires | High-Bay | Specialty: Indirect High-Bay | Standard | FALSE | [9 empty] | 42405 |  |  | Yes |  | 3 | 9811.651 | 91.9555 | 106.7 | 4.28 | 0.972 | 4000 | 74
P96W1NPY | Eaton (formerly Cooper Lighting) | Ametrix | ASYX-WM-S2-[All Environment]-U-W-L40-1-UNV-[All Finish]-[All Surface Type]-STD & 5LT-SV-[All Optical Orientation]-RM | Indoor Luminaires | High-Bay | Specialty: Indirect High-Bay | Standard | FALSE | [9 empty] | 42405 |  |  | Yes |  | 3 | 9811.651 | 91.9555 | 106.7 | 4.28 | 0.972 | 4000 | 74
PSGE2BNT | Eaton (formerly Cooper Lighting) | Ametrix | ASYX-WM-S2-[All Environment]-U-F-L40-1-UNV-[All Finish]-[All Surface Type]-STD & 5LT-SV-[All Optical Orientation]-RM | Indoor Luminaires | High-Bay | Specialty: Indirect High-Bay | Standard | FALSE | [9 empty] | 42405 |  |  | Yes |  | 3 | 9693.85 | 90.8514 | 106.7 | 4.28 | 0.972 | 4000 | 74
P6D9J6SQ | Eaton (formerly Cooper Lighting) | Ametrix | ASYX-WM-S2-[All Environment]-D-F-L40-1-UNV-[All Finish]-[All Surface Type]-STD & 5LT-SV-[All Optical Orientation]-RM | Indoor Luminaires | High-Bay | Specialty: Indirect High-Bay | Standard | FALSE | [9 empty] | 42405 |  |  | Yes |  | 3 | 9693.85 | 90.8514 | 106.7 | 4.28 | 0.972 | 4000 | 74
P3TKT4MG | Eaton (formerly Cooper Lighting) | Ametrix | ASYX-WM-L6-[All Environment]-D-W-L40-1-UNV-[All Finish]-[All Surface Type]-STD & 5LT-SV-[All Optical Orientation]-RM | Indoor Luminaires | High-Bay | Specialty: Indirect High-Bay | Standard | FALSE | [9 empty] | 42405 |  |  | Yes |  | 3 | 30162.174 | 94.493 | 319.2 | 3.21 | 0.998 | 4000 | 74
P24KT19Q | Eaton (formerly Cooper Lighting) | Ametrix | ASYX-WM-L6-[All Environment]-U-W-L40-1-UNV-[All Finish]-[All Surface Type]-STD & 5LT-SV-[All Optical Orientation]-RM | Indoor Luminaires | High-Bay | Specialty: Indirect High-Bay | Standard | FALSE | [9 empty] | 42405 |  |  | Yes |  | 3 | 30162.174 | 94.493 | 319.2 | 3.21 | 0.998 | 4000 | 74
P8M4Z7DX | Eaton (formerly Cooper Lighting) | Ametrix | ASYX-WM-L6-[All Environment]-U-F-L40-1-UNV-[All Finish]-[All Surface Type]-STD & 5LT-SV-[All Optical Orientation]-RM | Indoor Luminaires | High-Bay | Specialty: Indirect High-Bay | Standard | FALSE | [9 empty] | 42405 |  |  | Yes |  | 3 | 29800.037 | 93.3585 | 319.2 | 3.21 | 0.998 | 4000 | 74
P66J4WT4 | Eaton (formerly Cooper Lighting) | Ametrix | ASYX-WM-L6-[All Environment]-D-F-L40-1-UNV-[All Finish]-[All Surface Type]-STD & 5LT-SV-[All Optical Orientation]-RM | Indoor Luminaires | High-Bay | Specialty: Indirect High-Bay | Standard | FALSE | [9 empty] | 42405 |  |  | Yes |  | 3 | 29800.037 | 93.3585 | 319.2 | 3.21 | 0.998 | 4000 | 74
PQHAK7N2 | Eaton (formerly Cooper Lighting) | Ametrix | ASYX-WM-L3-[All Environment]-U-W-L40-1-UNV-[All Finish]-[All Surface Type]-STD & 5LT-SV-[All Optical Orientation]-RM | Indoor Luminaires | High-Bay | Specialty: Indirect High-Bay | Standard | FALSE | [9 empty] | 42405 |  |  | Yes |  | 3 | 15303.511 | 95.5872 | 160.1 | 3.21 | 0.998 | 4000 | 74
PJFJ7DAV | Eaton (formerly Cooper Lighting) | Ametrix | ASYX-WM-L3-[All Environment]-D-W-L40-1-UNV-[All Finish]-[All Surface Type]-STD & 5LT-SV-[All Optical Orientation]-RM | Indoor Luminaires | High-Bay | Specialty: Indirect High-Bay | Standard | FALSE | [9 empty] | 42405 |  |  | Yes |  | 3 | 15303.511 | 95.5872 | 160.1 | 3.21 | 0.998 | 4000 | 74
PDRJNB3G | Eaton (formerly Cooper Lighting) | Ametrix | ASYX-WM-L3-[All Environment]-U-F-L40-1-UNV-[All Finish]-[All Surface Type]-STD & 5LT-SV-[All Optical Orientation]-RM | Indoor Luminaires | High-Bay | Specialty: Indirect High-Bay | Standard | FALSE | [9 empty] | 42405 |  |  | Yes |  | 3 | 15119.771 | 94.4395 | 160.1 | 3.21 | 0.998 | 4000 | 74
P3R9SHA3 | Eaton (formerly Cooper Lighting) | Ametrix | ASYX-WM-L3-[All Environment]-D-F-L40-1-UNV-[All Finish]-[All Surface Type]-STD & 5LT-SV-[All Optical Orientation]-RM | Indoor Luminaires | High-Bay | Specialty: Indirect High-Bay | Standard | FALSE | [9 empty] | 42405 |  |  | Yes |  | 3 | 15119.771 | 94.4395 | 160.1 | 3.21 | 0.998 | 4000 | 74
P6UMTCUT | Eaton (formerly Cooper Lighting) | Ametrix | ASYX-WM-S3-[All Environment]-D-W-L40-1-UNV-[All Finish]-[All Surface Type]-STD & 5LT-SV-[All Optical Orientation]-RM | Indoor Luminaires | High-Bay | Specialty: Indirect High-Bay | Standard | FALSE | [9 empty] | 42405 |  |  | Yes |  | 3 | 14745.034 | 93.5599 | 157.6 | 3.21 | 0.998 | 4000 | 74
P2XFMW5W | Eaton (formerly Cooper Lighting) | Ametrix | ASYX-WM-S3-[All Environment]-U-W-L40-1-UNV-[All Finish]-[All Surface Type]-STD & 5LT-SV-[All Optical Orientation]-RM | Indoor Luminaires | High-Bay | Specialty: Indirect High-Bay | Standard | FALSE | [9 empty] | 42405 |  |  | Yes |  | 3 | 14745.034 | 93.5599 | 157.6 | 3.21 | 0.998 | 4000 | 74
PHNUTD22 | Eaton (formerly Cooper Lighting) | Ametrix | ASYX-WM-S3-[All Environment]-D-F-L40-1-UNV-[All Finish]-[All Surface Type]-STD & 5LT-SV-[All Optical Orientation]-RM | Indoor Luminaires | High-Bay | Specialty: Indirect High-Bay | Standard | FALSE | [9 empty] | 42405 |  |  | Yes |  | 3 | 14568 | 92.4365 | 157.6 | 3.21 | 0.998 | 4000 | 74
P3H6NMX6 | Eaton (formerly Cooper Lighting) | Ametrix | ASYX-WM-S3-[All Environment]-U-F-L40-1-UNV-[All Finish]-[All Surface Type]-STD & 5LT-SV-[All Optical Orientation]-RM | Indoor Luminaires | High-Bay | Specialty: Indirect High-Bay | Standard | FALSE | [9 empty] | 42405 |  |  | Yes |  | 3 | 14568 | 92.4365 | 157.6 | 3.21 | 0.998 | 4000 | 74
P6MSXHQY | Eaton (formerly Cooper Lighting) | Ametrix | ASYX-WM-L5-[All Environment]-U-W-L35-1-UNV-[All Finish]-[All Surface Type]-STD & 5LT-SV-[All Optical Orientation]-RM | Indoor Luminaires | High-Bay | Specialty: Indirect High-Bay | Standard | FALSE | [9 empty] | 42405 |  |  | Yes |  | 3 | 22653.781 | 84.466 | 268.2 | 4.28 | 0.972 | 3500 | 74
P5QNPKFV | Eaton (formerly Cooper Lighting) | Ametrix | ASYX-WM-L5-[All Environment]-D-W-L35-1-UNV-[All Finish]-[All Surface Type]-STD & 5LT-SV-[All Optical Orientation]-RM | Indoor Luminaires | High-Bay | Specialty: Indirect High-Bay | Standard | FALSE | [9 empty] | 42405 |  |  | Yes |  | 3 | 22653.781 | 84.466 | 268.2 | 4.28 | 0.972 | 3500 | 74
PNQVKJEM | Eaton (formerly Cooper Lighting) | Ametrix | ASYX-WM-L5-[All Environment]-D-F-L35-1-UNV-[All Finish]-[All Surface Type]-STD & 5LT-SV-[All Optical Orientation]-RM | Indoor Luminaires | High-Bay | Specialty: Indirect High-Bay | Standard | FALSE | [9 empty] | 42405 |  |  | Yes |  | 3 | 22381.793 | 83.4519 | 268.2 | 4.28 | 0.972 | 3500 | 74
PJHCD3YN | Eaton (formerly Cooper Lighting) | Ametrix | ASYX-WM-L5-[All Environment]-U-F-L35-1-UNV-[All Finish]-[All Surface Type]-STD & 5LT-SV-[All Optical Orientation]-RM | Indoor Luminaires | High-Bay | Specialty: Indirect High-Bay | Standard | FALSE | [9 empty] | 42405 |  |  | Yes |  | 3 | 22381.793 | 83.4519 | 268.2 | 4.28 | 0.972 | 3500 | 74
PS9DSPCQ | Eaton (formerly Cooper Lighting) | Ametrix | ASYX-WM-L4-[All Environment]-D-W-L35-1-UNV-[All Finish]-[All Surface Type]-STD & 5LT-SV-[All Optical Orientation]-RM | Indoor Luminaires | High-Bay | Specialty: Indirect High-Bay | Standard | FALSE | [9 empty] | 42405 |  |  | Yes |  | 3 | 17659.05 | 82.1351 | 215 | 4.28 | 0.972 | 3500 | 74
PJ9Z2WR1 | Eaton (formerly Cooper Lighting) | Ametrix | ASYX-WM-L4-[All Environment]-U-W-L35-1-UNV-[All Finish]-[All Surface Type]-STD & 5LT-SV-[All Optical Orientation]-RM | Indoor Luminaires | High-Bay | Specialty: Indirect High-Bay | Standard | FALSE | [9 empty] | 42405 |  |  | Yes |  | 3 | 17659.05 | 82.1351 | 215 | 4.28 | 0.972 | 3500 | 74
PXU1HVBF | Eaton (formerly Cooper Lighting) | Ametrix | ASYX-WM-S4-[All Environment]-U-W-L35-1-UNV-[All Finish]-[All Surface Type]-STD & 5LT-SV-[All Optical Orientation]-RM | Indoor Luminaires | High-Bay | Specialty: Indirect High-Bay | Standard | FALSE | [9 empty] | 42405 |  |  | Yes |  | 3 | 17510.408 | 81.7479 | 214.2 | 4.28 | 0.972 | 3500 | 74
P69A9W2V | Eaton (formerly Cooper Lighting) | Ametrix | ASYX-WM-S4-[All Environment]-D-W-L35-1-UNV-[All Finish]-[All Surface Type]-STD & 5LT-SV-[All Optical Orientation]-RM | Indoor Luminaires | High-Bay | Specialty: Indirect High-Bay | Standard | FALSE | [9 empty] | 42405 |  |  | Yes |  | 3 | 17510.408 | 81.7479 | 214.2 | 4.28 | 0.972 | 3500 | 74
PN2YAWX8 | Eaton (formerly Cooper Lighting) | Ametrix | ASYX-WM-L4-[All Environment]-U-F-L35-1-UNV-[All Finish]-[All Surface Type]-STD & 5LT-SV-[All Optical Orientation]-RM | Indoor Luminaires | High-Bay | Specialty: Indirect High-Bay | Standard | FALSE | [9 empty] | 42405 |  |  | Yes |  | 3 | 17447.03 | 81.149 | 215 | 4.28 | 0.972 | 3500 | 74
PAZ6NQ3J | Eaton (formerly Cooper Lighting) | Ametrix | ASYX-WM-L4-[All Environment]-D-F-L35-1-UNV-[All Finish]-[All Surface Type]-STD & 5LT-SV-[All Optical Orientation]-RM | Indoor Luminaires | High-Bay | Specialty: Indirect High-Bay | Standard | FALSE | [9 empty] | 42405 |  |  | Yes |  | 3 | 17447.03 | 81.149 | 215 | 4.28 | 0.972 | 3500 | 74
PSZDXPH7 | Eaton (formerly Cooper Lighting) | Ametrix | ASYX-WM-S4-[All Environment]-U-F-L35-1-UNV-[All Finish]-[All Surface Type]-STD & 5LT-SV-[All Optical Orientation]-RM | Indoor Luminaires | High-Bay | Specialty: Indirect High-Bay | Standard | FALSE | [9 empty] | 42405 |  |  | Yes |  | 3 | 17300.172 | 80.7665 | 214.2 | 4.28 | 0.972 | 3500 | 74
PFYJ2XHC | Eaton (formerly Cooper Lighting) | Ametrix | ASYX-WM-S4-[All Environment]-D-F-L35-1-UNV-[All Finish]-[All Surface Type]-STD & 5LT-SV-[All Optical Orientation]-RM | Indoor Luminaires | High-Bay | Specialty: Indirect High-Bay | Standard | FALSE | [9 empty] | 42405 |  |  | Yes |  | 3 | 17300.172 | 80.7665 | 214.2 | 4.28 | 0.972 | 3500 | 74
PEVGNTWY | Eaton (formerly Cooper Lighting) | Ametrix | ASYX-WM-S2-[All Environment]-U-W-L35-1-UNV-[All Finish]-[All Surface Type]-STD & 5LT-SV-[All Optical Orientation]-RM | Indoor Luminaires | High-Bay | Specialty: Indirect High-Bay | Standard | FALSE | [9 empty] | 42405 |  |  | Yes |  | 3 | 8694.213 | 81.4828 | 106.7 | 4.28 | 0.972 | 3500 | 74
P7Q75YA6 | Eaton (formerly Cooper Lighting) | Ametrix | ASYX-WM-S2-[All Environment]-D-W-L35-1-UNV-[All Finish]-[All Surface Type]-STD & 5LT-SV-[All Optical Orientation]-RM | Indoor Luminaires | High-Bay | Specialty: Indirect High-Bay | Standard | FALSE | [9 empty] | 42405 |  |  | Yes |  | 3 | 8694.213 | 81.4828 | 106.7 | 4.28 | 0.972 | 3500 | 74
PWADQV63 | Eaton (formerly Cooper Lighting) | Ametrix | ASYX-WM-S2-[All Environment]-U-F-L35-1-UNV-[All Finish]-[All Surface Type]-STD & 5LT-SV-[All Optical Orientation]-RM | Indoor Luminaires | High-Bay | Specialty: Indirect High-Bay | Standard | FALSE | [9 empty] | 42405 |  |  | Yes |  | 3 | 8589.827 | 80.5045 | 106.7 | 4.28 | 0.972 | 3500 | 74
P2523PZZ | Eaton (formerly Cooper Lighting) | Ametrix | ASYX-WM-S2-[All Environment]-D-F-L35-1-UNV-[All Finish]-[All Surface Type]-STD & 5LT-SV-[All Optical Orientation]-RM | Indoor Luminaires | High-Bay | Specialty: Indirect High-Bay | Standard | FALSE | [9 empty] | 42405 |  |  | Yes |  | 3 | 8589.827 | 80.5045 | 106.7 | 4.28 | 0.972 | 3500 | 74
PVHVEU1E | Eaton (formerly Cooper Lighting) | Ametrix | ASYX-WM-L6-[All Environment]-D-W-L35-1-UNV-[All Finish]-[All Surface Type]-STD & 5LT-SV-[All Optical Orientation]-RM | Indoor Luminaires | High-Bay | Specialty: Indirect High-Bay | Standard | FALSE | [9 empty] | 42405 |  |  | Yes |  | 3 | 26727.037 | 83.7313 | 319.2 | 3.21 | 0.998 | 3500 | 74
PE1W1QKC | Eaton (formerly Cooper Lighting) | Ametrix | ASYX-WM-L6-[All Environment]-U-W-L35-1-UNV-[All Finish]-[All Surface Type]-STD & 5LT-SV-[All Optical Orientation]-RM | Indoor Luminaires | High-Bay | Specialty: Indirect High-Bay | Standard | FALSE | [9 empty] | 42405 |  |  | Yes |  | 3 | 26727.037 | 83.7313 | 319.2 | 3.21 | 0.998 | 3500 | 74
PBYDEDJ3 | Eaton (formerly Cooper Lighting) | Ametrix | ASYX-WM-L6-[All Environment]-U-F-L35-1-UNV-[All Finish]-[All Surface Type]-STD & 5LT-SV-[All Optical Orientation]-RM | Indoor Luminaires | High-Bay | Specialty: Indirect High-Bay | Standard | FALSE | [9 empty] | 42405 |  |  | Yes |  | 3 | 26406.143 | 82.726 | 319.2 | 3.21 | 0.998 | 3500 | 74
P5H5SJED | Eaton (formerly Cooper Lighting) | Ametrix | ASYX-WM-L6-[All Environment]-D-F-L35-1-UNV-[All Finish]-[All Surface Type]-STD & 5LT-SV-[All Optical Orientation]-RM | Indoor Luminaires | High-Bay | Specialty: Indirect High-Bay | Standard | FALSE | [9 empty] | 42405 |  |  | Yes |  | 3 | 26406.143 | 82.726 | 319.2 | 3.21 | 0.998 | 3500 | 74
PCHYDCBA | Eaton (formerly Cooper Lighting) | Ametrix | ASYX-WM-L3-[All Environment]-D-W-L35-1-UNV-[All Finish]-[All Surface Type]-STD & 5LT-SV-[All Optical Orientation]-RM | Indoor Luminaires | High-Bay | Specialty: Indirect High-Bay | Standard | FALSE | [9 empty] | 42405 |  |  | Yes |  | 3 | 13560.61 | 84.7009 | 160.1 | 3.21 | 0.998 | 3500 | 74
P5RJW6WA | Eaton (formerly Cooper Lighting) | Ametrix | ASYX-WM-L3-[All Environment]-U-W-L35-1-UNV-[All Finish]-[All Surface Type]-STD & 5LT-SV-[All Optical Orientation]-RM | Indoor Luminaires | High-Bay | Specialty: Indirect High-Bay | Standard | FALSE | [9 empty] | 42405 |  |  | Yes |  | 3 | 13560.61 | 84.7009 | 160.1 | 3.21 | 0.998 | 3500 | 74
PEND1UX7 | Eaton (formerly Cooper Lighting) | Ametrix | ASYX-WM-L3-[All Environment]-D-F-L35-1-UNV-[All Finish]-[All Surface Type]-STD & 5LT-SV-[All Optical Orientation]-RM | Indoor Luminaires | High-Bay | Specialty: Indirect High-Bay | Standard | FALSE | [9 empty] | 42405 |  |  | Yes |  | 3 | 13397.798 | 83.6839 | 160.1 | 3.21 | 0.998 | 3500 | 74
P46GSU8F | Eaton (formerly Cooper Lighting) | Ametrix | ASYX-WM-L3-[All Environment]-U-F-L35-1-UNV-[All Finish]-[All Surface Type]-STD & 5LT-SV-[All Optical Orientation]-RM | Indoor Luminaires | High-Bay | Specialty: Indirect High-Bay | Standard | FALSE | [9 empty] | 42405 |  |  | Yes |  | 3 | 13397.798 | 83.6839 | 160.1 | 3.21 | 0.998 | 3500 | 74
PXVDXP4Z | Eaton (formerly Cooper Lighting) | Ametrix | ASYX-WM-S3-[All Environment]-D-W-L35-1-UNV-[All Finish]-[All Surface Type]-STD & 5LT-SV-[All Optical Orientation]-RM | Indoor Luminaires | High-Bay | Specialty: Indirect High-Bay | Standard | FALSE | [9 empty] | 42405 |  |  | Yes |  | 3 | 13065.738 | 82.9044 | 157.6 | 3.21 | 0.998 | 3500 | 74
PKF5JMEU | Eaton (formerly Cooper Lighting) | Ametrix | ASYX-WM-S3-[All Environment]-U-W-L35-1-UNV-[All Finish]-[All Surface Type]-STD & 5LT-SV-[All Optical Orientation]-RM | Indoor Luminaires | High-Bay | Specialty: Indirect High-Bay | Standard | FALSE | [9 empty] | 42405 |  |  | Yes |  | 3 | 13065.738 | 82.9044 | 157.6 | 3.21 | 0.998 | 3500 | 74
PKVQ5DBU | Eaton (formerly Cooper Lighting) | Ametrix | ASYX-WM-S3-[All Environment]-D-F-L35-1-UNV-[All Finish]-[All Surface Type]-STD & 5LT-SV-[All Optical Orientation]-RM | Indoor Luminaires | High-Bay | Specialty: Indirect High-Bay | Standard | FALSE | [9 empty] | 42405 |  |  | Yes |  | 3 | 12908.866 | 81.909 | 157.6 | 3.21 | 0.998 | 3500 | 74
P7EFZQNX | Eaton (formerly Cooper Lighting) | Ametrix | ASYX-WM-S3-[All Environment]-U-F-L35-1-UNV-[All Finish]-[All Surface Type]-STD & 5LT-SV-[All Optical Orientation]-RM | Indoor Luminaires | High-Bay | Specialty: Indirect High-Bay | Standard | FALSE | [9 empty] | 42405 |  |  | Yes |  | 3 | 12908.866 | 81.909 | 157.6 | 3.21 | 0.998 | 3500 | 74
PZJSN4E7 | Eaton (formerly Cooper Lighting) | Ametrix | ASYX-WM-L5-[All Environment]-D-W-L30-1-UNV-[All Finish]-[All Surface Type]-STD & 5LT-SV-[All Optical Orientation]-RM | Indoor Luminaires | High-Bay | Specialty: Indirect High-Bay | Standard | FALSE | [9 empty] | 42405 |  |  | Yes |  | 3 | 21588.557 | 80.4942 | 268.2 | 4.28 | 0.972 | 3000 | 74
P8PZH9CY | Eaton (formerly Cooper Lighting) | Ametrix | ASYX-WM-L5-[All Environment]-U-W-L30-1-UNV-[All Finish]-[All Surface Type]-STD & 5LT-SV-[All Optical Orientation]-RM | Indoor Luminaires | High-Bay | Specialty: Indirect High-Bay | Standard | FALSE | [9 empty] | 42405 |  |  | Yes |  | 3 | 21588.557 | 80.4942 | 268.2 | 4.28 | 0.972 | 3000 | 74
PKK726N1 | Eaton (formerly Cooper Lighting) | Ametrix | ASYX-WM-L5-[All Environment]-U-F-L30-1-UNV-[All Finish]-[All Surface Type]-STD & 5LT-SV-[All Optical Orientation]-RM | Indoor Luminaires | High-Bay | Specialty: Indirect High-Bay | Standard | FALSE | [9 empty] | 42405 |  |  | Yes |  | 3 | 21329.357 | 79.5278 | 268.2 | 4.28 | 0.972 | 3000 | 74
P1FV4MTN | Eaton (formerly Cooper Lighting) | Ametrix | ASYX-WM-L5-[All Environment]-D-F-L30-1-UNV-[All Finish]-[All Surface Type]-STD & 5LT-SV-[All Optical Orientation]-RM | Indoor Luminaires | High-Bay | Specialty: Indirect High-Bay | Standard | FALSE | [9 empty] | 42405 |  |  | Yes |  | 3 | 21329.357 | 79.5278 | 268.2 | 4.28 | 0.972 | 3000 | 74
PQQNF2K3 | Eaton (formerly Cooper Lighting) | Ametrix | ASYX-WM-L6-[All Environment]-U-W-L30-1-UNV-[All Finish]-[All Surface Type]-STD & 5LT-SV-[All Optical Orientation]-RM | Indoor Luminaires | High-Bay | Specialty: Indirect High-Bay | Standard | FALSE | [9 empty] | 42405 |  |  | Yes |  | 3 | 25470.28 | 79.7941 | 319.2 | 3.21 | 0.998 | 3000 | 74
P2JJF72G | Eaton (formerly Cooper Lighting) | Ametrix | ASYX-WM-L6-[All Environment]-D-W-L30-1-UNV-[All Finish]-[All Surface Type]-STD & 5LT-SV-[All Optical Orientation]-RM | Indoor Luminaires | High-Bay | Specialty: Indirect High-Bay | Standard | FALSE | [9 empty] | 42405 |  |  | Yes |  | 3 | 25470.28 | 79.7941 | 319.2 | 3.21 | 0.998 | 3000 | 74
PTCSYAGU | Eaton (formerly Cooper Lighting) | Ametrix | ASYX-WM-L3-[All Environment]-D-W-L30-1-UNV-[All Finish]-[All Surface Type]-STD & 5LT-SV-[All Optical Orientation]-RM | Indoor Luminaires | High-Bay | Specialty: Indirect High-Bay | Standard | FALSE | [9 empty] | 42405 |  |  | Yes |  | 3 | 12922.965 | 80.7181 | 160.1 | 3.21 | 0.998 | 3000 | 74
PNC7RXU6 | Eaton (formerly Cooper Lighting) | Ametrix | ASYX-WM-L3-[All Environment]-U-W-L30-1-UNV-[All Finish]-[All Surface Type]-STD & 5LT-SV-[All Optical Orientation]-RM | Indoor Luminaires | High-Bay | Specialty: Indirect High-Bay | Standard | FALSE | [9 empty] | 42405 |  |  | Yes |  | 3 | 12922.965 | 80.7181 | 160.1 | 3.21 | 0.998 | 3000 | 74
PYGUAETU | Eaton (formerly Cooper Lighting) | Ametrix | ASYX-WM-L3-[All Environment]-U-F-L30-1-UNV-[All Finish]-[All Surface Type]-STD & 5LT-SV-[All Optical Orientation]-RM | Indoor Luminaires | High-Bay | Specialty: Indirect High-Bay | Standard | FALSE | [9 empty] | 42405 |  |  | Yes |  | 3 | 12767.807 | 79.7489 | 160.1 | 3.21 | 0.998 | 3000 | 74
PETTBF6H | Eaton (formerly Cooper Lighting) | Ametrix | ASYX-WM-L3-[All Environment]-D-F-L30-1-UNV-[All Finish]-[All Surface Type]-STD & 5LT-SV-[All Optical Orientation]-RM | Indoor Luminaires | High-Bay | Specialty: Indirect High-Bay | Standard | FALSE | [9 empty] | 42405 |  |  | Yes |  | 3 | 12767.807 | 79.7489 | 160.1 | 3.21 | 0.998 | 3000 | 74
PZZ6UV8A | Eaton (formerly Cooper Lighting) | Ametrix | ASYX-WM-S3-[All Environment]-U-W-L30-1-UNV-[All Finish]-[All Surface Type]-STD & 5LT-SV-[All Optical Orientation]-RM | Indoor Luminaires | High-Bay | Specialty: Indirect High-Bay | Standard | FALSE | [9 empty] | 42405 |  |  | Yes |  | 3 | 12451.362 | 79.0061 | 157.6 | 3.21 | 0.998 | 3000 | 74
PJ2FJYHY | Eaton (formerly Cooper Lighting) | Ametrix | ASYX-WM-S3-[All Environment]-D-W-L30-1-UNV-[All Finish]-[All Surface Type]-STD & 5LT-SV-[All Optical Orientation]-RM | Indoor Luminaires | High-Bay | Specialty: Indirect High-Bay | Standard | FALSE | [9 empty] | 42405 |  |  | Yes |  | 3 | 12451.362 | 79.0061 | 157.6 | 3.21 | 0.998 | 3000 | 74
PK3WT5AQ | Pros Light Co. Ltd | pros | PL-HB180W-UFO(5700K) | Indoor Luminaires | High-Bay | High-Bay Luminaires for Commercial and Industrial Buildings | Standard | FALSE | [9 empty] | 42405 | Not Dimmable | Not Dimmable | NotYetVerified |  | 3 | 20456 | 113.64 | 180 | 12.1 | 0.95 | 5700 | 80
PVE35JVY | Pros Light Co. Ltd | pros | PL-HB180W-UFO(5000K) | Indoor Luminaires | High-Bay | High-Bay Luminaires for Commercial and Industrial Buildings | Standard | FALSE | [9 empty] | 42405 | Not Dimmable | Not Dimmable | NotYetVerified |  | 3 | 20048 | 111.37 | 180 | 12.1 | 0.95 | 5000 | 80
PCYYYFR2 | Pros Light Co. Ltd | pros | PL-HB180W-UFO(4500K) | Indoor Luminaires | High-Bay | High-Bay Luminaires for Commercial and Industrial Buildings | Standard | FALSE | [9 empty] | 42405 | Not Dimmable | Not Dimmable | NotYetVerified |  | 3 | 19229 | 106.82 | 180 | 12.1 | 0.95 | 4500 | 80
PTC14WGJ | Pros Light Co. Ltd | pros | PL-HB180W-UFO(4000K) | Indoor Luminaires | High-Bay | High-Bay Luminaires for Commercial and Industrial Buildings | Standard | FALSE | [9 empty] | 42405 | Not Dimmable | Not Dimmable | NotYetVerified |  | 3 | 19229 | 106.82 | 180 | 12.1 | 0.95 | 4000 | 80
PU1RFCX3 | Pros Light Co. Ltd | pros | PL-HB180W-UFO(3500K) | Indoor Luminaires | High-Bay | High-Bay Luminaires for Commercial and Industrial Buildings | Standard | FALSE | [9 empty] | 42405 | Not Dimmable | Not Dimmable | NotYetVerified |  | 3 | 17695 | 98.3 | 180 | 12.1 | 0.95 | 3500 | 80
PK9N33AA | Pros Light Co. Ltd | pros | PL-HB180W-UFO(3000K) | Indoor Luminaires | High-Bay | High-Bay Luminaires for Commercial and Industrial Buildings | Standard | FALSE | [9 empty] | 42405 | Not Dimmable | Not Dimmable | NotYetVerified |  | 3 | 17695 | 98.3 | 180 | 12.1 | 0.95 | 3000 | 80
PV85PH4G | Fujian Juan Kuang Yaming Electric Ltd | JK Lighting | GC201-100W-S540-D1-PCD-HK | Indoor Luminaires | High-Bay | High-Bay Luminaires for Commercial and Industrial Buildings | Standard | TRUE | 10760 | 100.9 | 106.6 | 10.1 | 0.966 | 3890 | 69 | 5 | 50000 | 42404 |  |  | No |  | 3.1 | 10070 | 95 | 100 | 10.1 | 0.96 | 4000 | 70
PP48HMA9 | Fujian Juan Kuang Yaming Electric Ltd | JK Lighting | GC201-100W-C540-D1-PCD-HK | Indoor Luminaires | High-Bay | High-Bay Luminaires for Commercial and Industrial Buildings | Standard | TRUE | 10184 | 98.6 | 103.3 | 10.1 | 0.965 | 3769 | 75 | 5 | 50000 | 42404 |  |  | No |  | 3.1 | 10070 | 95 | 100 | 10.1 | 0.96 | 4000 | 75
P6D3S6FM | Fujian Juan Kuang Yaming Electric Ltd | JK Lighting | GC201-150W-S540-D1-PCD-HK | Indoor Luminaires | High-Bay | High-Bay Luminaires for Commercial and Industrial Buildings | Standard | TRUE | 16393 | 104.1 | 157.4 | 9.3 | 0.961 | 3864 | 69 | 5 | 50000 | 42404 |  |  | No |  | 3.1 | 15010 | 95 | 150 | 9.3 | 0.96 | 4000
PHZNGGE1 | Fujian Juan Kuang Yaming Electric Ltd | JK Lighting | GC201-120W-C540-D1-PCD-HK | Indoor Luminaires | High-Bay | High-Bay Luminaires for Commercial and Industrial Buildings | Standard | TRUE | 12693 | 103.6 | 122.5 | 9.2 | 0.961 | 3928 | 75 | 5 | 50000 | 42404 |  |  | No |  | 3.1 | 12065 | 95 | 120 | 9.2 | 0.96 | 4000 | 75
PJYZ72EB | Fujian Juan Kuang Yaming Electric Ltd | JK Lighting | GC201-120W-S540-D1-PCD-HK | Indoor Luminaires | High-Bay | High-Bay Luminaires for Commercial and Industrial Buildings | Standard | TRUE | 11817 | 100.6 | 117.5 | 9.6 | 0.958 | 3847 | 69 | 5 | 50000 | 42404 |  |  | No |  | 3.1 | 11860 | 95 | 120 | 9.6 | 0.96 | 4000 | 70
PTWH5D44 | Fujian Juan Kuang Yaming Electric Ltd | JK Lighting | GC201-100W-C550-D0-PCD-HK | Indoor Luminaires | High-Bay | High-Bay Luminaires for Commercial and Industrial Buildings | Standard | FALSE | [9 empty] | 42404 |  |  | No |  | 3.1 | 10070 | 95 | 100 | 10.1 | 0.96 | 5000 | 75
PG4AX1W2 | Fujian Juan Kuang Yaming Electric Ltd | JK Lighting | GC201-120W-C550-D0-PCD-HK | Indoor Luminaires | High-Bay | High-Bay Luminaires for Commercial and Industrial Buildings | Standard | FALSE | [9 empty] | 42404 |  |  | No |  | 3.1 | 12065 | 95 | 120 | 9.2 | 0.96 | 5000 | 75
P1YGZKBC | Fujian Juan Kuang Yaming Electric Ltd | JK Lighting | GC201-100W-S550-D0-PCD-HK | Indoor Luminaires | High-Bay | High-Bay Luminaires for Commercial and Industrial Buildings | Standard | FALSE | [9 empty] | 42404 |  |  | No |  | 3.1 | 10070 | 95 | 100 | 10.1 | 0.96 | 5000 | 70
PT2VEKH5 | Fujian Juan Kuang Yaming Electric Ltd | JK Lighting | GC201-120W-S550-D0-PCD-HK | Indoor Luminaires | High-Bay | High-Bay Luminaires for Commercial and Industrial Buildings | Standard | FALSE | [9 empty] | 42404 |  |  | No |  | 3.1 | 11860 | 95 | 120 | 9.6 | 0.96 | 5000 | 70
PKZ5U37B | Fujian Juan Kuang Yaming Electric Ltd | JK Lighting | GC201-150W-S550-D0-PCD-HK | Indoor Luminaires | High-Bay | High-Bay Luminaires for Commercial and Industrial Buildings | Standard | FALSE | [9 empty] | 42404 |  |  | No |  | 3.1 | 15010 | 95 | 150 | 9.3 | 0.96 | 5000
PAG11CYT | Fujian Juan Kuang Yaming Electric Ltd | JK Lighting | GC201-100W-C550-D1-PCD-HK | Indoor Luminaires | High-Bay | High-Bay Luminaires for Commercial and Industrial Buildings | Standard | FALSE | [9 empty] | 42404 |  |  | No |  | 3.1 | 10070 | 95 | 100 | 10.1 | 0.96 | 5000 | 75
PUA3KUS8 | Fujian Juan Kuang Yaming Electric Ltd | JK Lighting | GC201-120W-C550-D1-PCD-HK | Indoor Luminaires | High-Bay | High-Bay Luminaires for Commercial and Industrial Buildings | Standard | FALSE | [9 empty] | 42404 |  |  | No |  | 3.1 | 12065 | 95 | 120 | 9.2 | 0.96 | 5000 | 75
PQP3GU8A | Fujian Juan Kuang Yaming Electric Ltd | JK Lighting | GC201-100W-S550-D1-PCD-HK | Indoor Luminaires | High-Bay | High-Bay Luminaires for Commercial and Industrial Buildings | Standard | FALSE | [9 empty] | 42404 |  |  | No |  | 3.1 | 10070 | 95 | 100 | 10.1 | 0.96 | 5000 | 70
PV58H7AP | Fujian Juan Kuang Yaming Electric Ltd | JK Lighting | GC201-120W-S550-D1-PCD-HK | Indoor Luminaires | High-Bay | High-Bay Luminaires for Commercial and Industrial Buildings | Standard | FALSE | [9 empty] | 42404 |  |  | No |  | 3.1 | 11860 | 95 | 120 | 9.6 | 0.96 | 5000 | 70
PEVA15XB | Fujian Juan Kuang Yaming Electric Ltd | JK Lighting | GC201-150W-S550-D1-PCD-HK | Indoor Luminaires | High-Bay | High-Bay Luminaires for Commercial and Industrial Buildings | Standard | FALSE | [9 empty] | 42404 |  |  | No |  | 3.1 | 15010 | 95 | 150 | 9.3 | 0.96 | 5000
PTFQDF14 | Fujian Juan Kuang Yaming Electric Ltd | JK Lighting | GC201-100W-C540-D0-PCD-HK | Indoor Luminaires | High-Bay | High-Bay Luminaires for Commercial and Industrial Buildings | Standard | FALSE | [9 empty] | 42404 |  |  | No |  | 3.1 | 10070 | 95 | 100 | 10.1 | 0.96 | 4000 | 75
PKS6J1Q7 | Fujian Juan Kuang Yaming Electric Ltd | JK Lighting | GC201-120W-C540-D0-PCD-HK | Indoor Luminaires | High-Bay | High-Bay Luminaires for Commercial and Industrial Buildings | Standard | FALSE | [9 empty] | 42404 |  |  | No |  | 3.1 | 12065 | 95 | 120 | 9.2 | 0.96 | 4000 | 75
PQ3EE7EW | Fujian Juan Kuang Yaming Electric Ltd | JK Lighting | GC201-100W-S540-D0-PCD-HK | Indoor Luminaires | High-Bay | High-Bay Luminaires for Commercial and Industrial Buildings | Standard | FALSE | [9 empty] | 42404 |  |  | No |  | 3.1 | 10070 | 95 | 100 | 10.1 | 0.96 | 4000 | 70
PVQP5RCH | Fujian Juan Kuang Yaming Electric Ltd | JK Lighting | GC201-120W-S540-D0-PCD-HK | Indoor Luminaires | High-Bay | High-Bay Luminaires for Commercial and Industrial Buildings | Standard | FALSE | [9 empty] | 42404 |  |  | No |  | 3.1 | 11860 | 95 | 120 | 9.6 | 0.96 | 4000 | 70
PPWV7WKH | Fujian Juan Kuang Yaming Electric Ltd | JK Lighting | GC201-150W-S540-D0-PCD-HK | Indoor Luminaires | High-Bay | High-Bay Luminaires for Commercial and Industrial Buildings | Standard | FALSE | [9 empty] | 42404 |  |  | No |  | 3.1 | 15010 | 95 | 150 | 9.3 | 0.96 | 4000
PG4YGAS5 | Lumax Lighting | Lumax Lighting | EHLED496L5K96-9 | Indoor Luminaires | High-Bay | High-Bay Luminaires for Commercial and Industrial Buildings | Standard | FALSE | [9 empty] | 42404 |  |  | Yes | Updated 1/20/2017 | 3 | 50400 | 115 | 438.4 | 10.3 | 0.98 | 5000 | 80
PG5T33KM | Lumax Lighting | Lumax Lighting | EHLED475L5K96-9 | Indoor Luminaires | High-Bay | High-Bay Luminaires for Commercial and Industrial Buildings | Standard | FALSE | [9 empty] | 42404 |  |  | Yes | Updated 1/20/2017 | 3 | 48240 | 116 | 417.1 | 10.3 | 0.98 | 5000 | 80
P32AU6WD | Lumax Lighting | Lumax Lighting | EHLED350L5K96-9 | Indoor Luminaires | High-Bay | High-Bay Luminaires for Commercial and Industrial Buildings | Standard | FALSE | [9 empty] | 42404 |  |  | Yes | Updated 1/20/2017 | 3 | 35597 | 126 | 281.8 | 10.3 | 0.98 | 5000 | 80
PYP7RJBK | Lumax Lighting | Lumax Lighting | EHLED496L4K96-9 | Indoor Luminaires | High-Bay | High-Bay Luminaires for Commercial and Industrial Buildings | Standard | FALSE | [9 empty] | 42404 |  |  | Yes | Updated 1/20/2017 | 3 | 50149 | 115 | 436 | 10.3 | 0.98 | 4000 | 80
P1CKXVMR | Lumax Lighting | Lumax Lighting | EHLED475L4K96-9 | Indoor Luminaires | High-Bay | High-Bay Luminaires for Commercial and Industrial Buildings | Standard | FALSE | [9 empty] | 42404 |  |  | Yes | Updated 1/20/2017 | 3 | 48000 | 116 | 415 | 10.3 | 0.98 | 4000 | 80
PRTG9RA4 | Lumax Lighting | Lumax Lighting | EHLED350L4K96-9 | Indoor Luminaires | High-Bay | High-Bay Luminaires for Commercial and Industrial Buildings | Standard | FALSE | [9 empty] | 42404 |  |  | Yes | Updated 1/20/2017 | 3 | 35420 | 126 | 280.4 | 10.3 | 0.98 | 4000 | 80
PFYKU61W | Dialight | Durosite | HBWN4L | Indoor Luminaires | High-Bay | High-Bay Luminaires for Commercial and Industrial Buildings | Standard | TRUE | 9681 | 95.47 | 101.4 | 9.71 | 0.955 | 3807 | 72.2 | 5 | 100000 | 42403 |  |  | No |  | 3.1 | 9681 | 95.47 | 101.4 | 20 | 0.9 | 4000 | 75
PTDXF683 | DRK Enterprises | MyLEDLightingGuide | MLLG-AG-LED-HB-300-3-90-D | Indoor Luminaires | High-Bay | High-Bay Luminaires for Commercial and Industrial Buildings | Premium | TRUE | 38682 | 126.54 | 305.7 | 7.85 | 0.9475 | 3014 | 72.3 | 5 | 50000 | 42403 |  |  | No |  | 3.1 | 38682 | 126.54 | 305.7 | 7.85 | 0.9475 | 3000 | 72.1
PQP76CSM | DRK Enterprises | MyLEDLightingGuide | MLLG-LED-RETRO2-120-40-D | Indoor Retrofit Kit | High-Bay | Retrofit Kits for High-Bay Luminaires for Commercial and Industrial Buildings | Premium | TRUE | 16648 | 143.59 | 115.9 | 11.26 | 0.9304 | 4152 | 74.8 | 5 | 50000 | 42403 |  |  | No |  | 3 | 16648 | 143.59 | 115.9 | 11.26 | 0.9304 | 4000 | 74.8
PR8M4W7V | DRK Enterprises | MyLEDLightingGuide | MLLG-LED-RETRO2-120-50 | Indoor Retrofit Kit | High-Bay | Retrofit Kits for High-Bay Luminaires for Commercial and Industrial Buildings | Premium | FALSE | [9 empty] | 42403 |  |  | No |  | 3 | 16993 | 145.86 | 116.5 | 11.52 | 0.9328 | 5000 | 75.2
PX9FHF4G | DRK Enterprises | MyLEDLightingGuide | MLLG-LED-RETRO2-120-50-D | Indoor Retrofit Kit | High-Bay | Retrofit Kits for High-Bay Luminaires for Commercial and Industrial Buildings | Premium | FALSE | [9 empty] | 42403 |  |  | No |  | 3 | 16993 | 145.86 | 116.5 | 11.52 | 0.9328 | 5000 | 75.2
PZG26624 | DRK Enterprises | MyLEDLightingGuide | MLLG-LED-RETRO2-120-45 | Indoor Retrofit Kit | High-Bay | Retrofit Kits for High-Bay Luminaires for Commercial and Industrial Buildings | Premium | FALSE | [9 empty] | 42403 |  |  | No |  | 3 | 16648 | 143.59 | 115.9 | 11.26 | 0.9304 | 4500 | 74.8
PW4WB86V | DRK Enterprises | MyLEDLightingGuide | MLLG-LED-RETRO2-120-45-D | Indoor Retrofit Kit | High-Bay | Retrofit Kits for High-Bay Luminaires for Commercial and Industrial Buildings | Premium | FALSE | [9 empty] | 42403 |  |  | No |  | 3 | 16648 | 143.59 | 115.9 | 11.26 | 0.9304 | 4500 | 74.8
PTDEJZDY | DRK Enterprises | MyLEDLightingGuide | MLLG-LED-RETRO2-120-40 | Indoor Retrofit Kit | High-Bay | Retrofit Kits for High-Bay Luminaires for Commercial and Industrial Buildings | Premium | FALSE | [9 empty] | 42403 |  |  | No |  | 3 | 16648 | 143.59 | 115.9 | 11.26 | 0.9304 | 4000 | 74.8
PMEZGNNA | DRK Enterprises | MyLEDLightingGuide | MLLG-AG-LED-HB-300-5-60 | Indoor Luminaires | High-Bay | High-Bay Luminaires for Commercial and Industrial Buildings | Premium | FALSE | [9 empty] | 42403 |  |  | No |  | 3.1 | 44513 | 144.85 | 307.3 | 7.99 | 0.9594 | 5000 | 74
P81ZNZYN | DRK Enterprises | MyLEDLightingGuide | MLLG-AG-LED-HB-300-5-120 | Indoor Luminaires | High-Bay | High-Bay Luminaires for Commercial and Industrial Buildings | Premium | FALSE | [9 empty] | 42403 |  |  | No |  | 3.1 | 42695 | 139.03 | 307.1 | 7.99 | 0.9594 | 5000 | 74
PG9ZT4Z6 | DRK Enterprises | MyLEDLightingGuide | MLLG-AG-LED-HB-300-5-90 | Indoor Luminaires | High-Bay | High-Bay Luminaires for Commercial and Industrial Buildings | Premium | FALSE | [9 empty] | 42403 |  |  | No |  | 3.1 | 40108 | 130.86 | 306.5 | 7.99 | 0.9594 | 5000 | 74
PGP7D6H1 | DRK Enterprises | MyLEDLightingGuide | MLLG-AG-LED-HB-300-5-60-D | Indoor Luminaires | High-Bay | High-Bay Luminaires for Commercial and Industrial Buildings | Premium | FALSE | [9 empty] | 42403 |  |  | No |  | 3.1 | 44513 | 144.85 | 307.3 | 7.99 | 0.9594 | 5000 | 74
PVH8S152 | DRK Enterprises | MyLEDLightingGuide | MLLG-AG-LED-HB-300-5-120-D | Indoor Luminaires | High-Bay | High-Bay Luminaires for Commercial and Industrial Buildings | Premium | FALSE | [9 empty] | 42403 |  |  | No |  | 3.1 | 42695 | 139.03 | 307.1 | 7.99 | 0.9594 | 5000 | 74
PEN6WWEU | DRK Enterprises | MyLEDLightingGuide | MLLG-AG-LED-HB-300-5-90-D | Indoor Luminaires | High-Bay | High-Bay Luminaires for Commercial and Industrial Buildings | Premium | FALSE | [9 empty] | 42403 |  |  | No |  | 3.1 | 40108 | 130.86 | 306.5 | 7.99 | 0.9594 | 5000 | 74
PV3P8SE5 | DRK Enterprises | MyLEDLightingGuide | MLLG-AG-LED-HB-300-4-60 | Indoor Luminaires | High-Bay | High-Bay Luminaires for Commercial and Industrial Buildings | Premium | FALSE | [9 empty] | 42403 |  |  | No |  | 3.1 | 43719 | 142.27 | 307.3 | 7.85 | 0.948 | 4000 | 72.9
PJ28ZS8W | DRK Enterprises | MyLEDLightingGuide | MLLG-AG-LED-HB-300-4-120 | Indoor Luminaires | High-Bay | High-Bay Luminaires for Commercial and Industrial Buildings | Premium | FALSE | [9 empty] | 42403 |  |  | No |  | 3.1 | 41934 | 136.55 | 307.1 | 7.85 | 0.9482 | 4000 | 72.3
PN31CU3J | DRK Enterprises | MyLEDLightingGuide | MLLG-AG-LED-HB-300-4-90 | Indoor Luminaires | High-Bay | High-Bay Luminaires for Commercial and Industrial Buildings | Premium | FALSE | [9 empty] | 42403 |  |  | No |  | 3.1 | 39395 | 128.87 | 305.7 | 7.85 | 0.9475 | 4000 | 72.1
PV77DF7Q | DRK Enterprises | MyLEDLightingGuide | MLLG-AG-LED-HB-300-4-60-D | Indoor Luminaires | High-Bay | High-Bay Luminaires for Commercial and Industrial Buildings | Premium | FALSE | [9 empty] | 42403 |  |  | No |  | 3.1 | 43719 | 142.27 | 307.3 | 7.85 | 0.948 | 4000 | 72.9
P7KTVYB4 | DRK Enterprises | MyLEDLightingGuide | MLLG-AG-LED-HB-300-4-120-D | Indoor Luminaires | High-Bay | High-Bay Luminaires for Commercial and Industrial Buildings | Premium | FALSE | [9 empty] | 42403 |  |  | No |  | 3.1 | 41934 | 136.55 | 307.1 | 7.85 | 0.9482 | 4000 | 72.3
PDJJNS29 | DRK Enterprises | MyLEDLightingGuide | MLLG-AG-LED-HB-300-4-90-D | Indoor Luminaires | High-Bay | High-Bay Luminaires for Commercial and Industrial Buildings | Premium | FALSE | [9 empty] | 42403 |  |  | No |  | 3.1 | 39395 | 128.87 | 305.7 | 7.85 | 0.9475 | 4000 | 72.1
P549N54J | DRK Enterprises | MyLEDLightingGuide | MLLG-AG-LED-HB-300-3-60 | Indoor Luminaires | High-Bay | High-Bay Luminaires for Commercial and Industrial Buildings | Premium | FALSE | [9 empty] | 42403 |  |  | No |  | 3.1 | 42925 | 139.68 | 307.3 | 7.85 | 0.948 | 3000 | 72.9
P5FWZMF4 | DRK Enterprises | MyLEDLightingGuide | MLLG-AG-LED-HB-300-3-120 | Indoor Luminaires | High-Bay | High-Bay Luminaires for Commercial and Industrial Buildings | Premium | FALSE | [9 empty] | 42403 |  |  | No |  | 3.1 | 41172 | 134.07 | 307.1 | 7.85 | 0.9482 | 3000 | 72.3
PSYMAGWM | DRK Enterprises | MyLEDLightingGuide | MLLG-AG-LED-HB-300-3-90 | Indoor Luminaires | High-Bay | High-Bay Luminaires for Commercial and Industrial Buildings | Premium | FALSE | [9 empty] | 42403 |  |  | No |  | 3.1 | 38682 | 126.54 | 305.7 | 7.85 | 0.9475 | 3000 | 72.1
PCXXFWF9 | DRK Enterprises | MyLEDLightingGuide | MLLG-AG-LED-HB-300-3-60-D | Indoor Luminaires | High-Bay | High-Bay Luminaires for Commercial and Industrial Buildings | Premium | FALSE | [9 empty] | 42403 |  |  | No |  | 3.1 | 42925 | 139.68 | 307.3 | 7.85 | 0.948 | 3000 | 72.9
PVFAMQSF | DRK Enterprises | MyLEDLightingGuide | MLLG-AG-LED-HB-300-3-120-D | Indoor Luminaires | High-Bay | High-Bay Luminaires for Commercial and Industrial Buildings | Premium | FALSE | [9 empty] | 42403 |  |  | No |  | 3.1 | 41172 | 134.07 | 307.1 | 7.85 | 0.9482 | 3000 | 72.3
PR5N31AQ | Sharp Manufacturing Company of America | Sharp | DL-HB9EP4 | Indoor Luminaires | High-Bay | High-Bay Luminaires for Commercial and Industrial Buildings | Standard | TRUE | 17130 | 116.5 | 147.1 | 17.4 | 0.956 | 5525 | 76.5 | 5 | 100000 | 42402 |  |  | No |  | 3.1 | 17130 | 116.5 | 148.1 | 17.4 | 0.96 | 5525 | 76.5
PAY9RE1P | Sharp Manufacturing Company of America | Sharp | DL-HB9MP4 | Indoor Luminaires | High-Bay | High-Bay Luminaires for Commercial and Industrial Buildings | Standard | TRUE | 30750 | 121.1 | 254 | 17.5 | 0.95 | 5617 | 74.7 | 5 | 100000 | 42402 |  |  | No |  | 3.1 | 30750 | 121.1 | 260.5 | 17.5 | 0.95 | 5617 | 74.7
P9CVY27P | Lumecon LLC | Lumecon | LHB-90-AL-G-1-NW-X-[JP HC HC0]-[X 03]-[X 515P L515P L615P L715P]-[X OC1 OC2] | Indoor Luminaires | High-Bay | High-Bay Luminaires for Commercial and Industrial Buildings | Standard | TRUE | 9242 | 101.7 | 90.87 | 8.08 | 0.9486 | 4060 | 82.1 | 5 | 50000 | 42402 |  |  | Yes |  | 3.1 | 9242 | 101.7 | 90.87 | 8.08 | 0.9946 | 4060 | 82.09
P5F5WH4T | Lumecon LLC | Lumecon | LHB-90-AC-PC-1-NW-X-[JP HC HC0]-[X 03]-[X 515P L515P L615P L715P]-[X OC1 OC2] | Indoor Luminaires | High-Bay | High-Bay Luminaires for Commercial and Industrial Buildings | Premium | TRUE | 10080 | 111.47 | 90.42 | 8.25 | 0.9472 | 4064 | 83.13 | 5 | 50000 | 42402 |  |  | Yes |  | 3.1 | 10080 | 111.47 | 90.42 | 8.16 | 0.9953 | 4064 | 83.13
P5UNN1MK | Pros Light Co. Ltd | pros | PL-RL400-120N-H(2700K) | Indoor Retrofit Kit | High-Bay | Retrofit Kits for High-Bay Luminaires for Commercial and Industrial Buildings | Premium | TRUE | 54146 | 131.45 | 411.9 | 8.7 | 0.9268 | 2751 | 71.6 | 5 | 50000 | 42402 |  |  | No |  | 3.1 | 54146 | 131.45 | 411.9 | 8.7 | 0.9268 | 2700 | 71.6
PVMQG1ME | Voltech International Inc. | Technilight | TLHBRC150V2D | Indoor Luminaires | High-Bay | High-Bay Luminaires for Commercial and Industrial Buildings | Standard | TRUE | 14669 | 100.06 | 146.6 | 11.3 | 0.913 | 2758 | 84 | 5 | 50000 | 42402 |  |  | NotYetVerified |  | 3 | 14669 | 100.06 | 146.6 | 11.3 | 0.913 | 2700 | 84
PTHMACMV | Voltech International Inc. | Technilight | TLHBRC150V2P | Indoor Luminaires | High-Bay | High-Bay Luminaires for Commercial and Industrial Buildings | Premium | TRUE | 16230 | 111.01 | 146.2 | 11.38 | 0.9108 | 5250 | 85.1 | 5 | 50000 | 42402 |  |  | NotYetVerified |  | 3 | 16230 | 111.01 | 146.2 | 11.38 | 0.911 | 5000 | 85.1
PJ86MV9J | Lumecon LLC | Lumecon | LWS-HB-120-D2-1-NW-[All Mounting Methods]-X-[All Plugs]-[X OC1 OC3]-[510]?[XS] | Indoor Luminaires | High-Bay | High-Bay Luminaires for Commercial and Industrial Buildings | Premium | TRUE | 15930 | 136.51 | 116.69 | 11.04 | 0.8853 | 4177 | 84.82 | 5 | 50000 | 42402 |  |  | Yes |  | 3.1 | 15930 | 136.51 | 116.69 | 11.04 | 0.9967 | 4177 | 84.82
PBC7FBVH | Pros Light Co. Ltd | pros | PL-RL400-120N-H(5700K) | Indoor Retrofit Kit | High-Bay | Retrofit Kits for High-Bay Luminaires for Commercial and Industrial Buildings | Premium | FALSE | [9 empty] | 42402 |  |  | No |  | 3.1 | 56700 | 136 | 416.9 | 10.12 | 0.9233 | 5700 | 75.6
PK471GTK | Pros Light Co. Ltd | pros | PL-RL400-120N-H(5000K) | Indoor Retrofit Kit | High-Bay | Retrofit Kits for High-Bay Luminaires for Commercial and Industrial Buildings | Premium | FALSE | [9 empty] | 42402 |  |  | No |  | 3.1 | 56985 | 138.85 | 410.4 | 8.79 | 0.9261 | 5000 | 73.7
P9D9GJRG | Pros Light Co. Ltd | pros | PL-RL400-120N-H(4500K) | Indoor Retrofit Kit | High-Bay | Retrofit Kits for High-Bay Luminaires for Commercial and Industrial Buildings | Premium | FALSE | [9 empty] | 42402 |  |  | No |  | 3.1 | 56417 | 137.22 | 411.2 | 8.7 | 0.9268 | 4500 | 71.6
PGUCEC64 | Pros Light Co. Ltd | pros | PL-RL400-120N-H(4000K) | Indoor Retrofit Kit | High-Bay | Retrofit Kits for High-Bay Luminaires for Commercial and Industrial Buildings | Premium | FALSE | [9 empty] | 42402 |  |  | No |  | 3.1 | 55849 | 135.84 | 411.2 | 8.7 | 0.9268 | 4000 | 71.6
PT4KB3NC | Pros Light Co. Ltd | pros | PL-RL400-120N-H(3500K) | Indoor Retrofit Kit | High-Bay | Retrofit Kits for High-Bay Luminaires for Commercial and Industrial Buildings | Premium | FALSE | [9 empty] | 42402 |  |  | No |  | 3.1 | 55282 | 134.46 | 411.2 | 8.7 | 0.9268 | 3500 | 71.6
PE3BPYKM | Pros Light Co. Ltd | pros | PL-RL400-120N-H(3000K) | Indoor Retrofit Kit | High-Bay | Retrofit Kits for High-Bay Luminaires for Commercial and Industrial Buildings | Premium | FALSE | [9 empty] | 42402 |  |  | No |  | 3.1 | 54714 | 133.08 | 411.2 | 8.7 | 0.9268 | 3000 | 71.6
PESCNQ8F | Lumecon LLC | Lumecon | LHB-90-AL-X-1-NW-X-[JP HC HC0]-[X 03]-[X 515P L515P L615P L715P]-[X OC1 OC2] | Indoor Luminaires | High-Bay | High-Bay Luminaires for Commercial and Industrial Buildings | Standard | FALSE | [9 empty] | 42402 |  |  | Yes |  | 3.1 | 9787 | 107.7 | 90.87 | 8.08 | 0.9946 | 4060 | 82.09
PXGESCPF | Lumecon LLC | Lumecon | LHB-90-AL-PC-1-NW-X-[JP HC HC0]-[X 03]-[X 515P L515P L615P L715P]-[X OC1 OC2] | Indoor Luminaires | High-Bay | High-Bay Luminaires for Commercial and Industrial Buildings | Standard | FALSE | [9 empty] | 42402 |  |  | Yes |  | 3.1 | 9242 | 101.7 | 90.87 | 8.08 | 0.9946 | 4060 | 82.09
PFUSK9RS | Lumecon LLC | Lumecon | LHB-90-AL-PD-1-NW-X-[JP HC HC0]-[X 03]-[X 515P L515P L615P L715P]-[X OC1 OC2] | Indoor Luminaires | High-Bay | High-Bay Luminaires for Commercial and Industrial Buildings | Standard | FALSE | [9 empty] | 42402 |  |  | Yes |  | 3.1 | 9242 | 101.7 | 90.87 | 8.08 | 0.9946 | 4060 | 82.09
PZV2S6MC | Lumecon LLC | Lumecon | LHB-90-AC-G-1-NW-X-[JP HC HC0]-[X 03]-[X 515P L515P L615P L715P]-[X OC1 OC2] | Indoor Luminaires | High-Bay | High-Bay Luminaires for Commercial and Industrial Buildings | Premium | FALSE | [9 empty] | 42402 |  |  | Yes |  | 3.1 | 10140 | 111.62 | 90.84 | 8.18 | 0.9953 | 4056 | 82.79
P12SGM35 | Lumecon LLC | Lumecon | LHB-90-AC-X-1-NW-X-[JP HC HC0]-[X 03]-[X 515P L515P L615P L715P]-[X OC1 OC2] | Indoor Luminaires | High-Bay | High-Bay Luminaires for Commercial and Industrial Buildings | Premium | FALSE | [9 empty] | 42402 |  |  | Yes |  | 3.1 | 10760 | 117.17 | 91.03 | 8.22 | 0.9951 | 4055 | 82.95
P7G8551X | Lumecon LLC | Lumecon | LHB-90-AC-PD-1-NW-X-[JP HC HC0]-[X 03]-[X 515P L515P L615P L715P]-[X OC1 OC2] | Indoor Luminaires | High-Bay | High-Bay Luminaires for Commercial and Industrial Buildings | Premium | FALSE | [9 empty] | 42402 |  |  | Yes |  | 3.1 | 10050 | 111.5 | 90.13 | 8.25 | 0.9953 | 4038 | 83.09
PEGWFCEX | Voltech International Inc. | Technilight | TLHBRC150V2N | Indoor Luminaires | High-Bay | High-Bay Luminaires for Commercial and Industrial Buildings | Standard | FALSE | [9 empty] | 42402 | Dimmable | Continuous Above 10 | NotYetVerified |  | 3 | 14669 | 100.06 | 146.6 | 11.3 | 0.913 | 4000 | 84
P7BW83YS | Voltech International Inc. | Technilight | TLHBRC150V2W | Indoor Luminaires | High-Bay | High-Bay Luminaires for Commercial and Industrial Buildings | Standard | FALSE | [9 empty] | 42402 | Dimmable | Continuous Above 10 | NotYetVerified |  | 3 | 14669 | 100.06 | 146.6 | 11.3 | 0.913 | 3000 | 84
P91S1VE4 | Amerlight LLC | Amerlight | HB100 [120 Beam angle 5000K] | Indoor Luminaires | High-Bay | High-Bay Luminaires for Commercial and Industrial Buildings | Standard | TRUE | 9682.61 | 100.19 | 96.64 | 10.5 | 0.969 | 5046 | 81.6 | 5 | 50000 | 42401 |  |  | NotYetVerified |  | 3 | 9680 | 100.16 | 96.64 | 7 | 0.99 | 5000
PXM1S7AP | Enpac Industries Inc DBA VM5 Lighting Solutions | VM5 Lighting Solutions | MFP-24-3000K-100W | Indoor Luminaires | High-Bay | High-Bay Luminaires for Commercial and Industrial Buildings | Standard | TRUE | 10681 | 103.72 | 103 | 11.2 | 0.954 | 2938 | 94.4 | 5 | 50000 | 42401 |  |  | No |  | 3.1 | 10702.7 | 103.8 | 103.04 | 11.2 | 0.956 | 2938 | 94.4
PAT7XXQ5 | Enpac Industries Inc DBA VM5 Lighting Solutions | VM5 Lighting Solutions | MFP-24-3000K-150W | Indoor Luminaires | High-Bay | High-Bay Luminaires for Commercial and Industrial Buildings | Standard | TRUE | 15596 | 105.122 | 148.36 | 11.4 | 0.952 | 2938 | 94.4 | 5 | 50000 | 42401 |  |  | No |  | 3.1 | 15626.5 | 105.3 | 148.37 | 11.4 | 0.952 | 2938 | 94.4
PW7Q4ZVR | Enpac Industries Inc DBA VM5 Lighting Solutions | VM5 Lighting Solutions | MFP-24-3000K-55W | Indoor Luminaires | High-Bay | Low-Bay Luminaires for Commercial and Industrial Buildings | Standard | TRUE | 5725.4 | 103.4 | 55.35 | 11.4 | 0.948 | 2970 | 94.4 | 5 | 50000 | 42401 |  |  | No |  | 3.1 | 5766.3 | 104.1 | 55.37 | 11.4 | 0.948 | 2970 | 94.4
PQV7KKFZ | Enpac Industries Inc DBA VM5 Lighting Solutions | VM5 Lighting Solutions | MFP-24-3000K-70W | Indoor Luminaires | High-Bay | Low-Bay Luminaires for Commercial and Industrial Buildings | Standard | TRUE | 6914.57 | 104.01 | 66.48 | 12.5 | 0.945 | 2970 | 94.3 | 5 | 50000 | 42401 |  |  | No |  | 3.1 | 6914.5 | 104 | 66.48 | 12.3 | 0.945 | 2970 | 94.3
P6EBHJ5UH | ABOVE ALL LIGHTING INC. |  | RHB240501-80 | Indoor Luminaires | High-Bay | High-Bay Luminaires for Commercial and Industrial Buildings | Standard | TRUE | 24726 | 100.2 | 246.71 | 8.46 | 0.9424 | 4853 | 83.7 | 5 | 70000 | 42401 |  |  | No |  | 3.1 | 22300 | 88 | 240 | 20 | 0.9 | 5000 | 80
PXW8J314 | LED Wisconsin | LED Wisconsin | LEDWILH240W | Indoor Luminaires | High-Bay | High-Bay Luminaires for Commercial and Industrial Buildings | Standard | TRUE | 24643.27 | 101.559 | 242.65 | 7.68 | 0.9388 | 5228 | 83.1 | 5 | 63000 | 42401 |  |  | Yes |  | 3 | 24786 | 102 | 243 | 10 | 0.94 | 5000 | 83
PJXH9V3ZT | ABOVE ALL LIGHTING INC. |  | RHB120501-110 | Indoor Luminaires | High-Bay | High-Bay Luminaires for Commercial and Industrial Buildings | Standard | TRUE | 13379 | 112.3 | 119.13 | 12.08 | 0.938 | 4826 | 83.9 | 5 | 70000 | 42401 |  |  | No |  | 3.1 | 11800 | 88 | 120 | 20 | 0.9 | 5000 | 80
PQFS8QYW | Mobern Lighting Co | Mobern Lighting Company | MLHBLED100MV50C | Indoor Luminaires | High-Bay | High-Bay Luminaires for Commercial and Industrial Buildings | Standard | TRUE | 9767.571 | 99.143 | 98.52 | 15.82 | 0.9379 | 5122 | 75.8 | 5 | 50000 | 42401 |  |  | NotYetVerified |  | 3 | 9786 |  | 100 |  | 0.95 | 5000 | 75
PUH3ES4M9 | ABOVE ALL LIGHTING INC. |  | RHB200501-80 | Indoor Luminaires | High-Bay | High-Bay Luminaires for Commercial and Industrial Buildings | Standard | TRUE | 20067 | 105.2 | 190.73 | 10.99 | 0.9298 | 4833 | 83.5 | 5 | 70000 | 42401 |  |  | No |  | 3.1 | 18400 | 88 | 200 | 20 | 0.9 | 5000 | 80
PCZ1TJKK | Mobern Lighting Co | Mobern Lighting Company | MLHBLED150MV50C | Indoor Luminaires | High-Bay | High-Bay Luminaires for Commercial and Industrial Buildings | Standard | TRUE | 14215.282 | 94.567 | 150.32 | 8.85 | 0.928 | 4837 | 73.9 | 5 | 50000 | 42401 |  |  | NotYetVerified |  | 3 | 14413 |  | 150 |  | 0.95 | 5000 | 75
PN6XUJQBB | NANJING JISHAN LIGHTING TECHNOLOGY CO. LTD |  | JS(I)-(LIN-1204-300W)(4000K) | Indoor Luminaires | High-Bay | High-Bay Luminaires for Commercial and Industrial Buildings | Standard | TRUE | 38885.3 | 122.1 | 318.7 | 15.76 | 0.91 | 4150 | 85 | 5 | 50000 | 42401 |  |  | No |  | 3.1 | 36000 | 120 | 300 | 20 | 0.95 | 4000 | 83
PZHE6RKP | Mobern Lighting Co | Mobern Lighting Company | MLHBLED60MV50C | Indoor Luminaires | High-Bay | Low-Bay Luminaires for Commercial and Industrial Buildings | Standard | TRUE | 5304.266 | 82.198 | 64.53 | 24.87 | 0.8702 | 5296 | 84.8 | 5 | 50000 | 42401 |  |  | NotYetVerified |  | 3 | 5304.266 | 82.198 | 64.53 | 24.87 | 0.8702 | 5296 | 84.8
PKHJA9EC | Enpac Industries Inc DBA VM5 Lighting Solutions | VM5 Lighting Solutions | MFP-24-5700K-55W | Indoor Luminaires | High-Bay | Low-Bay Luminaires for Commercial and Industrial Buildings | Standard | FALSE | [9 empty] | 42401 |  |  | No |  | 3.1 | 6108.2 | 114 | 53.57 | 11.4 | 0.951 | 5886 | 94
PGRQYUZN | Enpac Industries Inc DBA VM5 Lighting Solutions | VM5 Lighting Solutions | MFP-24-5700K-70W | Indoor Luminaires | High-Bay | Low-Bay Luminaires for Commercial and Industrial Buildings | Standard | FALSE | [9 empty] | 42401 |  |  | No |  | 3.1 | 7833.2 | 112.5 | 69.61 | 12.5 | 0.946 | 5882 | 94.2
P8EAHSX5 | Enpac Industries Inc DBA VM5 Lighting Solutions | VM5 Lighting Solutions | MFP-24-5700K-100W | Indoor Luminaires | High-Bay | High-Bay Luminaires for Commercial and Industrial Buildings | Standard | FALSE | [9 empty] | 42401 |  |  | No |  | 3.1 | 11301.6 | 112.2 | 100.68 | 11.1 | 0.954 | 5844 | 93.6
PSP6DGA1 | Enpac Industries Inc DBA VM5 Lighting Solutions | VM5 Lighting Solutions | MFP-24-5700K-150W | Indoor Luminaires | High-Bay | High-Bay Luminaires for Commercial and Industrial Buildings | Standard | FALSE | [9 empty] | 42401 |  |  | No |  | 3.1 | 16821.7 | 113.5 | 148.14 | 11.3 | 0.952 | 5782 | 94.2
PA7VX72Q | Enpac Industries Inc DBA VM5 Lighting Solutions | VM5 Lighting Solutions | MFP-24-5000K-150W | Indoor Luminaires | High-Bay | High-Bay Luminaires for Commercial and Industrial Buildings | Standard | FALSE | [9 empty] | 42401 |  |  | No |  | 3.1 | 15626.5 | 105.3 | 148.37 | 11.4 | 0.952 | 5000 | 94.4
P85RYDRF | Enpac Industries Inc DBA VM5 Lighting Solutions | VM5 Lighting Solutions | MFP-24-5000K-55W | Indoor Luminaires | High-Bay | Low-Bay Luminaires for Commercial and Industrial Buildings | Standard | FALSE | [9 empty] | 42401 |  |  | No |  | 3.1 | 5766.3 | 104.1 | 55.37 | 11.4 | 0.948 | 5000 | 94.4
PZP52VGS | Enpac Industries Inc DBA VM5 Lighting Solutions | VM5 Lighting Solutions | MFP-24-5000K-100W | Indoor Luminaires | High-Bay | High-Bay Luminaires for Commercial and Industrial Buildings | Standard | FALSE | [9 empty] | 42401 |  |  | No |  | 3.1 | 10702.7 | 103.8 | 103.04 | 11.2 | 0.956 | 5000 | 94.4
P9AHSHHC | Enpac Industries Inc DBA VM5 Lighting Solutions | VM5 Lighting Solutions | MFP-24-5000K-70W | Indoor Luminaires | High-Bay | Low-Bay Luminaires for Commercial and Industrial Buildings | Standard | FALSE | [9 empty] | 42401 |  |  | No |  | 3.1 | 6914.5 | 104 | 66.48 | 12.3 | 0.945 | 5000 | 94.3
PEK6SFTA | Enpac Industries Inc DBA VM5 Lighting Solutions | VM5 Lighting Solutions | MFP-24-4500K-150W | Indoor Luminaires | High-Bay | High-Bay Luminaires for Commercial and Industrial Buildings | Standard | FALSE | [9 empty] | 42401 |  |  | No |  | 3.1 | 15626.5 | 105.3 | 148.37 | 11.4 | 0.952 | 4500 | 94.4
PRAMU1W5 | Enpac Industries Inc DBA VM5 Lighting Solutions | VM5 Lighting Solutions | MFP-24-4500K-55W | Indoor Luminaires | High-Bay | Low-Bay Luminaires for Commercial and Industrial Buildings | Standard | FALSE | [9 empty] | 42401 |  |  | No |  | 3.1 | 5766.3 | 104.1 | 55.37 | 11.4 | 0.948 | 4500 | 94.4
PMUMZ2ZQ | Enpac Industries Inc DBA VM5 Lighting Solutions | VM5 Lighting Solutions | MFP-24-4500K-100W | Indoor Luminaires | High-Bay | High-Bay Luminaires for Commercial and Industrial Buildings | Standard | FALSE | [9 empty] | 42401 |  |  | No |  | 3.1 | 10702.7 | 103.8 | 103.04 | 11.2 | 0.956 | 4500 | 94.4
P2HYDZUW | Enpac Industries Inc DBA VM5 Lighting Solutions | VM5 Lighting Solutions | MFP-24-4500K-70W | Indoor Luminaires | High-Bay | Low-Bay Luminaires for Commercial and Industrial Buildings | Standard | FALSE | [9 empty] | 42401 |  |  | No |  | 3.1 | 6914.5 | 104 | 66.48 | 12.3 | 0.945 | 4500 | 94.3
P7CK89V8 | Enpac Industries Inc DBA VM5 Lighting Solutions | VM5 Lighting Solutions | MFP-24-4000K-150W | Indoor Luminaires | High-Bay | High-Bay Luminaires for Commercial and Industrial Buildings | Standard | FALSE | [9 empty] | 42401 |  |  | No |  | 3.1 | 15626.5 | 105.3 | 148.37 | 11.4 | 0.952 | 4000 | 94.4
PMJGVWC5 | Enpac Industries Inc DBA VM5 Lighting Solutions | VM5 Lighting Solutions | MFP-24-4000K-55W | Indoor Luminaires | High-Bay | Low-Bay Luminaires for Commercial and Industrial Buildings | Standard | FALSE | [9 empty] | 42401 |  |  | No |  | 3.1 | 5766.3 | 104.1 | 55.37 | 11.4 | 0.948 | 4000 | 94.4
PHBER64G | Enpac Industries Inc DBA VM5 Lighting Solutions | VM5 Lighting Solutions | MFP-24-4000K-100W | Indoor Luminaires | High-Bay | High-Bay Luminaires for Commercial and Industrial Buildings | Standard | FALSE | [9 empty] | 42401 |  |  | No |  | 3.1 | 10702.7 | 103.8 | 103.04 | 11.2 | 0.956 | 4000 | 94.4
PCQKEH33 | Enpac Industries Inc DBA VM5 Lighting Solutions | VM5 Lighting Solutions | MFP-24-4000K-70W | Indoor Luminaires | High-Bay | Low-Bay Luminaires for Commercial and Industrial Buildings | Standard | FALSE | [9 empty] | 42401 |  |  | No |  | 3.1 | 6914.5 | 104 | 66.48 | 12.3 | 0.945 | 4000 | 94.3
PGHD8WTE | Enpac Industries Inc DBA VM5 Lighting Solutions | VM5 Lighting Solutions | MFP-24-3500K-150W | Indoor Luminaires | High-Bay | High-Bay Luminaires for Commercial and Industrial Buildings | Standard | FALSE | [9 empty] | 42401 |  |  | No |  | 3.1 | 15626.5 | 105.3 | 148.37 | 11.4 | 0.952 | 3500 | 94.4
P791UVWY | Enpac Industries Inc DBA VM5 Lighting Solutions | VM5 Lighting Solutions | MFP-24-3500K-55W | Indoor Luminaires | High-Bay | Low-Bay Luminaires for Commercial and Industrial Buildings | Standard | FALSE | [9 empty] | 42401 |  |  | No |  | 3.1 | 5766.3 | 104.1 | 55.37 | 11.4 | 0.948 | 3500 | 94.4
PE9B9UD6 | Enpac Industries Inc DBA VM5 Lighting Solutions | VM5 Lighting Solutions | MFP-24-3500K-100W | Indoor Luminaires | High-Bay | High-Bay Luminaires for Commercial and Industrial Buildings | Standard | FALSE | [9 empty] | 42401 |  |  | No |  | 3.1 | 10702.7 | 103.8 | 103.04 | 11.2 | 0.956 | 3500 | 94.4
P4RH429Z | Enpac Industries Inc DBA VM5 Lighting Solutions | VM5 Lighting Solutions | MFP-24-3500K-70W | Indoor Luminaires | High-Bay | Low-Bay Luminaires for Commercial and Industrial Buildings | Standard | FALSE | [9 empty] | 42401 |  |  | No |  | 3.1 | 6914.5 | 104 | 66.48 | 12.3 | 0.945 | 3500 | 94.3
PZQC364BZ | NANJING JISHAN LIGHTING TECHNOLOGY CO. LTD |  | JS(I)-(LIN-1204-300W)(5000K) | Indoor Luminaires | High-Bay | High-Bay Luminaires for Commercial and Industrial Buildings | Standard | FALSE | [9 empty] | 42401 |  |  | No |  | 3.1 | 36000 | 120 | 300 | 20 | 0.95 | 5000 | 83
PCY71M7Y | Amerlight LLC | Amerlight | HB250 [120 Beam angle 5000K] | Indoor Luminaires | High-Bay | High-Bay Luminaires for Commercial and Industrial Buildings | Standard | FALSE | [9 empty] | 42401 | Not Dimmable | Not Dimmable | NotYetVerified |  | 3 | 20480 | 104.91 | 195.21 | 7 | 0.99 | 5000
PHFD988C | Amerlight LLC | Amerlight | HB150 [120 Beam angle 5000K] | Indoor Luminaires | High-Bay | High-Bay Luminaires for Commercial and Industrial Buildings | Standard | FALSE | [9 empty] | 42401 | Not Dimmable | Not Dimmable | NotYetVerified |  | 3 | 15600 | 105.65 | 147.66 | 7 | 0.99 | 5000
PPD6W3HBY | ABOVE ALL LIGHTING INC. |  | RHB240501[ALL motion sensor or photo control]-80 | Indoor Luminaires | High-Bay | High-Bay Luminaires for Commercial and Industrial Buildings | Standard | FALSE | [9 empty] | 42401 | Dimmable | Continuous Below 10 | Yes |  | 3.1 | 22300 | 88 | 240 | 20 | 0.9 | 5000 | 80
P1QTMUDGQ | ABOVE ALL LIGHTING INC. |  | RHB200501[ALL motion sensor or photo control]-80 | Indoor Luminaires | High-Bay | High-Bay Luminaires for Commercial and Industrial Buildings | Standard | FALSE | [9 empty] | 42401 | Dimmable | Continuous Below 10 | Yes | Updated on 10/17/16 | 3.1 | 20067 | 105.2 | 190.73 | 20 | 0.9 | 5000 | 80
P5K6CBRES | ABOVE ALL LIGHTING INC. |  | RHB120501[ALL motion sensor or photo control]-110 | Indoor Luminaires | High-Bay | High-Bay Luminaires for Commercial and Industrial Buildings | Standard | FALSE | [9 empty] | 42401 | Dimmable | Continuous Below 10 | Yes | Updated on 10/17/16 | 3.1 | 13350 | 111 | 120 | 20 | 0.9 | 5000 | 80
P4Z8JJZN | Global Energy & Lighting | Blaze LED | GLEDHB 300W 30K 90 D | Indoor Luminaires | High-Bay | High-Bay Luminaires for Commercial and Industrial Buildings | Premium | TRUE | 38682 | 126.54 | 305.7 | 7.85 | 0.9475 | 3014 | 72.3 | 5 | 50000 | 42398 |  |  | No |  | 3.1 | 38682 | 126.54 | 305.7 | 7.85 | 0.9475 | 3000 | 72.1
P1F2YQ3P | Global Energy & Lighting | Blaze LED | GLEDHB 200W 30K 90 HV D | Indoor Luminaires | High-Bay | High-Bay Luminaires for Commercial and Industrial Buildings | Premium | TRUE | 23412 | 118.96 | 196.8 | 11.82 | 0.9468 | 3113 | 73.8 | 5 | 50000 | 42398 |  |  | No |  | 3.1 | 23412 | 118.96 | 196.8 | 11.82 | 0.9468 | 3000 | 73.8
PNTQAMNG | Global Energy & Lighting | Blaze LED | GLEDHB 200W 50K 90 HV D | Indoor Luminaires | High-Bay | High-Bay Luminaires for Commercial and Industrial Buildings | Premium | TRUE | 24670 | 126.45 | 195.1 | 13.51 | 0.9394 | 5179 | 74.9 | 5 | 50000 | 42398 |  |  | No |  | 3.1 | 24670 | 126.45 | 195.1 | 13.51 | 0.9394 | 5000 | 74.9
PK3996KSW | NANJING JISHAN LIGHTING TECHNOLOGY CO. LTD |  | JS(I)-(BGK360W-A)(4000K) | Indoor Luminaires | High-Bay | High-Bay Luminaires for Commercial and Industrial Buildings | Standard | TRUE | 44987.4 | 115.7 | 388.69 | 13.7 | 0.932 | 4067 | 83.2 | 5 | 50000 | 42398 |  |  | No |  | 3.1 | 42480 | 118 | 360 | 20 | 0.95 | 4000 | 83
PZ6D81SH | Global Energy & Lighting | Blaze LED | GLEDHB 70W 30K 90 D | Indoor Luminaires | High-Bay | Low-Bay Luminaires for Commercial and Industrial Buildings | Premium | TRUE | 7775.4 | 108.27 | 71.81 | 13.76 | 0.9122 | 3068 | 72.7 | 5 | 50000 | 42398 |  |  | No |  | 3.1 | 7880.6 | 108.79 | 72.44 | 13.76 | 0.9122 | 3000 | 72.7
P7YV6C5K2 | NANJING JISHAN LIGHTING TECHNOLOGY CO. LTD |  | JS(I)-(BGK200W-A)(4000K) | Indoor Luminaires | High-Bay | High-Bay Luminaires for Commercial and Industrial Buildings | Standard | TRUE | 17211.8 | 106.8 | 161.12 | 15.94 | 0.909 | 4008 | 82.8 | 5 | 50000 | 42398 |  |  | No |  | 3.1 | 17700 | 118 | 150 | 20 | 0.95 | 4000 | 83
P63GKSXD | Global Energy & Lighting | Blaze LED | GLEDHB 50W 50K 90 D | Indoor Luminaires | High-Bay | Low-Bay Luminaires for Commercial and Industrial Buildings | Premium | TRUE | 5981 | 114.21 | 52.37 | 13.66 | 0.9088 | 5213 | 75.6 | 5 | 50000 | 42398 |  |  | No |  | 3.1 | 6024 | 114.72 | 52.51 | 13.53 | 0.907 | 5000 | 75.6
P4V3MK3X | Global Energy & Lighting | Blaze LED | GLEDHB 50W 30K 90 D | Indoor Luminaires | High-Bay | Low-Bay Luminaires for Commercial and Industrial Buildings | Premium | TRUE | 5678.7 | 109.12 | 52.04 | 13.6 | 0.9069 | 3000 | 73.9 | 5 | 50000 | 42398 |  |  | No |  | 3.1 | 5695.3 | 109.97 | 51.79 | 13.6 | 0.9069 | 3000 | 73.9
PJFXAPJA | Global Energy & Lighting | Blaze LED | GLEDHB 90W 30K 90 D | Indoor Luminaires | High-Bay | High-Bay Luminaires for Commercial and Industrial Buildings | Premium | TRUE | 9962.6 | 106.99 | 93.12 | 13.71 | 0.9043 | 3031 | 72.9 | 5 | 50000 | 42398 |  |  | No |  | 3.1 | 9962.6 | 106.99 | 93.12 | 13.71 | 0.9043 | 3000 | 72.9
PZHZDGK2Q | NANJING JISHAN LIGHTING TECHNOLOGY CO. LTD |  | JS(I)-(BGK360W-A)(5000K) | Indoor Luminaires | High-Bay | High-Bay Luminaires for Commercial and Industrial Buildings | Standard | FALSE | [9 empty] | 42398 |  |  | No |  | 3.1 | 43200 | 120 | 360 | 20 | 0.95 | 5000 | 83
PA9ZJ7FGQ | NANJING JISHAN LIGHTING TECHNOLOGY CO. LTD |  | JS(I)-(BGK200W-A)(5000K) | Indoor Luminaires | High-Bay | High-Bay Luminaires for Commercial and Industrial Buildings | Standard | FALSE | [9 empty] | 42398 |  |  | No |  | 3.1 | 18000 | 120 | 150 | 20 | 0.95 | 5000 | 83
PV55C12P | Global Energy & Lighting | Blaze LED | GLEDHB 50W 50K 90 | Indoor Luminaires | High-Bay | Low-Bay Luminaires for Commercial and Industrial Buildings | Premium | FALSE | [9 empty] | 42398 | Not Dimmable | Not Dimmable | No |  | 3.1 | 6024 | 114.72 | 52.51 | 13.53 | 0.907 | 5000 | 75.6
PG4CXFQG | Global Energy & Lighting | Blaze LED | GLEDHB 90W 50K 90 | Indoor Luminaires | High-Bay | High-Bay Luminaires for Commercial and Industrial Buildings | Premium | FALSE | [9 empty] | 42398 | Not Dimmable | Not Dimmable | No |  | 3.1 | 10387 | 109.66 | 94.72 | 13.38 | 0.9164 | 5000 | 74.9
PWMGCTH6 | Global Energy & Lighting | Blaze LED | GLEDHB 240W 50K 90 | Indoor Luminaires | High-Bay | High-Bay Luminaires for Commercial and Industrial Buildings | Premium | FALSE | [9 empty] | 42398 | Not Dimmable | Not Dimmable | No |  | 3.1 | 33801 | 135.86 | 248.8 | 18.62 | 0.9406 | 5000 | 74
PK5Y2D1A | Global Energy & Lighting | Blaze LED | GLEDHB 240W 50K 60 | Indoor Luminaires | High-Bay | High-Bay Luminaires for Commercial and Industrial Buildings | Premium | FALSE | [9 empty] | 42398 | Not Dimmable | Not Dimmable | No |  | 3.1 | 36050 | 146.01 | 246.9 | 18.34 | 0.9256 | 5000 | 74
P5DU6X1G | Global Energy & Lighting | Blaze LED | GLEDHB 240W 50K 120 | Indoor Luminaires | High-Bay | High-Bay Luminaires for Commercial and Industrial Buildings | Premium | FALSE | [9 empty] | 42398 | Not Dimmable | Not Dimmable | No |  | 3.1 | 34762 | 141.2 | 246.2 | 18.27 | 0.9093 | 5000 | 74
P3BSUC5P | Global Energy & Lighting | Blaze LED | GLEDHB 300W 50K 60 | Indoor Luminaires | High-Bay | High-Bay Luminaires for Commercial and Industrial Buildings | Premium | FALSE | [9 empty] | 42398 | Not Dimmable | Not Dimmable | No |  | 3.1 | 44513 | 144.85 | 307.3 | 7.99 | 0.9594 | 5000 | 74
P9Z8DCUB | Global Energy & Lighting | Blaze LED | GLEDHB 300W 50K 120 | Indoor Luminaires | High-Bay | High-Bay Luminaires for Commercial and Industrial Buildings | Premium | FALSE | [9 empty] | 42398 | Not Dimmable | Not Dimmable | No |  | 3.1 | 42695 | 139.03 | 307.1 | 7.99 | 0.9594 | 5000 | 74
PY4KSTQJ | Global Energy & Lighting | Blaze LED | GLEDHB 300W 50K 90 | Indoor Luminaires | High-Bay | High-Bay Luminaires for Commercial and Industrial Buildings | Premium | FALSE | [9 empty] | 42398 | Not Dimmable | Not Dimmable | No |  | 3.1 | 40108 | 130.86 | 306.5 | 7.99 | 0.9594 | 5000 | 74
PD2CD6XV | Global Energy & Lighting | Blaze LED | GLEDHB 70W 50K 120 | Indoor Luminaires | High-Bay | Low-Bay Luminaires for Commercial and Industrial Buildings | Premium | FALSE | [9 empty] | 42398 | Not Dimmable | Not Dimmable | No |  | 3.1 | 9205 | 127.99 | 72.44 | 13.76 | 0.9122 | 5000 | 72.7
PERCQV95 | Global Energy & Lighting | Blaze LED | GLEDHB 70W 50K 90 | Indoor Luminaires | High-Bay | Low-Bay Luminaires for Commercial and Industrial Buildings | Premium | FALSE | [9 empty] | 42398 | Not Dimmable | Not Dimmable | No |  | 3.1 | 8220 | 113.47 | 72.44 | 13.76 | 0.9122 | 5000 | 72.7
P4ZNJSVU | Global Energy & Lighting | Blaze LED | GLEDHB 50W 50K 120 | Indoor Luminaires | High-Bay | Low-Bay Luminaires for Commercial and Industrial Buildings | Premium | FALSE | [9 empty] | 42398 | Not Dimmable | Not Dimmable | No |  | 3.1 | 6706 | 129.33 | 51.85 | 13.66 | 0.9088 | 5000 | 72.1
PD5NB29E | Global Energy & Lighting | Blaze LED | GLEDHB 90W 50K 120 | Indoor Luminaires | High-Bay | High-Bay Luminaires for Commercial and Industrial Buildings | Premium | FALSE | [9 empty] | 42398 | Not Dimmable | Not Dimmable | No |  | 3.1 | 11440 | 121.7 | 94 | 12.85 | 0.9059 | 5000 | 72.1
P3Z5P881 | Global Energy & Lighting | Blaze LED | GLEDHB 90W 50K 90 D | Indoor Luminaires | High-Bay | High-Bay Luminaires for Commercial and Industrial Buildings | Premium | FALSE | [9 empty] | 42398 | Dimmable | Continuous Above 10 | No |  | 3.1 | 10387 | 109.66 | 94.72 | 13.38 | 0.9164 | 5000 | 74.9
PHAUGY6Q | Global Energy & Lighting | Blaze LED | GLEDHB 240W 50K 90 D | Indoor Luminaires | High-Bay | High-Bay Luminaires for Commercial and Industrial Buildings | Premium | FALSE | [9 empty] | 42398 | Dimmable | Continuous Above 10 | No |  | 3.1 | 33801 | 135.86 | 248.8 | 18.62 | 0.9406 | 5000 | 74
P754ZGC8 | Global Energy & Lighting | Blaze LED | GLEDHB 300W 50K 60 HV D | Indoor Luminaires | High-Bay | High-Bay Luminaires for Commercial and Industrial Buildings | Premium | FALSE | [9 empty] | 42398 | Dimmable | Continuous Above 10 | No |  | 3.1 | 41880 | 140.16 | 298.8 | 18.34 | 0.9219 | 5000 | 74
PCFNNMZ1 | Global Energy & Lighting | Blaze LED | GLEDHB 240W 50K 60 D | Indoor Luminaires | High-Bay | High-Bay Luminaires for Commercial and Industrial Buildings | Premium | FALSE | [9 empty] | 42398 | Dimmable | Continuous Above 10 | No |  | 3.1 | 36050 | 146.01 | 246.9 | 18.34 | 0.9256 | 5000 | 74
P1JBN99K | Global Energy & Lighting | Blaze LED | GLEDHB 300W 50K 120 HV D | Indoor Luminaires | High-Bay | High-Bay Luminaires for Commercial and Industrial Buildings | Premium | FALSE | [9 empty] | 42398 | Dimmable | Continuous Above 10 | No |  | 3.1 | 41454 | 138.88 | 298.5 | 18.27 | 0.9219 | 5000 | 74
P6MUQ5PD | Global Energy & Lighting | Blaze LED | GLEDHB 240W 50K 120 D | Indoor Luminaires | High-Bay | High-Bay Luminaires for Commercial and Industrial Buildings | Premium | FALSE | [9 empty] | 42398 | Dimmable | Continuous Above 10 | No |  | 3.1 | 34762 | 141.2 | 246.2 | 18.27 | 0.9093 | 5000 | 74
P35PX483 | Global Energy & Lighting | Blaze LED | GLEDHB 300W 50K 90 HV D | Indoor Luminaires | High-Bay | High-Bay Luminaires for Commercial and Industrial Buildings | Premium | FALSE | [9 empty] | 42398 | Dimmable | Continuous Above 10 | No |  | 3.1 | 38725 | 128.78 | 300.7 | 10.72 | 0.9219 | 5000 | 74
P7683A6J | Global Energy & Lighting | Blaze LED | GLEDHB 300W 50K 60 D | Indoor Luminaires | High-Bay | High-Bay Luminaires for Commercial and Industrial Buildings | Premium | FALSE | [9 empty] | 42398 | Dimmable | Continuous Above 10 | No |  | 3.1 | 44513 | 144.85 | 307.3 | 7.99 | 0.9594 | 5000 | 74
P8RYH6HR | Global Energy & Lighting | Blaze LED | GLEDHB 300W 50K 120 D | Indoor Luminaires | High-Bay | High-Bay Luminaires for Commercial and Industrial Buildings | Premium | FALSE | [9 empty] | 42398 | Dimmable | Continuous Above 10 | No |  | 3.1 | 42695 | 139.03 | 307.1 | 7.99 | 0.9594 | 5000 | 74
PZVA99XC | Global Energy & Lighting | Blaze LED | GLEDHB 300W 50K 90 D | Indoor Luminaires | High-Bay | High-Bay Luminaires for Commercial and Industrial Buildings | Premium | FALSE | [9 empty] | 42398 | Dimmable | Continuous Above 10 | No |  | 3.1 | 40108 | 130.86 | 306.5 | 7.99 | 0.9594 | 5000 | 74
P1FF4KDJ | Global Energy & Lighting | Blaze LED | GLEDHB 200W 50K 50 HV D | Indoor Luminaires | High-Bay | High-Bay Luminaires for Commercial and Industrial Buildings | Premium | FALSE | [9 empty] | 42398 | Dimmable | Continuous Above 10 | No |  | 3.1 | 25557 | 128.3 | 199.2 | 11.37 | 0.9493 | 5000 | 73.4
P97MM44P | Global Energy & Lighting | Blaze LED | GLEDHB 240W 50K 60 HV D | Indoor Luminaires | High-Bay | High-Bay Luminaires for Commercial and Industrial Buildings | Premium | FALSE | [9 empty] | 42398 | Dimmable | Continuous Above 10 | No |  | 3.1 | 33636 | 141.87 | 237.1 | 12.04 | 0.9567 | 5000 | 73.1
P8U5TWD9 | Global Energy & Lighting | Blaze LED | GLEDHB 70W 50K 120 D | Indoor Luminaires | High-Bay | Low-Bay Luminaires for Commercial and Industrial Buildings | Premium | FALSE | [9 empty] | 42398 | Dimmable | Continuous Above 10 | No |  | 3.1 | 9205 | 127.99 | 72.44 | 13.76 | 0.9122 | 5000 | 72.7
PUPWB3ZK | Global Energy & Lighting | Blaze LED | GLEDHB 70W 50K 90 D | Indoor Luminaires | High-Bay | Low-Bay Luminaires for Commercial and Industrial Buildings | Premium | FALSE | [9 empty] | 42398 | Dimmable | Continuous Above 10 | No |  | 3.1 | 8220 | 113.47 | 72.44 | 13.76 | 0.9122 | 5000 | 72.7
PJQNV8AG | Global Energy & Lighting | Blaze LED | GLEDHB 240W 50K 90 HV D | Indoor Luminaires | High-Bay | High-Bay Luminaires for Commercial and Industrial Buildings | Premium | FALSE | [9 empty] | 42398 | Dimmable | Continuous Above 10 | No |  | 3.1 | 30914 | 132.11 | 234 | 12.37 | 0.9511 | 5000 | 72.6
P7C4F94E | Global Energy & Lighting | Blaze LED | GLEDHB 240W 50K 120 HV D | Indoor Luminaires | High-Bay | High-Bay Luminaires for Commercial and Industrial Buildings | Premium | FALSE | [9 empty] | 42398 | Dimmable | Continuous Above 10 | No |  | 3.1 | 31707 | 135.16 | 234.6 | 12.09 | 0.9564 | 5000 | 72.6
PUZX8F47 | Global Energy & Lighting | Blaze LED | GLEDHB 200W 50K 120 HV D | Indoor Luminaires | High-Bay | High-Bay Luminaires for Commercial and Industrial Buildings | Premium | FALSE | [9 empty] | 42398 | Dimmable | Continuous Above 10 | No |  | 3.1 | 25318 | 127.87 | 198 | 11.73 | 0.9475 | 5000 | 72.2
P4FJENZM | Global Energy & Lighting | Blaze LED | GLEDHB 50W 50K 120 D | Indoor Luminaires | High-Bay | Low-Bay Luminaires for Commercial and Industrial Buildings | Premium | FALSE | [9 empty] | 42398 | Dimmable | Continuous Above 10 | No |  | 3.1 | 6706 | 129.33 | 51.85 | 13.66 | 0.9088 | 5000 | 72.1
PAK2NQ7J | Global Energy & Lighting | Blaze LED | GLEDHB 90W 50K 120 D | Indoor Luminaires | High-Bay | High-Bay Luminaires for Commercial and Industrial Buildings | Premium | FALSE | [9 empty] | 42398 | Dimmable | Continuous Above 10 | No |  | 3.1 | 11440 | 121.7 | 94 | 12.85 | 0.9059 | 5000 | 72.1
PUUT6CEM | Global Energy & Lighting | Blaze LED | GLEDHB 50W 40K 90 | Indoor Luminaires | High-Bay | Low-Bay Luminaires for Commercial and Industrial Buildings | Premium | FALSE | [9 empty] | 42398 | Not Dimmable | Not Dimmable | No |  | 3.1 | 5695.3 | 109.97 | 51.79 | 13.6 | 0.9069 | 4000 | 73.9
P71MTRNX | Global Energy & Lighting | Blaze LED | GLEDHB 240W 40K 60 | Indoor Luminaires | High-Bay | High-Bay Luminaires for Commercial and Industrial Buildings | Premium | FALSE | [9 empty] | 42398 | Not Dimmable | Not Dimmable | No |  | 3.1 | 35094 | 142.14 | 246.9 | 18.34 | 0.9256 | 4000 | 72.9
PUCR6BTN | Global Energy & Lighting | Blaze LED | GLEDHB 90W 40K 90 | Indoor Luminaires | High-Bay | High-Bay Luminaires for Commercial and Industrial Buildings | Premium | FALSE | [9 empty] | 42398 | Not Dimmable | Not Dimmable | No |  | 3.1 | 9962.6 | 106.99 | 93.12 | 13.71 | 0.9043 | 4000 | 72.9
PFSVBGBG | Global Energy & Lighting | Blaze LED | GLEDHB 300W 40K 60 | Indoor Luminaires | High-Bay | High-Bay Luminaires for Commercial and Industrial Buildings | Premium | FALSE | [9 empty] | 42398 | Not Dimmable | Not Dimmable | No |  | 3.1 | 43719 | 142.27 | 307.3 | 7.85 | 0.948 | 4000 | 72.9
PWEMERTQ | Global Energy & Lighting | Blaze LED | GLEDHB 70W 40K 120 | Indoor Luminaires | High-Bay | Low-Bay Luminaires for Commercial and Industrial Buildings | Premium | FALSE | [9 empty] | 42398 | Not Dimmable | Not Dimmable | No |  | 3.1 | 8889 | 122.72 | 72.44 | 13.76 | 0.9122 | 4000 | 72.7
P4M22N4T | Global Energy & Lighting | Blaze LED | GLEDHB 70W 40K 90 | Indoor Luminaires | High-Bay | Low-Bay Luminaires for Commercial and Industrial Buildings | Premium | FALSE | [9 empty] | 42398 | Not Dimmable | Not Dimmable | No |  | 3.1 | 7880.6 | 108.79 | 72.44 | 13.76 | 0.9122 | 4000 | 72.7
PYTV4AA7 | Global Energy & Lighting | Blaze LED | GLEDHB 240W 40K 120 | Indoor Luminaires | High-Bay | High-Bay Luminaires for Commercial and Industrial Buildings | Premium | FALSE | [9 empty] | 42398 | Not Dimmable | Not Dimmable | No |  | 3.1 | 33841 | 137.45 | 246.2 | 18.27 | 0.9247 | 4000 | 72.3
P1ZTSG4Y | Global Energy & Lighting | Blaze LED | GLEDHB 300W 40K 120 | Indoor Luminaires | High-Bay | High-Bay Luminaires for Commercial and Industrial Buildings | Premium | FALSE | [9 empty] | 42398 | Not Dimmable | Not Dimmable | No |  | 3.1 | 41934 | 136.55 | 307.1 | 7.85 | 0.9482 | 4000 | 72.3
PB7EJKA8 | Global Energy & Lighting | Blaze LED | GLEDHB 240W 40K 90 | Indoor Luminaires | High-Bay | High-Bay Luminaires for Commercial and Industrial Buildings | Premium | FALSE | [9 empty] | 42398 | Not Dimmable | Not Dimmable | No |  | 3.1 | 32904 | 132.95 | 247.5 | 17.93 | 0.9268 | 4000 | 72.1
PSBZMAZ5 | Global Energy & Lighting | Blaze LED | GLEDHB 50W 40K 120 | Indoor Luminaires | High-Bay | Low-Bay Luminaires for Commercial and Industrial Buildings | Premium | FALSE | [9 empty] | 42398 | Not Dimmable | Not Dimmable | No |  | 3.1 | 6429.5 | 124 | 51.85 | 13.66 | 0.9088 | 4000 | 72.1
P5VHD3P9 | Global Energy & Lighting | Blaze LED | GLEDHB 90W 40K 120 | Indoor Luminaires | High-Bay | High-Bay Luminaires for Commercial and Industrial Buildings | Premium | FALSE | [9 empty] | 42398 | Not Dimmable | Not Dimmable | No |  | 3.1 | 10968 | 116.68 | 94 | 12.85 | 0.9059 | 4000 | 72.1
P1JZBYMG | Global Energy & Lighting | Blaze LED | GLEDHB 300W 40K 90 | Indoor Luminaires | High-Bay | High-Bay Luminaires for Commercial and Industrial Buildings | Premium | FALSE | [9 empty] | 42398 | Not Dimmable | Not Dimmable | No |  | 3.1 | 39395 | 128.87 | 305.7 | 7.85 | 0.9475 | 4000 | 72.1
PBVRVYSX | Global Energy & Lighting | Blaze LED | GLEDHB 50W 40K 90 D | Indoor Luminaires | High-Bay | Low-Bay Luminaires for Commercial and Industrial Buildings | Premium | FALSE | [9 empty] | 42398 | Dimmable | Continuous Above 10 | No |  | 3.1 | 5695.3 | 109.97 | 51.79 | 13.6 | 0.9069 | 4000 | 73.9
PXK3AESJ | Global Energy & Lighting | Blaze LED | GLEDHB 200W 40K 90 HV D | Indoor Luminaires | High-Bay | High-Bay Luminaires for Commercial and Industrial Buildings | Premium | FALSE | [9 empty] | 42398 | Dimmable | Continuous Above 10 | No |  | 3.1 | 24041 | 122.16 | 196.8 | 11.82 | 0.9468 | 4000 | 73.8
P52RZ65U | Global Energy & Lighting | Blaze LED | GLEDHB 200W 40K 50 HV D | Indoor Luminaires | High-Bay | High-Bay Luminaires for Commercial and Industrial Buildings | Premium | FALSE | [9 empty] | 42398 | Dimmable | Continuous Above 10 | No |  | 3.1 | 24903 | 125.01 | 199.2 | 11.37 | 0.9493 | 4000 | 73.4
PVFB9YNT | Global Energy & Lighting | Blaze LED | GLEDHB 240W 40K 60 HV D | Indoor Luminaires | High-Bay | High-Bay Luminaires for Commercial and Industrial Buildings | Premium | FALSE | [9 empty] | 42398 | Dimmable | Continuous Above 10 | No |  | 3.1 | 32775 | 138.23 | 237.1 | 12.04 | 0.9567 | 4000 | 73.1
P9KYCVK4 | Global Energy & Lighting | Blaze LED | GLEDHB 240W 40K 60 D | Indoor Luminaires | High-Bay | High-Bay Luminaires for Commercial and Industrial Buildings | Premium | FALSE | [9 empty] | 42398 | Dimmable | Continuous Above 10 | No |  | 3.1 | 35094 | 142.14 | 246.9 | 18.34 | 0.9256 | 4000 | 72.9
PQHJ2DMF | Global Energy & Lighting | Blaze LED | GLEDHB 90W 40K 90 D | Indoor Luminaires | High-Bay | High-Bay Luminaires for Commercial and Industrial Buildings | Premium | FALSE | [9 empty] | 42398 | Dimmable | Continuous Above 10 | No |  | 3.1 | 9962.6 | 106.99 | 93.12 | 13.71 | 0.9043 | 4000 | 72.9
PRSK9MD1 | Global Energy & Lighting | Blaze LED | GLEDHB 300W 40K 60 D | Indoor Luminaires | High-Bay | High-Bay Luminaires for Commercial and Industrial Buildings | Premium | FALSE | [9 empty] | 42398 | Dimmable | Continuous Above 10 | No |  | 3.1 | 43719 | 142.27 | 307.3 | 7.85 | 0.948 | 4000 | 72.9
P7WZTBNM | Global Energy & Lighting | Blaze LED | GLEDHB 70W 40K 120 D | Indoor Luminaires | High-Bay | Low-Bay Luminaires for Commercial and Industrial Buildings | Premium | FALSE | [9 empty] | 42398 | Dimmable | Continuous Above 10 | No |  | 3.1 | 8889 | 122.72 | 72.44 | 13.76 | 0.9122 | 4000 | 72.7
PMB72X2K | Global Energy & Lighting | Blaze LED | GLEDHB 70W 40K 90 D | Indoor Luminaires | High-Bay | Low-Bay Luminaires for Commercial and Industrial Buildings | Premium | FALSE | [9 empty] | 42398 | Dimmable | Continuous Above 10 | No |  | 3.1 | 7880.6 | 108.79 | 72.44 | 13.76 | 0.9122 | 4000 | 72.7
PNV6KFPN | Global Energy & Lighting | Blaze LED | GLEDHB 240W 40K 90 HV D | Indoor Luminaires | High-Bay | High-Bay Luminaires for Commercial and Industrial Buildings | Premium | FALSE | [9 empty] | 42398 | Dimmable | Continuous Above 10 | No |  | 3.1 | 30122 | 128.73 | 234 | 12.37 | 0.9511 | 4000 | 72.6
PE5X894N | Global Energy & Lighting | Blaze LED | GLEDHB 240W 40K 120 HV D | Indoor Luminaires | High-Bay | High-Bay Luminaires for Commercial and Industrial Buildings | Premium | FALSE | [9 empty] | 42398 | Dimmable | Continuous Above 10 | No |  | 3.1 | 30895 | 131.69 | 234.6 | 12.09 | 0.9564 | 4000 | 72.6
P92YNTAX | Global Energy & Lighting | Blaze LED | GLEDHB 240W 40K 120 D | Indoor Luminaires | High-Bay | High-Bay Luminaires for Commercial and Industrial Buildings | Premium | FALSE | [9 empty] | 42398 | Dimmable | Continuous Above 10 | No |  | 3.1 | 33841 | 137.45 | 246.2 | 18.27 | 0.9247 | 4000 | 72.3
PDV2CTPY | Global Energy & Lighting | Blaze LED | GLEDHB 300W 40K 120 D | Indoor Luminaires | High-Bay | High-Bay Luminaires for Commercial and Industrial Buildings | Premium | FALSE | [9 empty] | 42398 | Dimmable | Continuous Above 10 | No |  | 3.1 | 41934 | 136.55 | 307.1 | 7.85 | 0.9482 | 4000 | 72.3
PURE61XB | Global Energy & Lighting | Blaze LED | GLEDHB 200W 40K 120 HV D | Indoor Luminaires | High-Bay | High-Bay Luminaires for Commercial and Industrial Buildings | Premium | FALSE | [9 empty] | 42398 | Dimmable | Continuous Above 10 | No |  | 3.1 | 24670 | 124.59 | 198 | 11.73 | 0.9475 | 4000 | 72.2
PUAN23RH | Global Energy & Lighting | Blaze LED | GLEDHB 240W 40K 90 D | Indoor Luminaires | High-Bay | High-Bay Luminaires for Commercial and Industrial Buildings | Premium | FALSE | [9 empty] | 42398 | Dimmable | Continuous Above 10 | No |  | 3.1 | 32904 | 132.95 | 247.5 | 17.93 | 0.9268 | 4000 | 72.1
PSQAK31F | Global Energy & Lighting | Blaze LED | GLEDHB 50W 40K 120 D | Indoor Luminaires | High-Bay | Low-Bay Luminaires for Commercial and Industrial Buildings | Premium | FALSE | [9 empty] | 42398 | Dimmable | Continuous Above 10 | No |  | 3.1 | 6429.5 | 124 | 51.85 | 13.66 | 0.9088 | 4000 | 72.1
PSTX5EYN | Global Energy & Lighting | Blaze LED | GLEDHB 90W 40K 120 D | Indoor Luminaires | High-Bay | High-Bay Luminaires for Commercial and Industrial Buildings | Premium | FALSE | [9 empty] | 42398 | Dimmable | Continuous Above 10 | No |  | 3.1 | 10968 | 116.68 | 94 | 12.85 | 0.9059 | 4000 | 72.1
PDGU6NTK | Global Energy & Lighting | Blaze LED | GLEDHB 300W 40K 90 D | Indoor Luminaires | High-Bay | High-Bay Luminaires for Commercial and Industrial Buildings | Premium | FALSE | [9 empty] | 42398 | Dimmable | Continuous Above 10 | No |  | 3.1 | 39395 | 128.87 | 305.7 | 7.85 | 0.9475 | 4000 | 72.1
PV2MHDYB | Global Energy & Lighting | Blaze LED | GLEDHB 300W 40K 60 HV D | Indoor Luminaires | High-Bay | High-Bay Luminaires for Commercial and Industrial Buildings | Premium | FALSE | [9 empty] | 42398 | Dimmable | Continuous Above 10 | No |  | 3.1 | 41270 | 138.12 | 298.8 | 18.34 | 0.9318 | 4000 | 72
PYK4D7TS | Global Energy & Lighting | Blaze LED | GLEDHB 300W 40K 120 HV D | Indoor Luminaires | High-Bay | High-Bay Luminaires for Commercial and Industrial Buildings | Premium | FALSE | [9 empty] | 42398 | Dimmable | Continuous Above 10 | No |  | 3.1 | 40851 | 136.85 | 298.5 | 18.27 | 0.9318 | 4000 | 72
PDG64MRD | Global Energy & Lighting | Blaze LED | GLEDHB 300W 40K 90 HV D | Indoor Luminaires | High-Bay | High-Bay Luminaires for Commercial and Industrial Buildings | Premium | FALSE | [9 empty] | 42398 | Dimmable | Continuous Above 10 | No |  | 3.1 | 38161 | 127.8 | 298.6 | 10.62 | 0.9318 | 4000 | 72
PU22PVBB | Global Energy & Lighting | Blaze LED | GLEDHB 50W 30K 90 | Indoor Luminaires | High-Bay | Low-Bay Luminaires for Commercial and Industrial Buildings | Premium | FALSE | [9 empty] | 42398 | Not Dimmable | Not Dimmable | No |  | 3.1 | 5695.3 | 109.97 | 51.79 | 13.6 | 0.9069 | 3000 | 73.9
PS9MPBZB | Global Energy & Lighting | Blaze LED | GLEDHB 240W 30K 60 | Indoor Luminaires | High-Bay | High-Bay Luminaires for Commercial and Industrial Buildings | Premium | FALSE | [9 empty] | 42398 | Not Dimmable | Not Dimmable | No |  | 3.1 | 34138 | 138.27 | 246.9 | 18.34 | 0.9256 | 3000 | 72.9
P1ZZ3QE6 | Global Energy & Lighting | Blaze LED | GLEDHB 90W 30K 90 | Indoor Luminaires | High-Bay | High-Bay Luminaires for Commercial and Industrial Buildings | Premium | FALSE | [9 empty] | 42398 | Not Dimmable | Not Dimmable | No |  | 3.1 | 9962.6 | 106.99 | 93.12 | 13.71 | 0.9043 | 3000 | 72.9
PR22HET1 | Global Energy & Lighting | Blaze LED | GLEDHB 300W 30K 60 | Indoor Luminaires | High-Bay | High-Bay Luminaires for Commercial and Industrial Buildings | Premium | FALSE | [9 empty] | 42398 | Not Dimmable | Not Dimmable | No |  | 3.1 | 42925 | 139.68 | 307.3 | 7.85 | 0.948 | 3000 | 72.9
PT8YQH7U | Global Energy & Lighting | Blaze LED | GLEDHB 70W 30K 120 | Indoor Luminaires | High-Bay | Low-Bay Luminaires for Commercial and Industrial Buildings | Premium | FALSE | [9 empty] | 42398 | Not Dimmable | Not Dimmable | No |  | 3.1 | 8889 | 122.72 | 72.44 | 13.76 | 0.9122 | 3000 | 72.7
P6DN1F5C | Global Energy & Lighting | Blaze LED | GLEDHB 70W 30K 90 | Indoor Luminaires | High-Bay | Low-Bay Luminaires for Commercial and Industrial Buildings | Premium | FALSE | [9 empty] | 42398 | Not Dimmable | Not Dimmable | No |  | 3.1 | 7880.6 | 108.79 | 72.44 | 13.76 | 0.9122 | 3000 | 72.7
PT8PX6SW | Global Energy & Lighting | Blaze LED | GLEDHB 240W 30K 120 | Indoor Luminaires | High-Bay | High-Bay Luminaires for Commercial and Industrial Buildings | Premium | FALSE | [9 empty] | 42398 | Not Dimmable | Not Dimmable | No |  | 3.1 | 32919 | 133.71 | 246.2 | 18.27 | 0.9247 | 3000 | 72.3
PA73K31U | Global Energy & Lighting | Blaze LED | GLEDHB 300W 30K 120 | Indoor Luminaires | High-Bay | High-Bay Luminaires for Commercial and Industrial Buildings | Premium | FALSE | [9 empty] | 42398 | Not Dimmable | Not Dimmable | No |  | 3.1 | 41172 | 134.07 | 307.1 | 7.85 | 0.9482 | 3000 | 72.3
P77DQ7VX | Global Energy & Lighting | Blaze LED | GLEDHB 240W 30K 90 | Indoor Luminaires | High-Bay | High-Bay Luminaires for Commercial and Industrial Buildings | Premium | FALSE | [9 empty] | 42398 | Not Dimmable | Not Dimmable | No |  | 3.1 | 32007 | 129.32 | 247.5 | 17.93 | 0.9268 | 3000 | 72.1
P6GYS455 | Global Energy & Lighting | Blaze LED | GLEDHB 50W 30K 120 | Indoor Luminaires | High-Bay | Low-Bay Luminaires for Commercial and Industrial Buildings | Premium | FALSE | [9 empty] | 42398 | Not Dimmable | Not Dimmable | No |  | 3.1 | 6429.5 | 124 | 51.85 | 13.66 | 0.9088 | 3000 | 72.1
PEKAZCQJ | Global Energy & Lighting | Blaze LED | GLEDHB 90W 30K 120 | Indoor Luminaires | High-Bay | High-Bay Luminaires for Commercial and Industrial Buildings | Premium | FALSE | [9 empty] | 42398 | Not Dimmable | Not Dimmable | No |  | 3.1 | 10968 | 116.68 | 94 | 12.85 | 0.9059 | 3000 | 72.1
PDTRYHTM | Global Energy & Lighting | Blaze LED | GLEDHB 300W 30K 90 | Indoor Luminaires | High-Bay | High-Bay Luminaires for Commercial and Industrial Buildings | Premium | FALSE | [9 empty] | 42398 | Not Dimmable | Not Dimmable | No |  | 3.1 | 38682 | 126.54 | 305.7 | 7.85 | 0.9475 | 3000 | 72.1
PSTEFFUS | Global Energy & Lighting | Blaze LED | GLEDHB 200W 30K 50 HV D | Indoor Luminaires | High-Bay | High-Bay Luminaires for Commercial and Industrial Buildings | Premium | FALSE | [9 empty] | 42398 | Dimmable | Continuous Above 10 | No |  | 3.1 | 24248 | 121.73 | 199.2 | 11.37 | 0.9493 | 3000 | 73.4
PQEUK5NC | Global Energy & Lighting | Blaze LED | GLEDHB 240W 30K 60 HV D | Indoor Luminaires | High-Bay | High-Bay Luminaires for Commercial and Industrial Buildings | Premium | FALSE | [9 empty] | 42398 | Dimmable | Continuous Above 10 | No |  | 3.1 | 31913 | 134.6 | 237.1 | 12.04 | 0.9567 | 3000 | 73.1
PC9WE4XB | Global Energy & Lighting | Blaze LED | GLEDHB 240W 30K 60 D | Indoor Luminaires | High-Bay | High-Bay Luminaires for Commercial and Industrial Buildings | Premium | FALSE | [9 empty] | 42398 | Dimmable | Continuous Above 10 | No |  | 3.1 | 34138 | 138.27 | 246.9 | 18.34 | 0.9256 | 3000 | 72.9
PZJMS5GW | Global Energy & Lighting | Blaze LED | GLEDHB 300W 30K 60 D | Indoor Luminaires | High-Bay | High-Bay Luminaires for Commercial and Industrial Buildings | Premium | FALSE | [9 empty] | 42398 | Dimmable | Continuous Above 10 | No |  | 3.1 | 42925 | 139.68 | 307.3 | 7.85 | 0.948 | 3000 | 72.9
PR665D37 | Global Energy & Lighting | Blaze LED | GLEDHB 70W 30K 120 D | Indoor Luminaires | High-Bay | Low-Bay Luminaires for Commercial and Industrial Buildings | Premium | FALSE | [9 empty] | 42398 | Dimmable | Continuous Above 10 | No |  | 3.1 | 8889 | 122.72 | 72.44 | 13.76 | 0.9122 | 3000 | 72.7
PPW1T6C2 | Global Energy & Lighting | Blaze LED | GLEDHB 240W 30K 90 HV D | Indoor Luminaires | High-Bay | High-Bay Luminaires for Commercial and Industrial Buildings | Premium | FALSE | [9 empty] | 42398 | Dimmable | Continuous Above 10 | No |  | 3.1 | 29330 | 125.34 | 234 | 12.37 | 0.9511 | 3000 | 72.6
PP5ZUWYD | Global Energy & Lighting | Blaze LED | GLEDHB 240W 30K 120 HV D | Indoor Luminaires | High-Bay | High-Bay Luminaires for Commercial and Industrial Buildings | Premium | FALSE | [9 empty] | 42398 | Dimmable | Continuous Above 10 | No |  | 3.1 | 30083 | 128.23 | 234.6 | 12.09 | 0.9564 | 3000 | 72.6
PVRX4PQS | Global Energy & Lighting | Blaze LED | GLEDHB 240W 30K 120 D | Indoor Luminaires | High-Bay | High-Bay Luminaires for Commercial and Industrial Buildings | Premium | FALSE | [9 empty] | 42398 | Dimmable | Continuous Above 10 | No |  | 3.1 | 32919 | 133.71 | 246.2 | 18.27 | 0.9247 | 3000 | 72.3
PW1WE694 | Global Energy & Lighting | Blaze LED | GLEDHB 300W 30K 120 D | Indoor Luminaires | High-Bay | High-Bay Luminaires for Commercial and Industrial Buildings | Premium | FALSE | [9 empty] | 42398 | Dimmable | Continuous Above 10 | No |  | 3.1 | 41172 | 134.07 | 307.1 | 7.85 | 0.9482 | 3000 | 72.3
P1BXP8FY | Global Energy & Lighting | Blaze LED | GLEDHB 200W 30K 120 HV D | Indoor Luminaires | High-Bay | High-Bay Luminaires for Commercial and Industrial Buildings | Premium | FALSE | [9 empty] | 42398 | Dimmable | Continuous Above 10 | No |  | 3.1 | 24021 | 121.32 | 198 | 11.73 | 0.9475 | 3000 | 72.2
PPWNJQYT | Global Energy & Lighting | Blaze LED | GLEDHB 240W 30K 90 D | Indoor Luminaires | High-Bay | High-Bay Luminaires for Commercial and Industrial Buildings | Premium | FALSE | [9 empty] | 42398 | Dimmable | Continuous Above 10 | No |  | 3.1 | 32007 | 129.32 | 247.5 | 17.93 | 0.9268 | 3000 | 72.1
P6CXRKA6 | Global Energy & Lighting | Blaze LED | GLEDHB 50W 30K 120 D | Indoor Luminaires | High-Bay | Low-Bay Luminaires for Commercial and Industrial Buildings | Premium | FALSE | [9 empty] | 42398 | Dimmable | Continuous Above 10 | No |  | 3.1 | 6429.5 | 124 | 51.85 | 13.66 | 0.9088 | 3000 | 72.1
P1DT7STG | Global Energy & Lighting | Blaze LED | GLEDHB 90W 30K 120 D | Indoor Luminaires | High-Bay | High-Bay Luminaires for Commercial and Industrial Buildings | Premium | FALSE | [9 empty] | 42398 | Dimmable | Continuous Above 10 | No |  | 3.1 | 10968 | 116.68 | 94 | 12.85 | 0.9059 | 3000 | 72.1
PWMWA93S | Global Energy & Lighting | Blaze LED | GLEDHB 300W 30K 60 HV D | Indoor Luminaires | High-Bay | High-Bay Luminaires for Commercial and Industrial Buildings | Premium | FALSE | [9 empty] | 42398 | Dimmable | Continuous Above 10 | No |  | 3.1 | 40660 | 136.08 | 298.8 | 18.34 | 0.9318 | 3000 | 72
P3E4J3SE | Global Energy & Lighting | Blaze LED | GLEDHB 300W 30K 120 HV D | Indoor Luminaires | High-Bay | High-Bay Luminaires for Commercial and Industrial Buildings | Premium | FALSE | [9 empty] | 42398 | Dimmable | Continuous Above 10 | No |  | 3.1 | 40247 | 134.83 | 298.5 | 18.27 | 0.9318 | 3000 | 72
P9ER3FTJ | Global Energy & Lighting | Blaze LED | GLEDHB 300W 30K 90 HV D | Indoor Luminaires | High-Bay | High-Bay Luminaires for Commercial and Industrial Buildings | Premium | FALSE | [9 empty] | 42398 | Dimmable | Continuous Above 10 | No |  | 3.1 | 37596 | 125.91 | 298.6 | 10.62 | 0.9318 | 3000 | 72
PZXX3ETG | Shanghai Hongbao Lighting Co. Ltd. | HONGBAO | HST-220/50 | Indoor Luminaires | High-Bay | High-Bay Luminaires for Commercial and Industrial Buildings | Premium | TRUE | 28081 | 131.4 | 213.75 | 10.73 | 0.956 | 4923 | 80.4 | 5 | 50000 | 42397 |  |  | No |  | 3.1 | 27000 | 125 | 220 | 20 | 0.99 | 5000 | 80
PBWZSQTX | Shanghai Hongbao Lighting Co. Ltd. | HONGBAO | HST-120/50 | Indoor Luminaires | High-Bay | High-Bay Luminaires for Commercial and Industrial Buildings | Premium | TRUE | 12767 | 119.8 | 106.57 | 14.42 | 0.952 | 4926 | 80.2 | 5 | 50000 | 42397 |  |  | No |  | 3.1 | 13000 | 120 | 120 | 20 | 0.99 | 5000 | 80
PXNJW45J | ENCORE LED LLC | Encore LED | ENC-4RFK-320-PW-H-D | Indoor Retrofit Kit | High-Bay | Retrofit Kits for High-Bay Luminaires for Commercial and Industrial Buildings | Premium | TRUE | 44780 | 140.99 | 317.6 | 13.91 | 0.9422 | 4156 | 75.1 | 5 | 50000 | 42397 |  |  | No |  | 3 | 44780 | 140.99 | 317.6 | 13.91 | 0.9422 | 4000 | 75.1
PSWMCDDH | ENCORE LED LLC | Encore LED | ENC-4RFK-120-PW-H-D | Indoor Retrofit Kit | High-Bay | Retrofit Kits for High-Bay Luminaires for Commercial and Industrial Buildings | Premium | TRUE | 16648 | 143.59 | 115.9 | 11.26 | 0.9304 | 4152 | 74.8 | 5 | 50000 | 42397 |  |  | No |  | 3 | 16648 | 143.59 | 115.9 | 11.26 | 0.9304 | 4000 | 74.8
PJMSPDNR | Carolina Product Solutions LLC. | CPS | CPS-RT-150W-UL-40 | Indoor Retrofit Kit | High-Bay | Retrofit Kits for High-Bay Luminaires for Commercial and Industrial Buildings | Standard | TRUE | 16830 | 109.36 | 153.9 | 9.93 | 0.9297 | 4007 | 74 | 5 | 50000 | 42397 |  |  | No |  | 3.1 | 16830 | 109.36 | 153.9 | 9.93 | 0.9297 | 4100 | 74
PUMX94HD | Carolina Product Solutions LLC. | CPS | CPS-RT-100W-UL-40 | Indoor Retrofit Kit | High-Bay | Retrofit Kits for High-Bay Luminaires for Commercial and Industrial Buildings | Standard | TRUE | 10668 | 108.81 | 98.04 | 10.04 | 0.9081 | 4044 | 72.7 | 5 | 50000 | 42397 |  |  | No |  | 3.1 | 10668 | 108.81 | 98.04 | 10.04 | 0.9081 | 4100 | 72.7
P8FRV71V | Carolina Product Solutions LLC. | CPS | CPS-RT-150W-UL-50 | Indoor Retrofit Kit | High-Bay | Retrofit Kits for High-Bay Luminaires for Commercial and Industrial Buildings | Standard | FALSE | [9 empty] | 42397 |  |  | No |  | 3.1 | 16830 | 109.36 | 153.9 | 9.93 | 0.9297 | 5000 | 74
PXT5FRK4 | Carolina Product Solutions LLC. | CPS | CPS-RT-100W-UL-50 | Indoor Retrofit Kit | High-Bay | Retrofit Kits for High-Bay Luminaires for Commercial and Industrial Buildings | Standard | FALSE | [9 empty] | 42397 |  |  | No |  | 3.1 | 10668 | 108.81 | 98.04 | 10.04 | 0.9081 | 5000 | 72.7
PS887B5F | ENCORE LED LLC | Encore LED | ENC-4RFK-120-CW50-H | Indoor Retrofit Kit | High-Bay | Retrofit Kits for High-Bay Luminaires for Commercial and Industrial Buildings | Premium | FALSE | [9 empty] | 42397 |  |  | No |  | 3 | 16993 | 145.86 | 116.5 | 11.52 | 0.9328 | 5000 | 75.2
PE8QYG6U | ENCORE LED LLC | Encore LED | ENC-4RFK-320-CW50-H | Indoor Retrofit Kit | High-Bay | Retrofit Kits for High-Bay Luminaires for Commercial and Industrial Buildings | Premium | FALSE | [9 empty] | 42397 |  |  | No |  | 3 | 45529 | 144.12 | 315.9 | 13.91 | 0.9425 | 5000 | 73.4
PQP9HAAS | ENCORE LED LLC | Encore LED | ENC-4RFK-320-PW45-H | Indoor Retrofit Kit | High-Bay | Retrofit Kits for High-Bay Luminaires for Commercial and Industrial Buildings | Premium | FALSE | [9 empty] | 42397 |  |  | No |  | 3 | 44780 | 140.99 | 317.6 | 13.91 | 0.9422 | 4500 | 75.1
P6QH365J | ENCORE LED LLC | Encore LED | ENC-4RFK-120-PW45-H | Indoor Retrofit Kit | High-Bay | Retrofit Kits for High-Bay Luminaires for Commercial and Industrial Buildings | Premium | FALSE | [9 empty] | 42397 | Not Dimmable | Not Dimmable | No |  | 3 | 16648 | 143.59 | 115.9 | 11.26 | 0.9304 | 4500 | 74.8
PS4HX835 | ENCORE LED LLC | Encore LED | ENC-4RFK-320-PW-H | Indoor Retrofit Kit | High-Bay | Retrofit Kits for High-Bay Luminaires for Commercial and Industrial Buildings | Premium | FALSE | [9 empty] | 42397 |  |  | No |  | 3 | 44780 | 140.99 | 317.6 | 13.91 | 0.9422 | 4000 | 75.1
PA7NRCAP | ENCORE LED LLC | Encore LED | ENC-4RFK-120-PW-H | Indoor Retrofit Kit | High-Bay | Retrofit Kits for High-Bay Luminaires for Commercial and Industrial Buildings | Premium | FALSE | [9 empty] | 42397 | Not Dimmable | Not Dimmable | No |  | 3 | 16648 | 143.59 | 115.9 | 11.26 | 0.9304 | 4000 | 74.8
PUXW1YPT | ShenZhen Geming Technology co.LTD |  | GM-H300W02YC45 | Indoor Luminaires | High-Bay | High-Bay Luminaires for Commercial and Industrial Buildings | Standard | TRUE | 32864 | 108.35 | 303.3 | 9.9 | 0.952 | 4744 | 72.9 | 5 | 50000 | 42397 | Not Dimmable | Not Dimmable | No |  | 3.1 | 32351.04 | 108.93 | 297 | 9.9 | 0.952 | 4744 | 72.9
PSZMJ4MB | ShenZhen Geming Technology co.LTD |  | GM-H120W02YC45 | Indoor Luminaires | High-Bay | High-Bay Luminaires for Commercial and Industrial Buildings | Standard | TRUE | 15166 | 127.99 | 118.49 | 11.9 | 0.942 | 4716 | 73 | 5 | 50000 | 42397 | Not Dimmable | Not Dimmable | No |  | 3.1 | 15166 | 127.99 | 118.49 | 11.9 | 0.942 | 4716 | 73
P9NXPA93 | ShenZhen Geming Technology co.LTD |  | GM-H120W02YC57 | Indoor Luminaires | High-Bay | High-Bay Luminaires for Commercial and Industrial Buildings | Standard | FALSE | [9 empty] | 42397 | Not Dimmable | Not Dimmable | No |  | 3.1 | 15457.7 | 129.57 | 119.3 | 12.1 | 0.938 | 5842 | 74.6
PMEAGN6T | ShenZhen Geming Technology co.LTD |  | GM-H300W02YC57 | Indoor Luminaires | High-Bay | High-Bay Luminaires for Commercial and Industrial Buildings | Standard | FALSE | [9 empty] | 42397 | Not Dimmable | Not Dimmable | No |  | 3.1 | 33677.42 | 111.22 | 302.8 | 10 | 0.949 | 5374 | 75.6
P75FAPKA | ShenZhen Geming Technology co.LTD |  | GM-H120W02YC50 | Indoor Luminaires | High-Bay | High-Bay Luminaires for Commercial and Industrial Buildings | Standard | FALSE | [9 empty] | 42397 | Not Dimmable | Not Dimmable | No |  | 3.1 | 15166 | 127.99 | 118.49 | 11.9 | 0.942 | 5000 | 73
PFTHTSQB | ShenZhen Geming Technology co.LTD |  | GM-H300W02YC50 | Indoor Luminaires | High-Bay | High-Bay Luminaires for Commercial and Industrial Buildings | Standard | FALSE | [9 empty] | 42397 | Not Dimmable | Not Dimmable | No |  | 3.1 | 32351.04 | 108.93 | 297 | 9.9 | 0.952 | 5000 | 72.9
PVVNR78A | XUYANG GROUP (SHENZHEN) GLOBAL BUSINESS SERVICE LTD. | XY | RK-150W-230-41 | Indoor Retrofit Kit | High-Bay | Retrofit Kits for High-Bay Luminaires for Commercial and Industrial Buildings | Standard | TRUE | 17068 | 109.27 | 156.2 | 11.02 | 0.9135 | 4134 | 76 | 5 | 50000 | 42396 |  |  | No |  | 3.1 | 17068 | 109.27 | 156.2 | 11.02 | 0.9135 | 4100 | 76
PCQMRE1T | XUYANG GROUP (SHENZHEN) GLOBAL BUSINESS SERVICE LTD. | XY | RK-150W-230-57 | Indoor Retrofit Kit | High-Bay | Retrofit Kits for High-Bay Luminaires for Commercial and Industrial Buildings | Standard | FALSE | [9 empty] | 42396 |  |  | No |  | 3.1 | 17649 | 115.58 | 152.7 | 11.24 | 0.9159 | 5700 | 73
PX8KGHNT | XUYANG GROUP (SHENZHEN) GLOBAL BUSINESS SERVICE LTD. | XY | RK-150W-230-50 | Indoor Retrofit Kit | High-Bay | Retrofit Kits for High-Bay Luminaires for Commercial and Industrial Buildings | Standard | FALSE | [9 empty] | 42396 |  |  | No |  | 3.1 | 17068 | 109.27 | 156.2 | 11.02 | 0.9135 | 5000 | 76
PSDZ9TZM | GE Lighting Solutions | Lumination | DS-[IC]-08-D-A1-xV-xxx | Indoor Luminaires | High-Bay | Low-Bay Luminaires for Commercial and Industrial Buildings | Standard | TRUE | 8310.1 | 99.8 | 83.3 | 8.6 | 0.985 | 3033 | 82.9 | 5 | 60000 | 42395 |  |  | No |  | 3.1 | 8000 | 97 | 82.4 | 20 | 0.9 | 3000 | 83
PQNW59HF | COSTLESS LIGHTING INC | PLATINUM PEAK LED | 07-LEDHB110-4K-MVG3 | Indoor Luminaires | High-Bay | High-Bay Luminaires for Commercial and Industrial Buildings | Premium | TRUE | 12990.16 | 124.15 | 104.63 | 7.6 | 0.977 | 3980 | 83.6 | 5 | 90000 | 42395 |  |  | No |  | 3.1 | 14300 | 130 | 110 | 20 | 0.9 | 4000 | 80
PEKGM1M5 | EELP INC. | EELP LED Highbays | HBLED-10-B-110L-QT-40K | Indoor Luminaires | High-Bay | High-Bay Luminaires for Commercial and Industrial Buildings | Premium | TRUE | 12990.16 | 124.15 | 104.63 | 7.6 | 0.977 | 3980 | 83.6 | 5 | 90000 | 42395 |  |  | No |  | 3.1 | 14300 | 130 | 110 | 20 | 0.9 | 4000 | 80
PGAPASSN | CONTRACTOR LIGHTING | CONTRACTOR PREMIUM LED | 20-LEDHBP110W-MV-4K | Indoor Luminaires | High-Bay | High-Bay Luminaires for Commercial and Industrial Buildings | Premium | TRUE | 12990.16 | 124.15 | 104.63 | 7.6 | 0.977 | 3980 | 83.6 | 5 | 90000 | 42395 |  |  | No |  | 3.1 | 14300 | 130 | 110 | 20 | 0.9 | 4000 | 80
PGTGZPCK | COSTLESS LIGHTING INC | PLATINUM PEAK LED | 07-LEDHB220-4K-MVG3 | Indoor Luminaires | High-Bay | High-Bay Luminaires for Commercial and Industrial Buildings | Premium | TRUE | 26036.27 | 124.76 | 208.69 | 8 | 0.976 | 4010 | 83.7 | 5 | 90000 | 42395 |  |  | No |  | 3.1 | 28600 | 130 | 220 | 20 | 0.9 | 4000 | 80
PAZ8TG8J | EELP INC. | EELP LED Highbays | HBLED-10-B-220L-QT-40K | Indoor Luminaires | High-Bay | High-Bay Luminaires for Commercial and Industrial Buildings | Premium | TRUE | 26036.27 | 124.76 | 208.69 | 8 | 0.976 | 4010 | 83.7 | 5 | 90000 | 42395 |  |  | No |  | 3.1 | 28600 | 130 | 220 | 20 | 0.9 | 4000 | 80
PGKNU32N | CONTRACTOR LIGHTING | CONTRACTOR PREMIUM LED | 20-LEDHBP220W-MV-4K | Indoor Luminaires | High-Bay | High-Bay Luminaires for Commercial and Industrial Buildings | Premium | TRUE | 26036.27 | 124.76 | 208.69 | 8 | 0.976 | 4010 | 83.7 | 5 | 90000 | 42395 |  |  | No |  | 3.1 | 28600 | 130 | 220 | 20 | 0.9 | 4000 | 80
PJNCARYF | COSTLESS LIGHTING INC | PLATINUM PEAK LED | 07-LEDHB165-4K-MVG3 | Indoor Luminaires | High-Bay | High-Bay Luminaires for Commercial and Industrial Buildings | Premium | TRUE | 19446.51 | 124.87 | 155.74 | 7.69 | 0.975 | 4006 | 83.6 | 5 | 90000 | 42395 |  |  | No |  | 3.1 | 21450 | 130 | 165 | 20 | 0.9 | 4000 | 80
PK1VQZR3 | EELP INC. | EELP LED Highbays | HBLED-10-B-165L-QT-40K | Indoor Luminaires | High-Bay | High-Bay Luminaires for Commercial and Industrial Buildings | Premium | TRUE | 19446.51 | 124.87 | 155.74 | 7.69 | 0.975 | 4006 | 83.6 | 5 | 90000 | 42395 |  |  | No |  | 3.1 | 21450 | 130 | 165 | 20 | 0.9 | 4000 | 80
PUSYH29P | CONTRACTOR LIGHTING | CONTRACTOR PREMIUM LED | 20-LEDHBP165W-MV-4K | Indoor Luminaires | High-Bay | High-Bay Luminaires for Commercial and Industrial Buildings | Premium | TRUE | 19446.51 | 124.87 | 155.74 | 7.69 | 0.975 | 4006 | 83.6 | 5 | 90000 | 42395 |  |  | No |  | 3.1 | 21450 | 130 | 165 | 20 | 0.9 | 4000 | 80
PMWEVD5H | US LED | Exsa Bay | EXB1-1-UNVH-50-80-14-xx-S-C-x | Indoor Luminaires | High-Bay | High-Bay Luminaires for Commercial and Industrial Buildings | Premium | TRUE | 14432 | 135.8 | 106.3 | 5.77 | 0.97 | 5340 | 81 | 5 | 50000 | 42395 |  |  | Yes |  | 3.1 | 14432 | 135.8 | 106.3 | 5.8 | 0.97 | 5340 | 81
PH4RGE7Y | US LED | Exsa Bay | EXB1-1-UNVL-50-80-28-xx-S-C-x | Indoor Luminaires | High-Bay | High-Bay Luminaires for Commercial and Industrial Buildings | Premium | TRUE | 29139 | 133 | 219.1 | 5.6 | 0.97 | 5260 | 81 | 5 | 50000 | 42395 |  |  | Yes |  | 3.1 | 29139 | 133 | 219.1 | 5.6 | 0.97 | 5260 | 81
PD7AZ9PZ | GE Lighting Solutions | Lumination | DS-[IC]-08-0-B2-xV-xxx | Indoor Luminaires | High-Bay | Low-Bay Luminaires for Commercial and Industrial Buildings | Premium | TRUE | 8222 | 108.2 | 76 | 14.3 | 0.96 | 3491 | 83 | 5 | 60000 | 42395 |  |  | No |  | 3.1 | 8000 | 110 | 73 | 20 | 0.9 | 3500 | 83
P7XUVQ4N | Alphalite Inc. | Alphalite | ILL-8H/835 | Indoor Luminaires | High-Bay | Low-Bay Luminaires for Commercial and Industrial Buildings | Premium | TRUE | 7573.9 | 113.21 | 66.9 | 4.95 | 0.942 | 3492 | 83.9 | 5 | 50000 | 42395 |  |  | No |  | 3.1 | 7600 | 113 | 67 | 20 | 0.997 | 3500 | 83
PYQB4YBJ | Conglom Inc | Luminus | PPL11 | Indoor Luminaires | High-Bay | High-Bay Luminaires for Commercial and Industrial Buildings | Standard | TRUE | 13583 | 85.1 | 159.7 | 11.58 | 0.94 | 5043 | 76.8 | 5 |  | 42395 |  |  | NotYetVerified |  | 3 |  |  | 150 |  | 0.95 | 5000
PJKF3WWT | Conglom Inc | Luminus | PPL18 | Indoor Luminaires | High-Bay | High-Bay Luminaires for Commercial and Industrial Buildings | Standard | TRUE | 17843.2 | 97.4 | 183.2 | 12.18 | 0.936 | 5139 | 74.2 | 5 | 50000 | 42395 |  |  | NotYetVerified |  | 3 |  |  | 180 | 20 | 0.95 | 5000
P7F7TP55 | Alphalite Inc. | Alphalite | ILL-8L/835 | Indoor Luminaires | High-Bay | Low-Bay Luminaires for Commercial and Industrial Buildings | Premium | TRUE | 4655.01 | 116.38 | 40 | 5.27 | 0.925 | 3485 | 84 | 5 | 50000 | 42395 |  |  | No |  | 3.1 | 4550 | 114 | 40 | 20 | 0.996 | 3500 | 83
PHDM5UF7 | Venture Lighting International | Venture Lighting International | HWL-090W-AE | Indoor Luminaires | High-Bay | High-Bay Luminaires for Commercial and Industrial Buildings | Standard | TRUE | 9700.914 | 100.113 | 96.9 | 13.36 | 0.9202 | 3037 | 71.8 | 5 | 50000 | 42395 |  |  | NotYetVerified |  | 3 | 9700.914 | 100.113 | 96.9 | 13.36 | 0.994 | 3037 | 71.8
PK5KU945 | Alphalite Inc. | Alphalite | ILL-8H/850 | Indoor Luminaires | High-Bay | Low-Bay Luminaires for Commercial and Industrial Buildings | Premium | FALSE | [9 empty] | 42395 |  |  | No |  | 3.1 | 7700 | 115 | 67 | 20 | 0.997 | 5000 | 83
PBA1PQB4 | Alphalite Inc. | Alphalite | ILL-8L/850 | Indoor Luminaires | High-Bay | Low-Bay Luminaires for Commercial and Industrial Buildings | Premium | FALSE | [9 empty] | 42395 |  |  | No |  | 3.1 | 4700 | 117 | 40 | 20 | 0.996 | 5000 | 83
PCZZD97S | Alphalite Inc. | Alphalite | ILL-8H/840 | Indoor Luminaires | High-Bay | Low-Bay Luminaires for Commercial and Industrial Buildings | Premium | FALSE | [9 empty] | 42395 |  |  | No |  | 3.1 | 7650 | 114 | 67 | 20 | 0.997 | 4000 | 83
P7DZA19R | Alphalite Inc. | Alphalite | ILL-8L/840 | Indoor Luminaires | High-Bay | Low-Bay Luminaires for Commercial and Industrial Buildings | Premium | FALSE | [9 empty] | 42395 |  |  | No |  | 3.1 | 4600 | 115 | 40 | 20 | 0.996 | 4000 | 83
P97B83UR | Venture Lighting International | Venture Lighting International | HWL-180C-AE | Indoor Luminaires | High-Bay | High-Bay Luminaires for Commercial and Industrial Buildings | Standard | FALSE | [9 empty] | 42395 |  |  | NotYetVerified |  | 3 | 19923.29 | 107.81 | 184.8 | 13.36 | 0.996 | 5142 | 75.4
PDTXNQ97 | Venture Lighting International | Venture Lighting International | HWL-120C-AE | Indoor Luminaires | High-Bay | High-Bay Luminaires for Commercial and Industrial Buildings | Standard | FALSE | [9 empty] | 42395 |  |  | NotYetVerified |  | 3 | 13121.38 | 107.105 | 122.51 | 13.36 | 0.996 | 5138 | 74.3
PZVAZUZ4 | Venture Lighting International | Venture Lighting International | HWL-150C-AE | Indoor Luminaires | High-Bay | High-Bay Luminaires for Commercial and Industrial Buildings | Standard | FALSE | [9 empty] | 42395 |  |  | NotYetVerified |  | 3 | 17013.56 | 110.199 | 154.39 | 13.36 | 0.995 | 5122 | 74.4
P1KP5J98 | Venture Lighting International | Venture Lighting International | HWL-090C-AE | Indoor Luminaires | High-Bay | High-Bay Luminaires for Commercial and Industrial Buildings | Standard | FALSE | [9 empty] | 42395 |  |  | NotYetVerified |  | 3 | 10294.5 | 107.988 | 95.33 | 13.36 | 0.994 | 5048 | 73.8
PFS4GAB2 | Venture Lighting International | Venture Lighting International | HWL-180C-AD | Indoor Luminaires | High-Bay | High-Bay Luminaires for Commercial and Industrial Buildings | Standard | FALSE | [9 empty] | 42395 |  |  | NotYetVerified |  | 3 | 19466.46 | 105.601 | 184.34 | 13.36 | 0.996 | 5000 | 72
PXXNAAYP | Venture Lighting International | Venture Lighting International | HWL-150C-AD | Indoor Luminaires | High-Bay | High-Bay Luminaires for Commercial and Industrial Buildings | Standard | FALSE | [9 empty] | 42395 |  |  | NotYetVerified |  | 3 | 16564.596 | 106.607 | 155.38 | 13.36 | 0.995 | 5000 | 71.9
PRGVDTTB | Venture Lighting International | Venture Lighting International | HWL-120C-AD | Indoor Luminaires | High-Bay | High-Bay Luminaires for Commercial and Industrial Buildings | Standard | FALSE | [9 empty] | 42395 |  |  | NotYetVerified |  | 3 | 12963.75 | 104.758 | 123.75 | 13.36 | 0.996 | 5000 | 71.9
PGN34KHR | Venture Lighting International | Venture Lighting International | HWL-090C-AD | Indoor Luminaires | High-Bay | High-Bay Luminaires for Commercial and Industrial Buildings | Standard | FALSE | [9 empty] | 42395 |  |  | NotYetVerified |  | 3 | 10110.333 | 106.37 | 95.05 | 13.36 | 0.989 | 5000 | 71.9
P16T2ASX | Venture Lighting International | Venture Lighting International | HWL-180N-AE | Indoor Luminaires | High-Bay | High-Bay Luminaires for Commercial and Industrial Buildings | Standard | FALSE | [9 empty] | 42395 |  |  | NotYetVerified |  | 3 | 18645.88 | 101.314 | 184.04 | 13.36 | 0.996 | 4000 | 72.1
P4AK1MCX | Venture Lighting International | Venture Lighting International | HWL-180N-AD | Indoor Luminaires | High-Bay | High-Bay Luminaires for Commercial and Industrial Buildings | Standard | FALSE | [9 empty] | 42395 |  |  | NotYetVerified |  | 3 | 19466.46 | 105.601 | 184.34 | 13.36 | 0.996 | 4000 | 72
PJY1EX6Z | Venture Lighting International | Venture Lighting International | HWL-150N-AD | Indoor Luminaires | High-Bay | High-Bay Luminaires for Commercial and Industrial Buildings | Standard | FALSE | [9 empty] | 42395 |  |  | NotYetVerified |  | 3 | 16564.596 | 106.607 | 155.38 | 13.36 | 0.995 | 4000 | 71.9
PAEY55CV | Venture Lighting International | Venture Lighting International | HWL-150N-AE | Indoor Luminaires | High-Bay | High-Bay Luminaires for Commercial and Industrial Buildings | Standard | FALSE | [9 empty] | 42395 |  |  | NotYetVerified |  | 3 | 16329.39 | 104.918 | 155.64 | 13.36 | 0.996 | 4000 | 71.9
P5CFGZM4 | Venture Lighting International | Venture Lighting International | HWL-120N-AD | Indoor Luminaires | High-Bay | High-Bay Luminaires for Commercial and Industrial Buildings | Standard | FALSE | [9 empty] | 42395 |  |  | NotYetVerified |  | 3 | 12963.75 | 104.758 | 123.75 | 13.36 | 0.996 | 4000 | 71.9
PBS2QPG2 | Venture Lighting International | Venture Lighting International | HWL-120N-AE | Indoor Luminaires | High-Bay | High-Bay Luminaires for Commercial and Industrial Buildings | Standard | FALSE | [9 empty] | 42395 |  |  | NotYetVerified |  | 3 | 12683.66 | 102.677 | 123.53 | 13.36 | 0.996 | 4000 | 71.9
PKTE877N | Venture Lighting International | Venture Lighting International | HWL-090N-AD | Indoor Luminaires | High-Bay | High-Bay Luminaires for Commercial and Industrial Buildings | Standard | FALSE | [9 empty] | 42395 |  |  | NotYetVerified |  | 3 | 10110.333 | 106.37 | 95.05 | 13.36 | 0.989 | 4000 | 71.9
PJT1XCUE | Venture Lighting International | Venture Lighting International | HWL-090N-AE | Indoor Luminaires | High-Bay | High-Bay Luminaires for Commercial and Industrial Buildings | Standard | FALSE | [9 empty] | 42395 |  |  | NotYetVerified |  | 3 | 9700.914 | 100.113 | 96.9 | 13.36 | 0.994 | 4000 | 71.8
PVQ2MDCD | Venture Lighting International | Venture Lighting International | HWL-150W-AE | Indoor Luminaires | High-Bay | High-Bay Luminaires for Commercial and Industrial Buildings | Standard | FALSE | [9 empty] | 42395 |  |  | NotYetVerified |  | 3 | 16329.39 | 104.918 | 155.64 | 13.36 | 0.996 | 3057 | 71.9
PQ3CN1RH | Venture Lighting International | Venture Lighting International | HWL-120W-AE | Indoor Luminaires | High-Bay | High-Bay Luminaires for Commercial and Industrial Buildings | Standard | FALSE | [9 empty] | 42395 |  |  | NotYetVerified |  | 3 | 12683.66 | 102.677 | 123.53 | 13.36 | 0.996 | 3057 | 71.9
PNU81SSN | Venture Lighting International | Venture Lighting International | HWL-150W-AD | Indoor Luminaires | High-Bay | High-Bay Luminaires for Commercial and Industrial Buildings | Standard | FALSE | [9 empty] | 42395 |  |  | NotYetVerified |  | 3 | 16564.596 | 106.607 | 155.38 | 13.36 | 0.995 | 3055 | 71.9
PASH5XE8 | Venture Lighting International | Venture Lighting International | HWL-120W-AD | Indoor Luminaires | High-Bay | High-Bay Luminaires for Commercial and Industrial Buildings | Standard | FALSE | [9 empty] | 42395 |  |  | NotYetVerified |  | 3 | 12963.75 | 104.758 | 123.75 | 13.36 | 0.996 | 3051 | 71.9
PBNDWGMB | Venture Lighting International | Venture Lighting International | HWL-180W-AE | Indoor Luminaires | High-Bay | High-Bay Luminaires for Commercial and Industrial Buildings | Standard | FALSE | [9 empty] | 42395 |  |  | NotYetVerified |  | 3 | 18645.88 | 101.314 | 184.04 | 13.36 | 0.996 | 3039 | 72.1
P65GKERQ | Venture Lighting International | Venture Lighting International | HWL-090W-AD | Indoor Luminaires | High-Bay | High-Bay Luminaires for Commercial and Industrial Buildings | Standard | FALSE | [9 empty] | 42395 |  |  | NotYetVerified |  | 3 | 10110.333 | 106.37 | 95.05 | 13.36 | 0.989 | 3038 | 71.9
PYQT5NY2 | Venture Lighting International | Venture Lighting International | HWL-180W-AD | Indoor Luminaires | High-Bay | High-Bay Luminaires for Commercial and Industrial Buildings | Standard | FALSE | [9 empty] | 42395 |  |  | NotYetVerified |  | 3 | 19466.46 | 105.601 | 184.34 | 13.36 | 0.996 | 3028 | 72
PKSYUVVP | US LED | Exsa Bay | EXB1-1-UNVH-50-80-28-xx-S-C-x | Indoor Luminaires | High-Bay | High-Bay Luminaires for Commercial and Industrial Buildings | Premium | FALSE | [9 empty] | 42395 |  |  | Yes |  | 3.1 | 28759 | 134.1 | 214.4 | 5.7 | 0.97 | 5310 | 81
PFMUB21X | US LED | Exsa Bay | EXB1-1-UNVL-50-80-14-xx-S-C-x | Indoor Luminaires | High-Bay | High-Bay Luminaires for Commercial and Industrial Buildings | Premium | FALSE | [9 empty] | 42395 |  |  | Yes |  | 3.1 | 14418 | 135.4 | 106.5 | 5.7 | 0.97 | 5270 | 81
PX6KXR4K | GE Lighting Solutions | Lumination | DS-[IC]-08-0-B3-xV-xxx | Indoor Luminaires | High-Bay | Low-Bay Luminaires for Commercial and Industrial Buildings | Premium | FALSE | [9 empty] | 42395 |  |  | No |  | 3 | 8000 | 115 | 69 | 20 | 0.9 | 4000 | 83
PTXJRVE5 | GE Lighting Solutions | Lumination | DS-[IC]-08-D-B3-xV-xxx | Indoor Luminaires | High-Bay | Low-Bay Luminaires for Commercial and Industrial Buildings | Standard | FALSE | [9 empty] | 42395 |  |  | No |  | 3 | 8000 | 106 | 75.5 | 20 | 0.9 | 4000 | 83
P3N1DBBW | GE Lighting Solutions | Lumination | DS-[IC]-08-D-A3-xV-xxx | Indoor Luminaires | High-Bay | Low-Bay Luminaires for Commercial and Industrial Buildings | Standard | FALSE | [9 empty] | 42395 |  |  | No |  | 3 | 8000 | 105 | 76.5 | 20 | 0.9 | 4000 | 83
P1RYS62K | GE Lighting Solutions | Lumination | DS-[IC]-04-0-B3-xV-xxx-EL | Indoor Luminaires | High-Bay | Low-Bay Luminaires for Commercial and Industrial Buildings | Standard | FALSE | [9 empty] | 42395 |  |  | No |  | 3 | 8000 | 107 | 74.5 | 20 | 0.9 | 4000 | 83
PX427M23 | GE Lighting Solutions | Lumination | DS-[IC]-08-D-B2-xV-xxx | Indoor Luminaires | High-Bay | Low-Bay Luminaires for Commercial and Industrial Buildings | Standard | FALSE | [9 empty] | 42395 |  |  | No |  | 3 | 8000 | 101 | 79.2 | 20 | 0.9 | 3500 | 83
PKPY1FFK | GE Lighting Solutions | Lumination | DS-[IC]-08-0-B2-xV-xxx-EL | Indoor Luminaires | High-Bay | Low-Bay Luminaires for Commercial and Industrial Buildings | Standard | FALSE | [9 empty] | 42395 |  |  | No |  | 3 | 8000 | 102 | 78.2 | 20 | 0.9 | 3500 | 83
PGEEVB79 | GE Lighting Solutions | Lumination | DS-[IC]-08-D-A2-xV-xxx | Indoor Luminaires | High-Bay | Low-Bay Luminaires for Commercial and Industrial Buildings | Standard | FALSE | [9 empty] | 42395 |  |  | No |  | 3 | 8000 | 100 | 80.3 | 20 | 0.9 | 3500 | 83
PB5SSD8P | GE Lighting Solutions | Lumination | DS-[IC]-08-0-A2-xV-xxx | Indoor Luminaires | High-Bay | Low-Bay Luminaires for Commercial and Industrial Buildings | Standard | FALSE | [9 empty] | 42395 |  |  | No |  | 3 | 8000 | 108 | 74 | 20 | 0.9 | 3500 | 83
P7R3BANR | GE Lighting Solutions | Lumination | DS-[IC]-08-0-A2-xV-xxx-EL | Indoor Luminaires | High-Bay | Low-Bay Luminaires for Commercial and Industrial Buildings | Standard | FALSE | [9 empty] | 42395 |  |  | No |  | 3 | 8000 | 101 | 79.3 | 20 | 0.9 | 3500 | 83
PKVXX3NU | GE Lighting Solutions | Lumination | DS-[IC]-08-0-B1-xV-xxx-EL | Indoor Luminaires | High-Bay | Low-Bay Luminaires for Commercial and Industrial Buildings | Standard | FALSE | [9 empty] | 42395 |  |  | No |  | 3 | 8000 | 99 | 80.9 | 20 | 0.9 | 3000 | 83
PJWMH9JS | GE Lighting Solutions | Lumination | DS-[IC]-08-0-A1-xV-xxx | Indoor Luminaires | High-Bay | Low-Bay Luminaires for Commercial and Industrial Buildings | Standard | FALSE | [9 empty] | 42395 |  |  | No |  | 3 | 8000 | 105 | 76 | 20 | 0.9 | 3000 | 83
PFKF7CB8 | GE Lighting Solutions | Lumination | DS-[IC]-08-0-B1-xV-xxx | Indoor Luminaires | High-Bay | Low-Bay Luminaires for Commercial and Industrial Buildings | Standard | FALSE | [9 empty] | 42395 |  |  | No |  | 3 | 8000 | 106 | 75 | 20 | 0.9 | 3000 | 83
PA3EM678 | GE Lighting Solutions | Lumination | DS-[IC]-08-D-B1-xV-xxx | Indoor Luminaires | High-Bay | Low-Bay Luminaires for Commercial and Industrial Buildings | Standard | FALSE | [9 empty] | 42395 |  |  | No |  | 3 | 8000 | 98 | 81.9 | 20 | 0.9 | 3000 | 83
P1M7CAQN | GE Lighting Solutions | Lumination | DS-[IC]-08-0-A1-xV-xxx-EL | Indoor Luminaires | High-Bay | Low-Bay Luminaires for Commercial and Industrial Buildings | Standard | FALSE | [9 empty] | 42395 |  |  | No |  | 3 | 8000 | 98 | 81.4 | 20 | 0.9 | 3000 | 83
PK23P95H | COSTLESS LIGHTING INC | PLATINUM PEAK LED | 07-LEDHB220-5K-MVG3 | Indoor Luminaires | High-Bay | High-Bay Luminaires for Commercial and Industrial Buildings | Premium | FALSE | [9 empty] | 42395 | Not Dimmable | Not Dimmable | No |  | 3.1 | 29370 | 133.5 | 220 | 20 | 0.9 | 5000 | 80
PU2SPXQ7 | COSTLESS LIGHTING INC | PLATINUM PEAK LED | 07-LEDHB165-5K-MVG3 | Indoor Luminaires | High-Bay | High-Bay Luminaires for Commercial and Industrial Buildings | Premium | FALSE | [9 empty] | 42395 | Not Dimmable | Not Dimmable | No |  | 3.1 | 22020 | 133.5 | 165 | 20 | 0.9 | 5000 | 80
PUTYSV4Z | COSTLESS LIGHTING INC | PLATINUM PEAK LED | 07-LEDHB110-5K-MVG3 | Indoor Luminaires | High-Bay | High-Bay Luminaires for Commercial and Industrial Buildings | Premium | FALSE | [9 empty] | 42395 | Not Dimmable | Not Dimmable | No |  | 3.1 | 14680 | 133.5 | 110 | 20 | 0.9 | 5000 | 80
PK4SJEJC | EELP INC. | EELP LED Highbays | HBLED-10-B-220L-QT-50K | Indoor Luminaires | High-Bay | High-Bay Luminaires for Commercial and Industrial Buildings | Premium | FALSE | [9 empty] | 42395 | Not Dimmable | Not Dimmable | No |  | 3.1 | 29370 | 133.5 | 220 | 20 | 0.9 | 5000 | 80
P4NMAZU8 | EELP INC. | EELP LED Highbays | HBLED-10-B-165L-QT-50K | Indoor Luminaires | High-Bay | High-Bay Luminaires for Commercial and Industrial Buildings | Premium | FALSE | [9 empty] | 42395 | Not Dimmable | Not Dimmable | No |  | 3.1 | 22020 | 133.5 | 165 | 20 | 0.9 | 5000 | 80
PN6NT6U8 | EELP INC. | EELP LED Highbays | HBLED-10-B-110L-QT-50K | Indoor Luminaires | High-Bay | High-Bay Luminaires for Commercial and Industrial Buildings | Premium | FALSE | [9 empty] | 42395 | Not Dimmable | Not Dimmable | No |  | 3.1 | 14680 | 133.5 | 110 | 20 | 0.9 | 5000 | 80
P16R5MHG | CONTRACTOR LIGHTING | CONTRACTOR PREMIUM LED | 20-LEDHBP220W-MV-5K | Indoor Luminaires | High-Bay | High-Bay Luminaires for Commercial and Industrial Buildings | Premium | FALSE | [9 empty] | 42395 | Not Dimmable | Not Dimmable | No |  | 3.1 | 29370 | 133.5 | 220 | 20 | 0.9 | 5000 | 80
P35Q5NAR | CONTRACTOR LIGHTING | CONTRACTOR PREMIUM LED | 20-LEDHBP165W-MV-5K | Indoor Luminaires | High-Bay | High-Bay Luminaires for Commercial and Industrial Buildings | Premium | FALSE | [9 empty] | 42395 | Not Dimmable | Not Dimmable | No |  | 3.1 | 22020 | 133.5 | 165 | 20 | 0.9 | 5000 | 80
P1JT7BB3 | CONTRACTOR LIGHTING | CONTRACTOR PREMIUM LED | 20-LEDHBP110W-MV-5K | Indoor Luminaires | High-Bay | High-Bay Luminaires for Commercial and Industrial Buildings | Premium | FALSE | [9 empty] | 42395 | Not Dimmable | Not Dimmable | No |  | 3.1 | 14680 | 133.5 | 110 | 20 | 0.9 | 5000 | 80
P4KMRRX4 | 1st Source Lighting | 1st Source LED | BAY-LHB2-2-PO-S-40K-DAC-X-HWC | Indoor Luminaires | High-Bay | Low-Bay Luminaires for Commercial and Industrial Buildings | Standard | TRUE | 4733.51 | 96 | 49.39 | 15 | 0.96 | 4147 | 85 | 5 | 50000 | 42394 |  |  | Yes |  | 3.1 | 4733.51 | 95.83 | 49.39 | 8 | 1 | 4147 | 85
PXDNKR3Y | Lumecon LLC | Lumecon Workman Series High Bay | LWS-HB-240-D3-1-NW-(ALL MOUNTING)-X-(X All Plugs)-(XOC1OC3)-(510)?[XS] | Indoor Luminaires | High-Bay | High-Bay Luminaires for Commercial and Industrial Buildings | Premium | TRUE | 30819 | 124.2 | 248 | 4.4 | 0.96 | 4280 | 86 | 5 | 100000 | 42394 |  |  | Yes |  | 3.1 | 30816 | 124.2 | 248.2 | 4.4 | 0.96 | 4280 | 86
PTDFGN9X | DONGGUAN KINGSUN OPTOELECTRONIC CO. LTD | Kingsun | BY2G28044S140V27 | Indoor Luminaires | High-Bay | High-Bay Luminaires for Commercial and Industrial Buildings | Standard | TRUE | 12382 | 98.27 | 126 | 16.44 | 0.9539 | 3968 | 73.2 | 5 | 50000 | 42394 |  |  | No |  | 3 | 12382 | 98.27 | 126 | 7.48 | 0.9962 | 3968 | 73.2
P1B9UQXU | DONGGUAN KINGSUN OPTOELECTRONIC CO. LTD | Kingsun | BY2G28074S140V27 | Indoor Luminaires | High-Bay | High-Bay Luminaires for Commercial and Industrial Buildings | Standard | TRUE | 21432 | 96.31 | 222.5 | 17.13 | 0.9485 | 3964 | 73.3 | 5 | 50000 | 42394 |  |  | No |  | 3 | 21432 | 96.31 | 222.5 | 8.46 | 0.9955 | 3964 | 73.3
PWBKQQN2 | DONGGUAN KINGSUN OPTOELECTRONIC CO. LTD | Kingsun | BY2G28024S140V27 | Indoor Luminaires | High-Bay | Low-Bay Luminaires for Commercial and Industrial Buildings | Standard | TRUE | 6341 | 98.55 | 64.34 | 10.09 | 0.9449 | 3963 | 73.3 | 5 | 50000 | 42394 |  |  | No |  | 3 | 6341 | 98.55 | 64.34 | 4.23 | 0.9967 | 3963 | 73.3
P1NBMXKRS | Sharp Manufacturing Company of America | Sharp | DL-HB5JM4 | Indoor Luminaires | High-Bay | High-Bay Luminaires for Commercial and Industrial Buildings | Standard | TRUE | 22410 | 110.1 | 203.5 | 11.6 | 0.936 | 4989 | 74.2 | 5 | 60000 | 42394 |  |  | No |  | 3.1 | 21900 | 107.6 | 203.5 | 11.6 | 0.936 | 4989 | 74.2
PCGY8NC3 | DONGGUAN KINGSUN OPTOELECTRONIC CO. LTD | Kingsun | BY2G28034S140V27 | Indoor Luminaires | High-Bay | Low-Bay Luminaires for Commercial and Industrial Buildings | Standard | TRUE | 8982 | 97.18 | 92.42 | 18.01 | 0.9333 | 3970 | 73.1 | 5 | 50000 | 42394 |  |  | No |  | 3 | 8982 | 97.18 | 92.42 | 9.75 | 0.9937 | 3970 | 73.1
P9HPCJ3C | Lumecon LLC | Lumecon Workman Series High Bay | LWS-HB-70-D1-1-NW-(ALL MOUNTING)-X-(X All Plugs)-(XOC1OC3)-(510)?[XS] | Indoor Luminaires | High-Bay | Low-Bay Luminaires for Commercial and Industrial Buildings | Premium | TRUE | 8529 | 124.9 | 68.3 | 11.5 | 0.93 | 4420 | 86 | 5 | 100000 | 42394 |  |  | Yes |  | 3.1 | 8529 | 124.9 | 68.3 | 11.5 | 0.93 | 4420 | 86
P7P6BMFW | Lumecon LLC | Lumecon Workman Series High Bay | LWS-HB-70-X-1-CW-(ALL MOUNTING)-X-(X All Plugs)-(XOC1OC3)-(510)?[XS] | Indoor Luminaires | High-Bay | Low-Bay Luminaires for Commercial and Industrial Buildings | Premium | TRUE | 8845 | 126.2 | 70.1 | 11.1 | 0.93 | 5260 | 83 | 5 | 100000 | 42394 |  |  | Yes |  | 3.1 | 9278.405 | 132.3596 | 70.1 | 11.5 | 0.93 | 5260 | 83
P4TA8XSH | Lumecon LLC | Lumecon Workman Series High Bay | LWS-HB-150-D2-1-NW-(ALL MOUNTING)-X-(X All Plugs)-(XOC1OC3)-(510)?[XS] | Indoor Luminaires | High-Bay | High-Bay Luminaires for Commercial and Industrial Buildings | Premium | TRUE | 18903 | 125.5 | 151 | 5 | 0.92 | 4270 | 86 | 5 | 100000 | 42394 |  |  | Yes |  | 3.1 | 18903 | 125.5 | 150.6 | 5 | 0.92 | 4270 | 86
PEKXVJJS | 1st Source Lighting | 1st Source LED | BAY-LHB2-2-PO-S-50K-O-X | Indoor Luminaires | High-Bay | Low-Bay Luminaires for Commercial and Industrial Buildings | Premium | FALSE | [9 empty] | 42394 |  |  | Yes |  | 3.1 | 6376.57 | 128.56 | 49.6 | 8 | 1 | 5172 | 85
PC99V3CH | 1st Source Lighting | 1st Source LED | BAY-LHB8-12-PO-S-50K-O-X | Indoor Luminaires | High-Bay | High-Bay Luminaires for Commercial and Industrial Buildings | Premium | FALSE | [9 empty] | 42394 |  |  | Yes |  | 3.1 | 76518.91 | 128.56 | 595.2 | 8 | 1 | 5000 | 85
PCS82F3J | 1st Source Lighting | 1st Source LED | BAY-LHB8-12-PO-S-50K-LAC-X | Indoor Luminaires | High-Bay | High-Bay Luminaires for Commercial and Industrial Buildings | Premium | FALSE | [9 empty] | 42394 |  |  | Yes |  | 3.1 | 69559.84 | 117.01 | 594.47 | 8 | 1 | 5000 | 85
PQSWMMED | 1st Source Lighting | 1st Source LED | BAY-LHB8-12-PO-S-50K-DAC-X | Indoor Luminaires | High-Bay | High-Bay Luminaires for Commercial and Industrial Buildings | Standard | FALSE | [9 empty] | 42394 |  |  | Yes |  | 3.1 | 65758.27 | 110.66 | 594.23 | 8 | 1 | 5000 | 85
P4TX3NZG | 1st Source Lighting | 1st Source LED | BAY-LHB8-10-PO-S-50K-O-X | Indoor Luminaires | High-Bay | High-Bay Luminaires for Commercial and Industrial Buildings | Premium | FALSE | [9 empty] | 42394 |  |  | Yes |  | 3.1 | 63765.76 | 128.56 | 496 | 8 | 1 | 5000 | 85
P31A3NRZ | 1st Source Lighting | 1st Source LED | BAY-LHB8-12-PO-S-50K-LAC-X-HWC | Indoor Luminaires | High-Bay | High-Bay Luminaires for Commercial and Industrial Buildings | Standard | FALSE | [9 empty] | 42394 |  |  | Yes |  | 3.1 | 60397.9 | 101.66 | 594.11 | 8 | 1 | 5000 | 85
P221C4JF | 1st Source Lighting | 1st Source LED | BAY-LHB8-10-PO-S-50K-LAC-X | Indoor Luminaires | High-Bay | High-Bay Luminaires for Commercial and Industrial Buildings | Premium | FALSE | [9 empty] | 42394 |  |  | Yes |  | 3.1 | 57966.54 | 117.01 | 495.39 | 8 | 1 | 5000 | 85
PJBS9FU5 | 1st Source Lighting | 1st Source LED | BAY-LHB8-12-PO-S-50K-DAC-X-HWC | Indoor Luminaires | High-Bay | High-Bay Luminaires for Commercial and Industrial Buildings | Standard | FALSE | [9 empty] | 42394 |  |  | Yes |  | 3.1 | 56968.8 | 95.83 | 594.47 | 8 | 1 | 5000 | 85
PAMG8QQP | 1st Source Lighting | 1st Source LED | BAY-LHB8-10-PO-S-50K-DAC-X | Indoor Luminaires | High-Bay | High-Bay Luminaires for Commercial and Industrial Buildings | Standard | FALSE | [9 empty] | 42394 |  |  | Yes |  | 3.1 | 54798.56 | 110.66 | 495.19 | 8 | 1 | 5000 | 85
PSKC39DG | 1st Source Lighting | 1st Source LED | BAY-LHB8-8-PO-S-50K-O-X | Indoor Luminaires | High-Bay | High-Bay Luminaires for Commercial and Industrial Buildings | Premium | FALSE | [9 empty] | 42394 |  |  | Yes |  | 3.1 | 51012.6 | 128.56 | 396.8 | 8 | 1 | 5000 | 85
P32D5BUR | 1st Source Lighting | 1st Source LED | BAY-LHB8-10-PO-S-50K-LAC-X-HWC | Indoor Luminaires | High-Bay | High-Bay Luminaires for Commercial and Industrial Buildings | Standard | FALSE | [9 empty] | 42394 |  |  | Yes |  | 3.1 | 50331.58 | 101.66 | 495.09 | 8 | 1 | 5000 | 85
PT72G2UC | 1st Source Lighting | 1st Source LED | BAY-LHB8-10-PO-S-50K-DAC-X-HWC | Indoor Luminaires | High-Bay | High-Bay Luminaires for Commercial and Industrial Buildings | Standard | FALSE | [9 empty] | 42394 |  |  | Yes |  | 3.1 | 47474 | 95.83 | 495.39 | 8 | 1 | 5000 | 85
PHSNGBTH | 1st Source Lighting | 1st Source LED | BAY-LHB8-6-PO-H-50K-O-X | Indoor Luminaires | High-Bay | High-Bay Luminaires for Commercial and Industrial Buildings | Standard | FALSE | [9 empty] | 42394 |  |  | Yes |  | 3.1 | 46424.92 | 115.82 | 400.81 | 8 | 1 | 5000 | 85
PCJVFSCA | 1st Source Lighting | 1st Source LED | BAY-LHB8-8-PO-S-50K-LAC-X | Indoor Luminaires | High-Bay | High-Bay Luminaires for Commercial and Industrial Buildings | Premium | FALSE | [9 empty] | 42394 |  |  | Yes |  | 3.1 | 46373.23 | 117.01 | 396.31 | 8 | 1 | 5000 | 85
P3VVZXNK | 1st Source Lighting | 1st Source LED | BAY-LHB8-8-PO-S-50K-DAC-X | Indoor Luminaires | High-Bay | High-Bay Luminaires for Commercial and Industrial Buildings | Standard | FALSE | [9 empty] | 42394 |  |  | Yes |  | 3.1 | 43838.85 | 110.66 | 396.15 | 8 | 1 | 5000 | 85
P46BUSGH | 1st Source Lighting | 1st Source LED | BAY-LHB8-6-PO-H-50K-LAC-X | Indoor Luminaires | High-Bay | High-Bay Luminaires for Commercial and Industrial Buildings | Standard | FALSE | [9 empty] | 42394 |  |  | Yes |  | 3.1 | 42254.04 | 105.42 | 400.81 | 8 | 1 | 5000 | 85
PUHEAGXP | 1st Source Lighting | 1st Source LED | BAY-LHB8-8-PO-S-50K-LAC-X-HWC | Indoor Luminaires | High-Bay | High-Bay Luminaires for Commercial and Industrial Buildings | Standard | FALSE | [9 empty] | 42394 |  |  | Yes |  | 3.1 | 40265.27 | 101.66 | 396.07 | 8 | 1 | 5000 | 85
PJPP7BDU | 1st Source Lighting | 1st Source LED | BAY-LHB8-6-PO-H-50K-DAC-X | Indoor Luminaires | High-Bay | High-Bay Luminaires for Commercial and Industrial Buildings | Standard | FALSE | [9 empty] | 42394 |  |  | Yes |  | 3.1 | 39960.96 | 99.7 | 400.81 | 8 | 1 | 5000 | 85
PC8PR14U | 1st Source Lighting | 1st Source LED | BAY-LHB4-6-PO-H-50K-DAC-X | Indoor Luminaires | High-Bay | High-Bay Luminaires for Commercial and Industrial Buildings | Standard | FALSE | [9 empty] | 42394 |  |  | Yes |  | 3.1 | 39960.96 | 99.7 | 400.81 | 8 | 1 | 5000 | 85
PTGW2YPH | 1st Source Lighting | 1st Source LED | BAY-LHB4-6-PO-S-50K-O-X | Indoor Luminaires | High-Bay | High-Bay Luminaires for Commercial and Industrial Buildings | Premium | FALSE | [9 empty] | 42394 |  |  | Yes |  | 3.1 | 38259.45 | 128.56 | 297.6 | 8 | 1 | 5000 | 85
PQM4TVKV | 1st Source Lighting | 1st Source LED | BAY-LHB8-6-PO-S-50K-O-X | Indoor Luminaires | High-Bay | High-Bay Luminaires for Commercial and Industrial Buildings | Premium | FALSE | [9 empty] | 42394 |  |  | Yes |  | 3.1 | 38259.45 | 128.56 | 297.6 | 8 | 1 | 5000 | 85
PMWP16Z5 | 1st Source Lighting | 1st Source LED | BAY-LHB8-8-PO-S-50K-DAC-X-HWC | Indoor Luminaires | High-Bay | High-Bay Luminaires for Commercial and Industrial Buildings | Standard | FALSE | [9 empty] | 42394 |  |  | Yes |  | 3.1 | 37979.2 | 95.83 | 396.31 | 8 | 1 | 5000 | 85
PUHWR5YM | 1st Source Lighting | 1st Source LED | BAY-LHB4-6-PO-H-50K-LAC-X-HWC | Indoor Luminaires | High-Bay | High-Bay Luminaires for Commercial and Industrial Buildings | Standard | FALSE | [9 empty] | 42394 |  |  | Yes |  | 3.1 | 36688.63 | 91.59 | 400.56 | 8 | 1 | 5000 | 85
PF2FYJMR | 1st Source Lighting | 1st Source LED | BAY-LHB8-6-PO-H-50K-LAC-X-HWC | Indoor Luminaires | High-Bay | High-Bay Luminaires for Commercial and Industrial Buildings | Standard | FALSE | [9 empty] | 42394 |  |  | Yes |  | 3.1 | 36688.63 | 91.59 | 400.56 | 8 | 1 | 5000 | 85
P7NM5MTJ | 1st Source Lighting | 1st Source LED | BAY-LHB8-6-PO-S-50K-LAC-X | Indoor Luminaires | High-Bay | High-Bay Luminaires for Commercial and Industrial Buildings | Premium | FALSE | [9 empty] | 42394 |  |  | Yes |  | 3.1 | 34779.92 | 117.01 | 297.23 | 8 | 1 | 5000 | 85
P1PZJBQD | 1st Source Lighting | 1st Source LED | BAY-LHB4-6-PO-S-50K-LAC-X | Indoor Luminaires | High-Bay | High-Bay Luminaires for Commercial and Industrial Buildings | Premium | FALSE | [9 empty] | 42394 |  |  | Yes |  | 3.1 | 34779.92 | 117.01 | 297.23 | 8 | 1 | 5000 | 85
PGNA4K9Y | 1st Source Lighting | 1st Source LED | BAY-LHB8-6-PO-H-50K-DAC-X-HWC | Indoor Luminaires | High-Bay | High-Bay Luminaires for Commercial and Industrial Buildings | Standard | FALSE | [9 empty] | 42394 |  |  | Yes |  | 3.1 | 34619.65 | 86.33 | 400.97 | 8 | 1 | 5000 | 85
P5GCWNQP | 1st Source Lighting | 1st Source LED | BAY-LHB4-6-PO-H-50K-DAC-X-HWC | Indoor Luminaires | High-Bay | High-Bay Luminaires for Commercial and Industrial Buildings | Standard | FALSE | [9 empty] | 42394 |  |  | Yes |  | 3.1 | 34619.65 | 86.33 | 400.97 | 8 | 1 | 5000 | 85
PSVU1357 | 1st Source Lighting | 1st Source LED | BAY-LHB8-6-PO-S-50K-DAC-X | Indoor Luminaires | High-Bay | High-Bay Luminaires for Commercial and Industrial Buildings | Standard | FALSE | [9 empty] | 42394 |  |  | Yes |  | 3.1 | 32879.13 | 110.66 | 297.11 | 8 | 1 | 5000 | 85
P1PR3NME | 1st Source Lighting | 1st Source LED | BAY-LHB4-6-PO-S-50K-DAC-X | Indoor Luminaires | High-Bay | High-Bay Luminaires for Commercial and Industrial Buildings | Standard | FALSE | [9 empty] | 42394 |  |  | Yes |  | 3.1 | 32879.13 | 110.66 | 297.11 | 8 | 1 | 5000 | 85
PESPWHG3 | 1st Source Lighting | 1st Source LED | BAY-LHB4-5-PO-S-50K-O-X | Indoor Luminaires | High-Bay | High-Bay Luminaires for Commercial and Industrial Buildings | Premium | FALSE | [9 empty] | 42394 |  |  | Yes |  | 3.1 | 31882.88 | 128.56 | 248 | 8 | 1 | 5000 | 85
PTZNKFUW | 1st Source Lighting | 1st Source LED | BAY-LHB4-6-PO-S-50K-LAC-X-HWC | Indoor Luminaires | High-Bay | High-Bay Luminaires for Commercial and Industrial Buildings | Standard | FALSE | [9 empty] | 42394 |  |  | Yes |  | 3.1 | 30198.95 | 101.66 | 297.05 | 8 | 1 | 5000 | 85
P69JSG6N | 1st Source Lighting | 1st Source LED | BAY-LHB8-6-PO-S-50K-LAC-X-HWC | Indoor Luminaires | High-Bay | High-Bay Luminaires for Commercial and Industrial Buildings | Standard | FALSE | [9 empty] | 42394 |  |  | Yes |  | 3.1 | 30198.95 | 101.66 | 297.05 | 8 | 1 | 5000 | 85
PZ18V3D9 | 1st Source Lighting | 1st Source LED | BAY-LHB4-5-PO-S-50K-LAC-X | Indoor Luminaires | High-Bay | High-Bay Luminaires for Commercial and Industrial Buildings | Premium | FALSE | [9 empty] | 42394 |  |  | Yes |  | 3.1 | 28983.27 | 117.01 | 247.69 | 8 | 1 | 5000 | 85
PN12CJ69 | 1st Source Lighting | 1st Source LED | BAY-LHB4-6-PO-S-50K-DAC-X-HWC | Indoor Luminaires | High-Bay | High-Bay Luminaires for Commercial and Industrial Buildings | Standard | FALSE | [9 empty] | 42394 |  |  | Yes |  | 3.1 | 28484.4 | 95.83 | 297.23 | 8 | 1 | 5000 | 85
P7XG8R1N | 1st Source Lighting | 1st Source LED | BAY-LHB8-6-PO-S-50K-DAC-X-HWC | Indoor Luminaires | High-Bay | High-Bay Luminaires for Commercial and Industrial Buildings | Standard | FALSE | [9 empty] | 42394 |  |  | Yes |  | 3.1 | 28484.4 | 95.83 | 297.23 | 8 | 1 | 5000 | 85
PYTJB5HJ | 1st Source Lighting | 1st Source LED | BAY-LHB4-5-PO-S-50K-DAC-X | Indoor Luminaires | High-Bay | High-Bay Luminaires for Commercial and Industrial Buildings | Standard | FALSE | [9 empty] | 42394 |  |  | Yes |  | 3.1 | 27399.28 | 110.66 | 247.59 | 8 | 1 | 5000 | 85
P7V1H3NB | 1st Source Lighting | 1st Source LED | BAY-LHB4-4-PO-H-50K-DAC-X | Indoor Luminaires | High-Bay | High-Bay Luminaires for Commercial and Industrial Buildings | Standard | FALSE | [9 empty] | 42394 |  |  | Yes |  | 3.1 | 26640.64 | 99.7 | 267.2 | 8 | 1 | 5000 | 85
PSM68Z55 | 1st Source Lighting | 1st Source LED | BAY-LHB4-4-PO-S-50K-O-X | Indoor Luminaires | High-Bay | High-Bay Luminaires for Commercial and Industrial Buildings | Premium | FALSE | [9 empty] | 42394 |  |  | Yes |  | 3.1 | 25506.3 | 128.56 | 198.4 | 8 | 1 | 5000 | 85
P6J3JP4S | 1st Source Lighting | 1st Source LED | BAY-LHB8-4-PO-S-50K-O-X | Indoor Luminaires | High-Bay | High-Bay Luminaires for Commercial and Industrial Buildings | Premium | FALSE | [9 empty] | 42394 |  |  | Yes |  | 3.1 | 25506.3 | 128.56 | 198.4 | 8 | 1 | 5000 | 85
PK4WCF82 | 1st Source Lighting | 1st Source LED | BAY-LHB4-5-PO-S-50K-LAC-X-HWC | Indoor Luminaires | High-Bay | High-Bay Luminaires for Commercial and Industrial Buildings | Standard | FALSE | [9 empty] | 42394 |  |  | Yes |  | 3.1 | 25165.79 | 101.66 | 247.54 | 8 | 1 | 5000 | 85
PDUD3EX8 | 1st Source Lighting | 1st Source LED | BAY-LHB4-4-PO-H-50K-LAC-X-HWC | Indoor Luminaires | High-Bay | High-Bay Luminaires for Commercial and Industrial Buildings | Standard | FALSE | [9 empty] | 42394 |  |  | Yes |  | 3.1 | 24459.09 | 91.59 | 267.04 | 8 | 1 | 5000 | 85
PZK6PJDP | 1st Source Lighting | 1st Source LED | BAY-LHB4-5-PO-S-50K-DAC-X-HWC | Indoor Luminaires | High-Bay | High-Bay Luminaires for Commercial and Industrial Buildings | Standard | FALSE | [9 empty] | 42394 |  |  | Yes |  | 3.1 | 23737 | 95.83 | 247.69 | 8 | 1 | 5000 | 85
PR64JB1T | 1st Source Lighting | 1st Source LED | BAY-LHB8-4-PO-S-50K-LAC-X | Indoor Luminaires | High-Bay | High-Bay Luminaires for Commercial and Industrial Buildings | Premium | FALSE | [9 empty] | 42394 |  |  | Yes |  | 3.1 | 23186.61 | 117.01 | 198.15 | 8 | 1 | 5000 | 85
PN572HMJ | 1st Source Lighting | 1st Source LED | BAY-LHB4-4-PO-S-50K-LAC-X | Indoor Luminaires | High-Bay | High-Bay Luminaires for Commercial and Industrial Buildings | Premium | FALSE | [9 empty] | 42394 |  |  | Yes |  | 3.1 | 23186.61 | 117.01 | 198.15 | 8 | 1 | 5000 | 85
PWZ9KGSF | 1st Source Lighting | 1st Source LED | BAY-LHB4-4-PO-H-50K-DAC-X-HWC | Indoor Luminaires | High-Bay | High-Bay Luminaires for Commercial and Industrial Buildings | Standard | FALSE | [9 empty] | 42394 |  |  | Yes |  | 3.1 | 23079.77 | 86.33 | 267.31 | 8 | 1 | 5000 | 85
PUJ2ZYG1 | 1st Source Lighting | 1st Source LED | BAY-LHB8-4-PO-S-50K-DAC-X | Indoor Luminaires | High-Bay | High-Bay Luminaires for Commercial and Industrial Buildings | Standard | FALSE | [9 empty] | 42394 |  |  | Yes |  | 3.1 | 21919.42 | 110.66 | 198.07 | 8 | 1 | 5000 | 85
PQJRZ71U | 1st Source Lighting | 1st Source LED | BAY-LHB4-4-PO-S-50K-DAC-X | Indoor Luminaires | High-Bay | High-Bay Luminaires for Commercial and Industrial Buildings | Standard | FALSE | [9 empty] | 42394 |  |  | Yes |  | 3.1 | 21919.42 | 110.66 | 198.07 | 8 | 1 | 5000 | 85
PV31P3VQ | 1st Source Lighting | 1st Source LED | BAY-LHB8-4-PO-S-50K-LAC-X-HWC | Indoor Luminaires | High-Bay | High-Bay Luminaires for Commercial and Industrial Buildings | Standard | FALSE | [9 empty] | 42394 |  |  | Yes |  | 3.1 | 20132.63 | 101.66 | 198.03 | 8 | 1 | 5000 | 85
PPQJKBJA | 1st Source Lighting | 1st Source LED | BAY-LHB4-4-PO-S-50K-LAC-X-HWC | Indoor Luminaires | High-Bay | High-Bay Luminaires for Commercial and Industrial Buildings | Standard | FALSE | [9 empty] | 42394 |  |  | Yes |  | 3.1 | 20132.63 | 101.66 | 198.03 | 8 | 1 | 5000 | 85
PZAEQS28 | 1st Source Lighting | 1st Source LED | BAY-LHB4-3-PO-S-50K-O-X | Indoor Luminaires | High-Bay | High-Bay Luminaires for Commercial and Industrial Buildings | Premium | FALSE | [9 empty] | 42394 |  |  | Yes |  | 3.1 | 19129.72 | 128.56 | 148.8 | 8 | 1 | 5000 | 85
P82G3GQF | 1st Source Lighting | 1st Source LED | BAY-LHB2-6-PO-S-50K-O-X | Indoor Luminaires | High-Bay | High-Bay Luminaires for Commercial and Industrial Buildings | Premium | FALSE | [9 empty] | 42394 |  |  | Yes |  | 3.1 | 19098.78 | 128.56 | 148.55 | 8 | 1 | 5000 | 85
PNRX4M1B | 1st Source Lighting | 1st Source LED | BAY-LHB4-4-PO-S-50K-DAC-X-HWC | Indoor Luminaires | High-Bay | High-Bay Luminaires for Commercial and Industrial Buildings | Standard | FALSE | [9 empty] | 42394 |  |  | Yes |  | 3.1 | 18989.6 | 95.83 | 198.15 | 8 | 1 | 5000 | 85
P4EEGW4B | 1st Source Lighting | 1st Source LED | BAY-LHB8-4-PO-S-50K-DAC-X-HWC | Indoor Luminaires | High-Bay | High-Bay Luminaires for Commercial and Industrial Buildings | Standard | FALSE | [9 empty] | 42394 |  |  | Yes |  | 3.1 | 18989.6 | 95.83 | 198.15 | 8 | 1 | 5000 | 85
P1FRADJN | 1st Source Lighting | 1st Source LED | BAY-LHB4-3-PO-S-50K-LAC-X | Indoor Luminaires | High-Bay | High-Bay Luminaires for Commercial and Industrial Buildings | Premium | FALSE | [9 empty] | 42394 |  |  | Yes |  | 3.1 | 17389.96 | 117.01 | 148.61 | 8 | 1 | 5000 | 85
P53JDDY2 | 1st Source Lighting | 1st Source LED | BAY-LHB2-6-PO-S-50K-LAC-X | Indoor Luminaires | High-Bay | High-Bay Luminaires for Commercial and Industrial Buildings | Premium | FALSE | [9 empty] | 42394 |  |  | Yes |  | 3.1 | 17382.92 | 117.01 | 148.55 | 8 | 1 | 5000 | 85
PE1AJXTQ | 1st Source Lighting | 1st Source LED | BAY-LHB2-6-PO-S-50K-DAC-X | Indoor Luminaires | High-Bay | High-Bay Luminaires for Commercial and Industrial Buildings | Standard | FALSE | [9 empty] | 42394 |  |  | Yes |  | 3.1 | 16439.56 | 110.66 | 148.55 | 8 | 1 | 5000 | 85
PAP29M2U | 1st Source Lighting | 1st Source LED | BAY-LHB4-3-PO-S-50K-DAC-X | Indoor Luminaires | High-Bay | High-Bay Luminaires for Commercial and Industrial Buildings | Standard | FALSE | [9 empty] | 42394 |  |  | Yes |  | 3.1 | 16439.56 | 110.66 | 148.55 | 8 | 1 | 5000 | 85
PT7PG2E2 | 1st Source Lighting | 1st Source LED | BAY-LHB2-5-PO-S-50K-O-X | Indoor Luminaires | High-Bay | High-Bay Luminaires for Commercial and Industrial Buildings | Premium | FALSE | [9 empty] | 42394 |  |  | Yes |  | 3.1 | 15193.31 | 122.07 | 124.45 | 8 | 1 | 5000 | 85
P6SDPBVE | 1st Source Lighting | 1st Source LED | BAY-LHB4-3-PO-S-50K-LAC-X-HWC | Indoor Luminaires | High-Bay | High-Bay Luminaires for Commercial and Industrial Buildings | Standard | FALSE | [9 empty] | 42394 |  |  | Yes |  | 3.1 | 15099.47 | 101.66 | 148.52 | 8 | 1 | 5000 | 85
P3MHVTR6 | 1st Source Lighting | 1st Source LED | BAY-LHB2-6-PO-S-50K-LAC-X-HWC | Indoor Luminaires | High-Bay | High-Bay Luminaires for Commercial and Industrial Buildings | Standard | FALSE | [9 empty] | 42394 |  |  | Yes |  | 3.1 | 15093.36 | 101.66 | 148.46 | 8 | 1 | 5000 | 85
PQPJBKG3 | 1st Source Lighting | 1st Source LED | BAY-LHB2-6-PO-S-50K-DAC-X-HWC | Indoor Luminaires | High-Bay | High-Bay Luminaires for Commercial and Industrial Buildings | Standard | FALSE | [9 empty] | 42394 |  |  | Yes |  | 3.1 | 14242.2 | 95.83 | 148.61 | 8 | 1 | 5000 | 85
PHJY4RYT | 1st Source Lighting | 1st Source LED | BAY-LHB4-3-PO-S-50K-DAC-X-HWC | Indoor Luminaires | High-Bay | High-Bay Luminaires for Commercial and Industrial Buildings | Standard | FALSE | [9 empty] | 42394 |  |  | Yes |  | 3.1 | 14242.2 | 95.83 | 148.61 | 8 | 1 | 5000 | 85
PQRP1R62 | 1st Source Lighting | 1st Source LED | BAY-LHB2-5-PO-S-50K-LAC-X | Indoor Luminaires | High-Bay | High-Bay Luminaires for Commercial and Industrial Buildings | Standard | FALSE | [9 empty] | 42394 |  |  | Yes |  | 3.1 | 13828.32 | 111.1 | 124.45 | 8 | 1 | 5000 | 85
PP8B2AR2 | 1st Source Lighting | 1st Source LED | BAY-LHB2-5-PO-S-50K-DAC-X | Indoor Luminaires | High-Bay | High-Bay Luminaires for Commercial and Industrial Buildings | Standard | FALSE | [9 empty] | 42394 |  |  | Yes |  | 3.1 | 13077.87 | 105.08 | 124.45 | 8 | 1 | 5000 | 85
PZ9ZZAF6 | 1st Source Lighting | 1st Source LED | BAY-LHB4-2-PO-S-50K-O-X | Indoor Luminaires | High-Bay | High-Bay Luminaires for Commercial and Industrial Buildings | Premium | FALSE | [9 empty] | 42394 |  |  | Yes |  | 3.1 | 12753.15 | 128.56 | 99.2 | 8 | 1 | 5000 | 85
PJJ69DC3 | 1st Source Lighting | 1st Source LED | BAY-LHB8-2-PO-S-50K-O-X | Indoor Luminaires | High-Bay | High-Bay Luminaires for Commercial and Industrial Buildings | Premium | FALSE | [9 empty] | 42394 |  |  | Yes |  | 3.1 | 12753.15 | 128.56 | 99.2 | 8 | 1 | 5000 | 85
P8J9W9K8 | 1st Source Lighting | 1st Source LED | BAY-LHB2-4-PO-S-50K-O-X | Indoor Luminaires | High-Bay | High-Bay Luminaires for Commercial and Industrial Buildings | Premium | FALSE | [9 empty] | 42394 |  |  | Yes |  | 3.1 | 12732.52 | 128.56 | 99.03 | 8 | 1 | 5000 | 85
PRC7EQPZ | 1st Source Lighting | 1st Source LED | BAY-LHB2-5-PO-S-50K-LAC-X-HWC | Indoor Luminaires | High-Bay | High-Bay Luminaires for Commercial and Industrial Buildings | Standard | FALSE | [9 empty] | 42394 |  |  | Yes |  | 3.1 | 12006.95 | 96.53 | 124.38 | 8 | 1 | 5000 | 85
PF2R4RFS | 1st Source Lighting | 1st Source LED | BAY-LHB8-2-PO-S-50K-LAC-X | Indoor Luminaires | High-Bay | High-Bay Luminaires for Commercial and Industrial Buildings | Premium | FALSE | [9 empty] | 42394 |  |  | Yes |  | 3.1 | 11593.3 | 117.01 | 99.07 | 8 | 1 | 5000 | 85
P84GE8WB | 1st Source Lighting | 1st Source LED | BAY-LHB4-2-PO-S-50K-LAC-X | Indoor Luminaires | High-Bay | High-Bay Luminaires for Commercial and Industrial Buildings | Premium | FALSE | [9 empty] | 42394 |  |  | Yes |  | 3.1 | 11593.3 | 117.01 | 99.07 | 8 | 1 | 5000 | 85
PHWM5PMC | 1st Source Lighting | 1st Source LED | BAY-LHB2-4-PO-S-50K-LAC-X | Indoor Luminaires | High-Bay | High-Bay Luminaires for Commercial and Industrial Buildings | Premium | FALSE | [9 empty] | 42394 |  |  | Yes |  | 3.1 | 11588.61 | 117.01 | 99.03 | 8 | 1 | 5000 | 85
P1C49XJN | 1st Source Lighting | 1st Source LED | BAY-LHB2-5-PO-S-50K-DAC-X-HWC | Indoor Luminaires | High-Bay | High-Bay Luminaires for Commercial and Industrial Buildings | Standard | FALSE | [9 empty] | 42394 |  |  | Yes |  | 3.1 | 11329.84 | 90.99 | 124.5 | 8 | 1 | 5000 | 85
PVK4WV6W | 1st Source Lighting | 1st Source LED | BAY-LHB4-2-PO-S-50K-DAC-X | Indoor Luminaires | High-Bay | High-Bay Luminaires for Commercial and Industrial Buildings | Standard | FALSE | [9 empty] | 42394 |  |  | Yes |  | 3.1 | 10959.71 | 110.66 | 99.03 | 8 | 1 | 5000 | 85
PA48DVPP | 1st Source Lighting | 1st Source LED | BAY-LHB8-2-PO-S-50K-DAC-X | Indoor Luminaires | High-Bay | High-Bay Luminaires for Commercial and Industrial Buildings | Standard | FALSE | [9 empty] | 42394 |  |  | Yes |  | 3.1 | 10959.71 | 110.66 | 99.03 | 8 | 1 | 5000 | 85
P1MYVYRA | 1st Source Lighting | 1st Source LED | BAY-LHB2-4-PO-S-50K-DAC-X | Indoor Luminaires | High-Bay | High-Bay Luminaires for Commercial and Industrial Buildings | Standard | FALSE | [9 empty] | 42394 |  |  | Yes |  | 3.1 | 10959.71 | 110.66 | 99.03 | 8 | 1 | 5000 | 85
PXP4HFEP | 1st Source Lighting | 1st Source LED | BAY-LHB4-2-PO-S-50K-LAC-X-HWC | Indoor Luminaires | High-Bay | High-Bay Luminaires for Commercial and Industrial Buildings | Standard | FALSE | [9 empty] | 42394 |  |  | Yes |  | 3.1 | 10066.31 | 101.66 | 99.01 | 8 | 1 | 5000 | 85
P7XTJH7V | 1st Source Lighting | 1st Source LED | BAY-LHB8-2-PO-S-50K-LAC-X-HWC | Indoor Luminaires | High-Bay | High-Bay Luminaires for Commercial and Industrial Buildings | Standard | FALSE | [9 empty] | 42394 |  |  | Yes |  | 3.1 | 10066.31 | 101.66 | 99.01 | 8 | 1 | 5000 | 85
PHMS1RPM | 1st Source Lighting | 1st Source LED | BAY-LHB2-4-PO-S-50K-LAC-X-HWC | Indoor Luminaires | High-Bay | High-Bay Luminaires for Commercial and Industrial Buildings | Standard | FALSE | [9 empty] | 42394 |  |  | Yes |  | 3.1 | 10062.24 | 101.66 | 98.97 | 8 | 1 | 5000 | 85
PJFWNNVT | 1st Source Lighting | 1st Source LED | BAY-LHB8-2-PO-S-50K-DAC-X-HWC | Indoor Luminaires | High-Bay | High-Bay Luminaires for Commercial and Industrial Buildings | Standard | FALSE | [9 empty] | 42394 |  |  | Yes |  | 3.1 | 9494.8 | 95.83 | 99.07 | 8 | 1 | 5000 | 85
PBWT2A9C | 1st Source Lighting | 1st Source LED | BAY-LHB4-2-PO-S-50K-DAC-X-HWC | Indoor Luminaires | High-Bay | High-Bay Luminaires for Commercial and Industrial Buildings | Standard | FALSE | [9 empty] | 42394 |  |  | Yes |  | 3.1 | 9494.8 | 95.83 | 99.07 | 8 | 1 | 5000 | 85
PA6ZNNMX | 1st Source Lighting | 1st Source LED | BAY-LHB2-4-PO-S-50K-DAC-X-HWC | Indoor Luminaires | High-Bay | High-Bay Luminaires for Commercial and Industrial Buildings | Standard | FALSE | [9 empty] | 42394 |  |  | Yes |  | 3.1 | 9494.8 | 95.83 | 99.07 | 8 | 1 | 5000 | 85
P2JPP9DV | 1st Source Lighting | 1st Source LED | BAY-LHB2-3-PO-S-50K-O-X | Indoor Luminaires | High-Bay | High-Bay Luminaires for Commercial and Industrial Buildings | Premium | FALSE | [9 empty] | 42394 |  |  | Yes |  | 3.1 | 9070.66 | 121.72 | 74.51 | 8 | 1 | 5000 | 85
P9Z5FPM9 | 1st Source Lighting | 1st Source LED | BAY-LHB2-3-PO-S-50K-LAC-X | Indoor Luminaires | High-Bay | Low-Bay Luminaires for Commercial and Industrial Buildings | Standard | FALSE | [9 empty] | 42394 |  |  | Yes |  | 3.1 | 8255.74 | 110.79 | 74.51 | 8 | 1 | 5000 | 85
PFEVW5QE | 1st Source Lighting | 1st Source LED | BAY-LHB2-3-PO-S-50K-DAC-X | Indoor Luminaires | High-Bay | Low-Bay Luminaires for Commercial and Industrial Buildings | Standard | FALSE | [9 empty] | 42394 |  |  | Yes |  | 3.1 | 7807.71 | 104.78 | 74.51 | 8 | 1 | 5000 | 85
P8JFKCUC | 1st Source Lighting | 1st Source LED | BAY-LHB2-3-PO-S-50K-LAC-X-HWC | Indoor Luminaires | High-Bay | Low-Bay Luminaires for Commercial and Industrial Buildings | Standard | FALSE | [9 empty] | 42394 |  |  | Yes |  | 3.1 | 7168.35 | 96.25 | 74.47 | 8 | 1 | 5000 | 85
PURDPU1U | 1st Source Lighting | 1st Source LED | BAY-LHB2-3-PO-S-50K-DAC-X-HWC | Indoor Luminaires | High-Bay | Low-Bay Luminaires for Commercial and Industrial Buildings | Standard | FALSE | [9 empty] | 42394 |  |  | Yes |  | 3.1 | 6764.11 | 90.73 | 74.54 | 8 | 1 | 5000 | 85
PCG8CSKW | 1st Source Lighting | 1st Source LED | BAY-LHB2-2-PO-S-50K-LAC-X | Indoor Luminaires | High-Bay | Low-Bay Luminaires for Commercial and Industrial Buildings | Premium | FALSE | [9 empty] | 42394 |  |  | Yes |  | 3.1 | 5803.69 | 117.01 | 49.6 | 8 | 1 | 5000 | 85
PXXZQGRJ | 1st Source Lighting | 1st Source LED | BAY-LHB2-2-PO-S-50K-DAC-X | Indoor Luminaires | High-Bay | Low-Bay Luminaires for Commercial and Industrial Buildings | Standard | FALSE | [9 empty] | 42394 |  |  | Yes |  | 3.1 | 5488.73 | 110.66 | 49.6 | 8 | 1 | 5000 | 85
P14B81FA | 1st Source Lighting | 1st Source LED | BAY-LHB2-2-PO-S-50K-LAC-X-HWC | Indoor Luminaires | High-Bay | Low-Bay Luminaires for Commercial and Industrial Buildings | Standard | FALSE | [9 empty] | 42394 |  |  | Yes |  | 3.1 | 5042.33 | 101.66 | 49.6 | 8 | 1 | 5000 | 85
PW2BKJDU | 1st Source Lighting | 1st Source LED | BAY-LHB2-2-PO-S-50K-DAC-X-HWC | Indoor Luminaires | High-Bay | Low-Bay Luminaires for Commercial and Industrial Buildings | Standard | FALSE | [9 empty] | 42394 |  |  | Yes |  | 3.1 | 4753.16 | 95.83 | 49.6 | 8 | 1 | 5000 | 85
PM8TH799 | 1st Source Lighting | 1st Source LED | BAY-LHB8-12-PO-S-40K-LAC-X-HWC | Indoor Luminaires | High-Bay | High-Bay Luminaires for Commercial and Industrial Buildings | Standard | FALSE | [9 empty] | 42394 |  |  | Yes |  | 3.1 | 60215.25 | 101.66 | 592.32 | 8 | 1 | 4147 | 85
P4HSBSFG | 1st Source Lighting | 1st Source LED | BAY-LHB8-12-PO-S-40K-DAC-X-HWC | Indoor Luminaires | High-Bay | High-Bay Luminaires for Commercial and Industrial Buildings | Standard | FALSE | [9 empty] | 42394 |  |  | Yes |  | 3.1 | 56796.52 | 95.83 | 592.68 | 8 | 1 | 4147 | 85
PZ6BDS9V | 1st Source Lighting | 1st Source LED | BAY-LHB8-10-PO-S-40K-LAC-X-HWC | Indoor Luminaires | High-Bay | High-Bay Luminaires for Commercial and Industrial Buildings | Standard | FALSE | [9 empty] | 42394 |  |  | Yes |  | 3.1 | 50179.37 | 101.66 | 493.6 | 8 | 1 | 4147 | 85
P2BCEH1Y | 1st Source Lighting | 1st Source LED | BAY-LHB8-10-PO-S-40K-DAC-X-HWC | Indoor Luminaires | High-Bay | High-Bay Luminaires for Commercial and Industrial Buildings | Standard | FALSE | [9 empty] | 42394 |  |  | Yes |  | 3.1 | 47330.43 | 95.83 | 493.9 | 8 | 1 | 4147 | 85
PMYX7K2G | 1st Source Lighting | 1st Source LED | BAY-LHB8-8-PO-S-40K-LAC-X-HWC | Indoor Luminaires | High-Bay | High-Bay Luminaires for Commercial and Industrial Buildings | Standard | FALSE | [9 empty] | 42394 |  |  | Yes |  | 3.1 | 40143.5 | 101.66 | 394.88 | 8 | 1 | 4147 | 85
P5Y51CW8 | 1st Source Lighting | 1st Source LED | BAY-LHB8-8-PO-S-40K-DAC-X-HWC | Indoor Luminaires | High-Bay | High-Bay Luminaires for Commercial and Industrial Buildings | Standard | FALSE | [9 empty] | 42394 |  |  | Yes |  | 3.1 | 37864.34 | 95.83 | 395.12 | 8 | 1 | 4147 | 85
PPAFV113 | 1st Source Lighting | 1st Source LED | BAY-LHB4-6-PO-H-40K-LAC-X-HWC | Indoor Luminaires | High-Bay | High-Bay Luminaires for Commercial and Industrial Buildings | Standard | FALSE | [9 empty] | 42394 |  |  | Yes |  | 3.1 | 36577.68 | 91.59 | 399.35 | 8 | 1 | 4147 | 85
PJGT9MCP | 1st Source Lighting | 1st Source LED | BAY-LHB8-6-PO-H-40K-LAC-X-HWC | Indoor Luminaires | High-Bay | High-Bay Luminaires for Commercial and Industrial Buildings | Standard | FALSE | [9 empty] | 42394 |  |  | Yes |  | 3.1 | 36577.68 | 91.59 | 399.35 | 8 | 1 | 4147 | 85
PSN21TUY | 1st Source Lighting | 1st Source LED | BAY-LHB4-6-PO-H-40K-DAC-X-HWC | Indoor Luminaires | High-Bay | High-Bay Luminaires for Commercial and Industrial Buildings | Standard | FALSE | [9 empty] | 42394 |  |  | Yes |  | 3.1 | 34514.95 | 86.33 | 399.76 | 8 | 1 | 4147 | 85
P81QBGYA | 1st Source Lighting | 1st Source LED | BAY-LHB8-6-PO-H-40K-DAC-X-HWC | Indoor Luminaires | High-Bay | High-Bay Luminaires for Commercial and Industrial Buildings | Standard | FALSE | [9 empty] | 42394 |  |  | Yes |  | 3.1 | 34514.95 | 86.33 | 399.76 | 8 | 1 | 4147 | 85
PMDC8F4R | 1st Source Lighting | 1st Source LED | BAY-LHB8-6-PO-S-40K-LAC-X-HWC | Indoor Luminaires | High-Bay | High-Bay Luminaires for Commercial and Industrial Buildings | Standard | FALSE | [9 empty] | 42394 |  |  | Yes |  | 3.1 | 30107.62 | 101.66 | 296.16 | 8 | 1 | 4147 | 85
P18FZJHF | 1st Source Lighting | 1st Source LED | BAY-LHB4-6-PO-S-40K-LAC-X-HWC | Indoor Luminaires | High-Bay | High-Bay Luminaires for Commercial and Industrial Buildings | Standard | FALSE | [9 empty] | 42394 |  |  | Yes |  | 3.1 | 30107.62 | 101.66 | 296.16 | 8 | 1 | 4147 | 85
PH2YGYHV | 1st Source Lighting | 1st Source LED | BAY-LHB4-6-PO-S-40K-DAC-X-HWC | Indoor Luminaires | High-Bay | High-Bay Luminaires for Commercial and Industrial Buildings | Standard | FALSE | [9 empty] | 42394 |  |  | Yes |  | 3.1 | 28398.26 | 95.83 | 296.34 | 8 | 1 | 4147 | 85
P4XF9R7X | 1st Source Lighting | 1st Source LED | BAY-LHB8-6-PO-S-40K-DAC-X-HWC | Indoor Luminaires | High-Bay | High-Bay Luminaires for Commercial and Industrial Buildings | Standard | FALSE | [9 empty] | 42394 |  |  | Yes |  | 3.1 | 28398.26 | 95.83 | 296.34 | 8 | 1 | 4147 | 85
PRMKVH69 | 1st Source Lighting | 1st Source LED | BAY-LHB4-5-PO-S-40K-LAC-X-HWC | Indoor Luminaires | High-Bay | High-Bay Luminaires for Commercial and Industrial Buildings | Standard | FALSE | [9 empty] | 42394 |  |  | Yes |  | 3.1 | 25089.68 | 101.66 | 246.8 | 8 | 1 | 4147 | 85
PDSHHK8B | 1st Source Lighting | 1st Source LED | BAY-LHB4-4-PO-H-40K-LAC-X-HWC | Indoor Luminaires | High-Bay | High-Bay Luminaires for Commercial and Industrial Buildings | Standard | FALSE | [9 empty] | 42394 |  |  | Yes |  | 3.1 | 24385.12 | 91.59 | 266.23 | 8 | 1 | 4147 | 85
P3KACJKQ | 1st Source Lighting | 1st Source LED | BAY-LHB4-5-PO-S-40K-DAC-X-HWC | Indoor Luminaires | High-Bay | High-Bay Luminaires for Commercial and Industrial Buildings | Standard | FALSE | [9 empty] | 42394 |  |  | Yes |  | 3.1 | 23665.21 | 95.83 | 246.95 | 8 | 1 | 4147 | 85
PPZ791QV | 1st Source Lighting | 1st Source LED | BAY-LHB4-4-PO-H-40K-DAC-X-HWC | Indoor Luminaires | High-Bay | High-Bay Luminaires for Commercial and Industrial Buildings | Standard | FALSE | [9 empty] | 42394 |  |  | Yes |  | 3.1 | 23009.97 | 86.33 | 266.5 | 8 | 1 | 4147 | 85
PRMG4Q98 | 1st Source Lighting | 1st Source LED | BAY-LHB8-4-PO-S-40K-LAC-X-HWC | Indoor Luminaires | High-Bay | High-Bay Luminaires for Commercial and Industrial Buildings | Standard | FALSE | [9 empty] | 42394 |  |  | Yes |  | 3.1 | 20071.75 | 101.66 | 197.44 | 8 | 1 | 4147 | 85
PF6KGCNS | 1st Source Lighting | 1st Source LED | BAY-LHB4-4-PO-S-40K-LAC-X-HWC | Indoor Luminaires | High-Bay | High-Bay Luminaires for Commercial and Industrial Buildings | Standard | FALSE | [9 empty] | 42394 |  |  | Yes |  | 3.1 | 20071.75 | 101.66 | 197.44 | 8 | 1 | 4147 | 85
PVA3VJ8M | 1st Source Lighting | 1st Source LED | BAY-LHB8-4-PO-S-40K-DAC-X-HWC | Indoor Luminaires | High-Bay | High-Bay Luminaires for Commercial and Industrial Buildings | Standard | FALSE | [9 empty] | 42394 |  |  | Yes |  | 3.1 | 18932.17 | 95.83 | 197.56 | 8 | 1 | 4147 | 85
PV6DP145 | 1st Source Lighting | 1st Source LED | BAY-LHB4-4-PO-S-40K-DAC-X-HWC | Indoor Luminaires | High-Bay | High-Bay Luminaires for Commercial and Industrial Buildings | Standard | FALSE | [9 empty] | 42394 |  |  | Yes |  | 3.1 | 18932.17 | 95.83 | 197.56 | 8 | 1 | 4147 | 85
P7YC1PZF | 1st Source Lighting | 1st Source LED | BAY-LHB4-3-PO-S-40K-LAC-X-HWC | Indoor Luminaires | High-Bay | High-Bay Luminaires for Commercial and Industrial Buildings | Standard | FALSE | [9 empty] | 42394 |  |  | Yes |  | 3.1 | 15053.81 | 101.66 | 148.08 | 8 | 1 | 4147 | 85
PDHQKAUK | 1st Source Lighting | 1st Source LED | BAY-LHB2-6-PO-S-40K-LAC-X-HWC | Indoor Luminaires | High-Bay | High-Bay Luminaires for Commercial and Industrial Buildings | Standard | FALSE | [9 empty] | 42394 |  |  | Yes |  | 3.1 | 15047.71 | 101.66 | 148.02 | 8 | 1 | 4147 | 85
PFU1J4RM | 1st Source Lighting | 1st Source LED | BAY-LHB4-3-PO-S-40K-DAC-X-HWC | Indoor Luminaires | High-Bay | High-Bay Luminaires for Commercial and Industrial Buildings | Standard | FALSE | [9 empty] | 42394 |  |  | Yes |  | 3.1 | 14199.13 | 95.83 | 148.17 | 8 | 1 | 4147 | 85
P6Z2UZK2 | 1st Source Lighting | 1st Source LED | BAY-LHB2-6-PO-S-40K-DAC-X-HWC | Indoor Luminaires | High-Bay | High-Bay Luminaires for Commercial and Industrial Buildings | Standard | FALSE | [9 empty] | 42394 |  |  | Yes |  | 3.1 | 14199.13 | 95.83 | 148.17 | 8 | 1 | 4147 | 85
PREQ8GEF | 1st Source Lighting | 1st Source LED | BAY-LHB2-5-PO-S-40K-LAC-X-HWC | Indoor Luminaires | High-Bay | High-Bay Luminaires for Commercial and Industrial Buildings | Standard | FALSE | [9 empty] | 42394 |  |  | Yes |  | 3.1 | 11970.64 | 96.53 | 124 | 8 | 1 | 4147 | 85
P5D1CQ1J | 1st Source Lighting | 1st Source LED | BAY-LHB2-5-PO-S-40K-DAC-X-HWC | Indoor Luminaires | High-Bay | High-Bay Luminaires for Commercial and Industrial Buildings | Standard | FALSE | [9 empty] | 42394 |  |  | Yes |  | 3.1 | 11295.58 | 90.99 | 124.13 | 8 | 1 | 4147 | 85
PVVNY5RT | 1st Source Lighting | 1st Source LED | BAY-LHB8-2-PO-S-40K-LAC-X-HWC | Indoor Luminaires | High-Bay | High-Bay Luminaires for Commercial and Industrial Buildings | Standard | FALSE | [9 empty] | 42394 |  |  | Yes |  | 3.1 | 10035.87 | 101.66 | 98.72 | 8 | 1 | 4147 | 85
P6X8HEG1 | 1st Source Lighting | 1st Source LED | BAY-LHB4-2-PO-S-40K-LAC-X-HWC | Indoor Luminaires | High-Bay | High-Bay Luminaires for Commercial and Industrial Buildings | Standard | FALSE | [9 empty] | 42394 |  |  | Yes |  | 3.1 | 10035.87 | 101.66 | 98.72 | 8 | 1 | 4147 | 85
PCHTW4BG | 1st Source Lighting | 1st Source LED | BAY-LHB2-4-PO-S-40K-LAC-X-HWC | Indoor Luminaires | High-Bay | High-Bay Luminaires for Commercial and Industrial Buildings | Standard | FALSE | [9 empty] | 42394 |  |  | Yes |  | 3.1 | 10031.81 | 101.66 | 98.68 | 8 | 1 | 4147 | 85
PQFZ89NA | 1st Source Lighting | 1st Source LED | BAY-LHB4-2-PO-S-40K-DAC-X-HWC | Indoor Luminaires | High-Bay | High-Bay Luminaires for Commercial and Industrial Buildings | Standard | FALSE | [9 empty] | 42394 |  |  | Yes |  | 3.1 | 9466.08 | 95.83 | 98.78 | 8 | 1 | 4147 | 85
P9C236BP | 1st Source Lighting | 1st Source LED | BAY-LHB2-4-PO-S-40K-DAC-X-HWC | Indoor Luminaires | High-Bay | High-Bay Luminaires for Commercial and Industrial Buildings | Standard | FALSE | [9 empty] | 42394 |  |  | Yes |  | 3.1 | 9466.08 | 95.83 | 98.78 | 8 | 1 | 4147 | 85
P7C57YNY | 1st Source Lighting | 1st Source LED | BAY-LHB8-2-PO-S-40K-DAC-X-HWC | Indoor Luminaires | High-Bay | High-Bay Luminaires for Commercial and Industrial Buildings | Standard | FALSE | [9 empty] | 42394 |  |  | Yes |  | 3.1 | 9466.08 | 95.83 | 98.78 | 8 | 1 | 4147 | 85
PCDJM37U | 1st Source Lighting | 1st Source LED | BAY-LHB2-3-PO-S-40K-LAC-X-HWC | Indoor Luminaires | High-Bay | Low-Bay Luminaires for Commercial and Industrial Buildings | Standard | FALSE | [9 empty] | 42394 |  |  | Yes |  | 3.1 | 7146.67 | 96.25 | 74.24 | 8 | 1 | 4147 | 85
PXQWSQVN | 1st Source Lighting | 1st Source LED | BAY-LHB2-3-PO-S-40K-DAC-X-HWC | Indoor Luminaires | High-Bay | Low-Bay Luminaires for Commercial and Industrial Buildings | Standard | FALSE | [9 empty] | 42394 |  |  | Yes |  | 3.1 | 6743.65 | 90.73 | 74.32 | 8 | 1 | 4147 | 85
PC4W36SB | 1st Source Lighting | 1st Source LED | BAY-LHB2-2-PO-S-40K-O-X | Indoor Luminaires | High-Bay | Low-Bay Luminaires for Commercial and Industrial Buildings | Premium | FALSE | [9 empty] | 42394 |  |  | Yes |  | 3.1 | 6358.05 | 128.56 | 49.45 | 8 | 1 | 4147 | 85
P7CDECB6 | 1st Source Lighting | 1st Source LED | BAY-LHB2-2-PO-S-40K-LAC-X-HWC | Indoor Luminaires | High-Bay | Low-Bay Luminaires for Commercial and Industrial Buildings | Standard | FALSE | [9 empty] | 42394 |  |  | Yes |  | 3.1 | 5018.28 | 101.66 | 49.36 | 8 | 1 | 4147 | 85
PH264VGK | 1st Source Lighting | 1st Source LED | BAY-LHB8-12-PO-S-40K-O-X | Indoor Luminaires | High-Bay | High-Bay Luminaires for Commercial and Industrial Buildings | Premium | FALSE | [9 empty] | 42394 |  |  | Yes |  | 3.1 | 76287.5 | 128.56 | 593.4 | 8 | 1 | 4000 | 85
PPB6WPN9 | 1st Source Lighting | 1st Source LED | BAY-LHB8-12-PO-S-40K-LAC-X | Indoor Luminaires | High-Bay | High-Bay Luminaires for Commercial and Industrial Buildings | Premium | FALSE | [9 empty] | 42394 |  |  | Yes |  | 3.1 | 69349.48 | 117.01 | 592.68 | 8 | 1 | 4000 | 85
PV4773WR | 1st Source Lighting | 1st Source LED | BAY-LHB8-12-PO-H-40K-DAC-X-HWC | Indoor Luminaires | High-Bay | High-Bay Luminaires for Commercial and Industrial Buildings | Standard | FALSE | [9 empty] | 42394 |  |  | Yes |  | 3.1 | 69029.91 | 86.33 | 799.52 | 8 | 1 | 4000 | 85
PA5ZTGH8 | 1st Source Lighting | 1st Source LED | BAY-LHB8-12-PO-S-40K-DAC-X | Indoor Luminaires | High-Bay | High-Bay Luminaires for Commercial and Industrial Buildings | Standard | FALSE | [9 empty] | 42394 |  |  | Yes |  | 3.1 | 65559.41 | 110.66 | 592.44 | 8 | 1 | 4000 | 85
PCW526SW | 1st Source Lighting | 1st Source LED | BAY-LHB8-10-PO-S-40K-O-X | Indoor Luminaires | High-Bay | High-Bay Luminaires for Commercial and Industrial Buildings | Premium | FALSE | [9 empty] | 42394 |  |  | Yes |  | 3.1 | 63572.92 | 128.56 | 494.5 | 8 | 1 | 4000 | 85
P61MS8A4 | 1st Source Lighting | 1st Source LED | BAY-LHB8-10-PO-S-40K-LAC-X | Indoor Luminaires | High-Bay | High-Bay Luminaires for Commercial and Industrial Buildings | Premium | FALSE | [9 empty] | 42394 |  |  | Yes |  | 3.1 | 57791.23 | 117.01 | 493.9 | 8 | 1 | 4000 | 85
PD7FTJUN | 1st Source Lighting | 1st Source LED | BAY-LHB8-10-PO-S-40K-DAC-X | Indoor Luminaires | High-Bay | High-Bay Luminaires for Commercial and Industrial Buildings | Standard | FALSE | [9 empty] | 42394 |  |  | Yes |  | 3.1 | 54632.84 | 110.66 | 493.7 | 8 | 1 | 4000 | 85
P55AD7G7 | 1st Source Lighting | 1st Source LED | BAY-LHB8-8-PO-S-40K-O-X | Indoor Luminaires | High-Bay | High-Bay Luminaires for Commercial and Industrial Buildings | Premium | FALSE | [9 empty] | 42394 |  |  | Yes |  | 3.1 | 50858.33 | 128.56 | 395.6 | 8 | 1 | 4000 | 85
PC6XBYAJ | 1st Source Lighting | 1st Source LED | BAY-LHB8-6-PO-H-40K-O-X | Indoor Luminaires | High-Bay | High-Bay Luminaires for Commercial and Industrial Buildings | Standard | FALSE | [9 empty] | 42394 |  |  | Yes |  | 3.1 | 46284.52 | 115.82 | 399.6 | 8 | 1 | 4000 | 85
PY9QTPVN | 1st Source Lighting | 1st Source LED | BAY-LHB8-8-PO-S-40K-LAC-X | Indoor Luminaires | High-Bay | High-Bay Luminaires for Commercial and Industrial Buildings | Premium | FALSE | [9 empty] | 42394 |  |  | Yes |  | 3.1 | 46232.99 | 117.01 | 395.12 | 8 | 1 | 4000 | 85
PCKCQPRE | 1st Source Lighting | 1st Source LED | BAY-LHB8-8-PO-S-40K-DAC-X | Indoor Luminaires | High-Bay | High-Bay Luminaires for Commercial and Industrial Buildings | Standard | FALSE | [9 empty] | 42394 |  |  | Yes |  | 3.1 | 43706.27 | 110.66 | 394.96 | 8 | 1 | 4000 | 85
PNG45Y67 | 1st Source Lighting | 1st Source LED | BAY-LHB8-6-PO-H-40K-LAC-X | Indoor Luminaires | High-Bay | High-Bay Luminaires for Commercial and Industrial Buildings | Standard | FALSE | [9 empty] | 42394 |  |  | Yes |  | 3.1 | 42126.26 | 105.42 | 399.6 | 8 | 1 | 4000 | 85
PAR2SQGT | 1st Source Lighting | 1st Source LED | BAY-LHB8-6-PO-H-40K-DAC-X | Indoor Luminaires | High-Bay | High-Bay Luminaires for Commercial and Industrial Buildings | Standard | FALSE | [9 empty] | 42394 |  |  | Yes |  | 3.1 | 39839.9 | 99.7 | 399.6 | 8 | 1 | 4000 | 85
P8WUBBMA | 1st Source Lighting | 1st Source LED | BAY-LHB4-6-PO-H-40K-DAC-X | Indoor Luminaires | High-Bay | High-Bay Luminaires for Commercial and Industrial Buildings | Standard | FALSE | [9 empty] | 42394 |  |  | Yes |  | 3.1 | 39839.9 | 99.7 | 399.6 | 8 | 1 | 4000 | 85
PZH3HNRB | 1st Source Lighting | 1st Source LED | BAY-LHB8-6-PO-S-40K-O-X | Indoor Luminaires | High-Bay | High-Bay Luminaires for Commercial and Industrial Buildings | Premium | FALSE | [9 empty] | 42394 |  |  | Yes |  | 3.1 | 38143.75 | 128.56 | 296.7 | 8 | 1 | 4000 | 85
PP8JPAA5 | 1st Source Lighting | 1st Source LED | BAY-LHB4-6-PO-S-40K-O-X | Indoor Luminaires | High-Bay | High-Bay Luminaires for Commercial and Industrial Buildings | Premium | FALSE | [9 empty] | 42394 |  |  | Yes |  | 3.1 | 38143.75 | 128.56 | 296.7 | 8 | 1 | 4000 | 85
PV25MCPE | 1st Source Lighting | 1st Source LED | BAY-LHB8-6-PO-S-40K-LAC-X | Indoor Luminaires | High-Bay | High-Bay Luminaires for Commercial and Industrial Buildings | Premium | FALSE | [9 empty] | 42394 |  |  | Yes |  | 3.1 | 34674.74 | 117.01 | 296.34 | 8 | 1 | 4000 | 85
PEZDMZPR | 1st Source Lighting | 1st Source LED | BAY-LHB4-6-PO-S-40K-LAC-X | Indoor Luminaires | High-Bay | High-Bay Luminaires for Commercial and Industrial Buildings | Premium | FALSE | [9 empty] | 42394 |  |  | Yes |  | 3.1 | 34674.74 | 117.01 | 296.34 | 8 | 1 | 4000 | 85
PAET7D8F | 1st Source Lighting | 1st Source LED | BAY-LHB4-6-PO-S-40K-DAC-X | Indoor Luminaires | High-Bay | High-Bay Luminaires for Commercial and Industrial Buildings | Standard | FALSE | [9 empty] | 42394 |  |  | Yes |  | 3.1 | 32779.7 | 110.66 | 296.22 | 8 | 1 | 4000 | 85
P23MCHJJ | 1st Source Lighting | 1st Source LED | BAY-LHB8-6-PO-S-40K-DAC-X | Indoor Luminaires | High-Bay | High-Bay Luminaires for Commercial and Industrial Buildings | Standard | FALSE | [9 empty] | 42394 |  |  | Yes |  | 3.1 | 32779.7 | 110.66 | 296.22 | 8 | 1 | 4000 | 85
PNDZFKTB | 1st Source Lighting | 1st Source LED | BAY-LHB4-5-PO-S-40K-O-X | Indoor Luminaires | High-Bay | High-Bay Luminaires for Commercial and Industrial Buildings | Premium | FALSE | [9 empty] | 42394 |  |  | Yes |  | 3.1 | 31786.46 | 128.56 | 247.25 | 8 | 1 | 4000 | 85
PWSNCEGN | 1st Source Lighting | 1st Source LED | BAY-LHB4-5-PO-S-40K-LAC-X | Indoor Luminaires | High-Bay | High-Bay Luminaires for Commercial and Industrial Buildings | Premium | FALSE | [9 empty] | 42394 |  |  | Yes |  | 3.1 | 28895.61 | 117.01 | 246.95 | 8 | 1 | 4000 | 85
PWK3CKW1 | 1st Source Lighting | 1st Source LED | BAY-LHB4-5-PO-S-40K-DAC-X | Indoor Luminaires | High-Bay | High-Bay Luminaires for Commercial and Industrial Buildings | Standard | FALSE | [9 empty] | 42394 |  |  | Yes |  | 3.1 | 27316.42 | 110.66 | 246.85 | 8 | 1 | 4000 | 85
PK17APN1 | 1st Source Lighting | 1st Source LED | BAY-LHB4-4-PO-H-40K-DAC-X | Indoor Luminaires | High-Bay | High-Bay Luminaires for Commercial and Industrial Buildings | Standard | FALSE | [9 empty] | 42394 |  |  | Yes |  | 3.1 | 26560.08 | 99.7 | 266.4 | 8 | 1 | 4000 | 85
PZ58NHQ1 | 1st Source Lighting | 1st Source LED | BAY-LHB4-4-PO-S-40K-O-X | Indoor Luminaires | High-Bay | High-Bay Luminaires for Commercial and Industrial Buildings | Premium | FALSE | [9 empty] | 42394 |  |  | Yes |  | 3.1 | 25429.16 | 128.56 | 197.8 | 8 | 1 | 4000 | 85
PBDRWUY8 | 1st Source Lighting | 1st Source LED | BAY-LHB8-4-PO-S-40K-O-X | Indoor Luminaires | High-Bay | High-Bay Luminaires for Commercial and Industrial Buildings | Premium | FALSE | [9 empty] | 42394 |  |  | Yes |  | 3.1 | 25429.16 | 128.56 | 197.8 | 8 | 1 | 4000 | 85
PXZDY1HJ | 1st Source Lighting | 1st Source LED | BAY-LHB8-4-PO-S-40K-LAC-X | Indoor Luminaires | High-Bay | High-Bay Luminaires for Commercial and Industrial Buildings | Premium | FALSE | [9 empty] | 42394 |  |  | Yes |  | 3.1 | 23116.49 | 117.01 | 197.56 | 8 | 1 | 4000 | 85
PR7P3H15 | 1st Source Lighting | 1st Source LED | BAY-LHB4-4-PO-S-40K-LAC-X | Indoor Luminaires | High-Bay | High-Bay Luminaires for Commercial and Industrial Buildings | Premium | FALSE | [9 empty] | 42394 |  |  | Yes |  | 3.1 | 23116.49 | 117.01 | 197.56 | 8 | 1 | 4000 | 85
PXH6RJ81 | 1st Source Lighting | 1st Source LED | BAY-LHB8-4-PO-S-40K-DAC-X | Indoor Luminaires | High-Bay | High-Bay Luminaires for Commercial and Industrial Buildings | Standard | FALSE | [9 empty] | 42394 |  |  | Yes |  | 3.1 | 21853.13 | 110.66 | 197.48 | 8 | 1 | 4000 | 85
PPMP7PDV | 1st Source Lighting | 1st Source LED | BAY-LHB4-4-PO-S-40K-DAC-X | Indoor Luminaires | High-Bay | High-Bay Luminaires for Commercial and Industrial Buildings | Standard | FALSE | [9 empty] | 42394 |  |  | Yes |  | 3.1 | 21853.13 | 110.66 | 197.48 | 8 | 1 | 4000 | 85
PKB6H26N | 1st Source Lighting | 1st Source LED | BAY-LHB4-3-PO-S-40K-O-X | Indoor Luminaires | High-Bay | High-Bay Luminaires for Commercial and Industrial Buildings | Premium | FALSE | [9 empty] | 42394 |  |  | Yes |  | 3.1 | 19071.87 | 128.56 | 148.35 | 8 | 1 | 4000 | 85
PYVFFR3F | 1st Source Lighting | 1st Source LED | BAY-LHB2-6-PO-S-40K-O-X | Indoor Luminaires | High-Bay | High-Bay Luminaires for Commercial and Industrial Buildings | Premium | FALSE | [9 empty] | 42394 |  |  | Yes |  | 3.1 | 19041.02 | 128.56 | 148.11 | 8 | 1 | 4000 | 85
PSV5XFMR | 1st Source Lighting | 1st Source LED | BAY-LHB4-3-PO-S-40K-LAC-X | Indoor Luminaires | High-Bay | High-Bay Luminaires for Commercial and Industrial Buildings | Premium | FALSE | [9 empty] | 42394 |  |  | Yes |  | 3.1 | 17337.37 | 117.01 | 148.17 | 8 | 1 | 4000 | 85
P1SFXV3H | 1st Source Lighting | 1st Source LED | BAY-LHB2-6-PO-S-40K-LAC-X | Indoor Luminaires | High-Bay | High-Bay Luminaires for Commercial and Industrial Buildings | Premium | FALSE | [9 empty] | 42394 |  |  | Yes |  | 3.1 | 17330.35 | 117.01 | 148.11 | 8 | 1 | 4000 | 85
PFHRCXG1 | 1st Source Lighting | 1st Source LED | BAY-LHB4-3-PO-S-40K-DAC-X | Indoor Luminaires | High-Bay | High-Bay Luminaires for Commercial and Industrial Buildings | Standard | FALSE | [9 empty] | 42394 |  |  | Yes |  | 3.1 | 16389.85 | 110.66 | 148.11 | 8 | 1 | 4000 | 85
PDCFHSM5 | 1st Source Lighting | 1st Source LED | BAY-LHB2-6-PO-S-40K-DAC-X | Indoor Luminaires | High-Bay | High-Bay Luminaires for Commercial and Industrial Buildings | Standard | FALSE | [9 empty] | 42394 |  |  | Yes |  | 3.1 | 16389.85 | 110.66 | 148.11 | 8 | 1 | 4000 | 85
P4CAZNRA | 1st Source Lighting | 1st Source LED | BAY-LHB2-5-PO-S-40K-O-X | Indoor Luminaires | High-Bay | High-Bay Luminaires for Commercial and Industrial Buildings | Premium | FALSE | [9 empty] | 42394 |  |  | Yes |  | 3.1 | 15147.36 | 122.07 | 124.08 | 8 | 1 | 4000 | 85
P5DM1PR3 | 1st Source Lighting | 1st Source LED | BAY-LHB2-5-PO-S-40K-LAC-X | Indoor Luminaires | High-Bay | High-Bay Luminaires for Commercial and Industrial Buildings | Standard | FALSE | [9 empty] | 42394 |  |  | Yes |  | 3.1 | 13786.5 | 111.1 | 124.08 | 8 | 1 | 4000 | 85
PT5Y9CSY | 1st Source Lighting | 1st Source LED | BAY-LHB2-5-PO-S-40K-DAC-X | Indoor Luminaires | High-Bay | High-Bay Luminaires for Commercial and Industrial Buildings | Standard | FALSE | [9 empty] | 42394 |  |  | Yes |  | 3.1 | 13038.06 | 105.08 | 124.08 | 8 | 1 | 4000 | 85
PP8UGQRJ | 1st Source Lighting | 1st Source LED | BAY-LHB4-2-PO-S-40K-O-X | Indoor Luminaires | High-Bay | High-Bay Luminaires for Commercial and Industrial Buildings | Premium | FALSE | [9 empty] | 42394 |  |  | Yes |  | 3.1 | 12714.58 | 128.56 | 98.9 | 8 | 1 | 4000 | 85
PCXFSQ5T | 1st Source Lighting | 1st Source LED | BAY-LHB8-2-PO-S-40K-O-X | Indoor Luminaires | High-Bay | High-Bay Luminaires for Commercial and Industrial Buildings | Premium | FALSE | [9 empty] | 42394 |  |  | Yes |  | 3.1 | 12714.58 | 128.56 | 98.9 | 8 | 1 | 4000 | 85
PHBGN65D | 1st Source Lighting | 1st Source LED | BAY-LHB2-4-PO-S-40K-O-X | Indoor Luminaires | High-Bay | High-Bay Luminaires for Commercial and Industrial Buildings | Premium | FALSE | [9 empty] | 42394 |  |  | Yes |  | 3.1 | 12694.01 | 128.56 | 98.74 | 8 | 1 | 4000 | 85
PXTM7WNS | 1st Source Lighting | 1st Source LED | BAY-LHB8-2-PO-S-40K-LAC-X | Indoor Luminaires | High-Bay | High-Bay Luminaires for Commercial and Industrial Buildings | Premium | FALSE | [9 empty] | 42394 |  |  | Yes |  | 3.1 | 11558.24 | 117.01 | 98.78 | 8 | 1 | 4000 | 85
P2ENSXW8 | 1st Source Lighting | 1st Source LED | BAY-LHB4-2-PO-S-40K-LAC-X | Indoor Luminaires | High-Bay | High-Bay Luminaires for Commercial and Industrial Buildings | Premium | FALSE | [9 empty] | 42394 |  |  | Yes |  | 3.1 | 11558.24 | 117.01 | 98.78 | 8 | 1 | 4000 | 85
P9HU15CZ | 1st Source Lighting | 1st Source LED | BAY-LHB2-4-PO-S-40K-LAC-X | Indoor Luminaires | High-Bay | High-Bay Luminaires for Commercial and Industrial Buildings | Premium | FALSE | [9 empty] | 42394 |  |  | Yes |  | 3.1 | 11553.56 | 117.01 | 98.74 | 8 | 1 | 4000 | 85
PBPPZ75C | 1st Source Lighting | 1st Source LED | BAY-LHB2-4-PO-S-40K-DAC-X | Indoor Luminaires | High-Bay | High-Bay Luminaires for Commercial and Industrial Buildings | Standard | FALSE | [9 empty] | 42394 |  |  | Yes |  | 3.1 | 10926.56 | 110.66 | 98.74 | 8 | 1 | 4000 | 85
PAMUG56N | 1st Source Lighting | 1st Source LED | BAY-LHB8-2-PO-S-40K-DAC-X | Indoor Luminaires | High-Bay | High-Bay Luminaires for Commercial and Industrial Buildings | Standard | FALSE | [9 empty] | 42394 |  |  | Yes |  | 3.1 | 10926.56 | 110.66 | 98.74 | 8 | 1 | 4000 | 85
P6PCF19G | 1st Source Lighting | 1st Source LED | BAY-LHB4-2-PO-S-40K-DAC-X | Indoor Luminaires | High-Bay | High-Bay Luminaires for Commercial and Industrial Buildings | Standard | FALSE | [9 empty] | 42394 |  |  | Yes |  | 3.1 | 10926.56 | 110.66 | 98.74 | 8 | 1 | 4000 | 85
PZ8EQ53F | 1st Source Lighting | 1st Source LED | BAY-LHB2-3-PO-S-40K-O-X | Indoor Luminaires | High-Bay | High-Bay Luminaires for Commercial and Industrial Buildings | Premium | FALSE | [9 empty] | 42394 |  |  | Yes |  | 3.1 | 9043.23 | 121.72 | 74.29 | 8 | 1 | 4000 | 85
PUMK362U | 1st Source Lighting | 1st Source LED | BAY-LHB2-3-PO-S-40K-LAC-X | Indoor Luminaires | High-Bay | Low-Bay Luminaires for Commercial and Industrial Buildings | Standard | FALSE | [9 empty] | 42394 |  |  | Yes |  | 3.1 | 8230.78 | 110.79 | 74.29 | 8 | 1 | 4000 | 85
PGD53FTZ | 1st Source Lighting | 1st Source LED | BAY-LHB2-3-PO-S-40K-DAC-X | Indoor Luminaires | High-Bay | Low-Bay Luminaires for Commercial and Industrial Buildings | Standard | FALSE | [9 empty] | 42394 |  |  | Yes |  | 3.1 | 7784.19 | 104.78 | 74.29 | 8 | 1 | 4000 | 85
P3TRPSW9 | 1st Source Lighting | 1st Source LED | BAY-LHB2-2-PO-S-40K-LAC-X | Indoor Luminaires | High-Bay | Low-Bay Luminaires for Commercial and Industrial Buildings | Premium | FALSE | [9 empty] | 42394 |  |  | Yes |  | 3.1 | 5779.19 | 117.01 | 49.39 | 8 | 1 | 4000 | 85
P9PUSEFQ | 1st Source Lighting | 1st Source LED | BAY-LHB2-2-PO-S-40K-DAC-X | Indoor Luminaires | High-Bay | Low-Bay Luminaires for Commercial and Industrial Buildings | Standard | FALSE | [9 empty] | 42394 |  |  | Yes |  | 3.1 | 5463.39 | 110.66 | 49.37 | 8 | 1 | 4000 | 85
PV4MS46C | Lumecon LLC | Lumecon Workman Series High Bay | LWS-HB-190-X-1-CW-(ALL MOUNTING)-X-(X All Plugs)-(XOC1OC3)-(510)?[XS] | Indoor Luminaires | High-Bay | High-Bay Luminaires for Commercial and Industrial Buildings | Premium | FALSE | [9 empty] | 42394 |  |  | Yes |  | 3.1 | 25176 | 130.2858 | 193.2 | 11.5 | 0.92 | 5260 | 83
P92RJVPK | Lumecon LLC | Lumecon Workman Series High Bay | LWS-HB-190-D2-1-CW-(ALL MOUNTING)-X-(X All Plugs)-(XOC1OC3)-(510)?[XS] | Indoor Luminaires | High-Bay | High-Bay Luminaires for Commercial and Industrial Buildings | Premium | FALSE | [9 empty] | 42394 |  |  | Yes |  | 3.1 | 24000 | 124.2 | 193.2 | 11.5 | 0.92 | 5260 | 83
PX9E72PB | Lumecon LLC | Lumecon Workman Series High Bay | LWS-HB-100-X-1-CW-(ALL MOUNTING)-X-(X All Plugs)-(XOC1OC3)-(510)?[XS] | Indoor Luminaires | High-Bay | High-Bay Luminaires for Commercial and Industrial Buildings | Premium | FALSE | [9 empty] | 42394 |  |  | Yes |  | 3.1 | 12588 | 130.2858 | 96.6 | 11.5 | 0.92 | 5260 | 83
PKS3P7CX | Lumecon LLC | Lumecon Workman Series High Bay | LWS-HB-100-D1-1-CW-(ALL MOUNTING)-X-(X All Plugs)-(XOC1OC3)-(510)?[XS] | Indoor Luminaires | High-Bay | High-Bay Luminaires for Commercial and Industrial Buildings | Premium | FALSE | [9 empty] | 42394 |  |  | Yes |  | 3.1 | 12000 | 124.2 | 96.6 | 11.5 | 0.92 | 5260 | 83
PMJ2HS2E | Lumecon LLC | Lumecon Workman Series High Bay | LWS-HB-70-D1-1-CW-(ALL MOUNTING)-X-(X All Plugs)-(XOC1OC3)-(510)?[XS] | Indoor Luminaires | High-Bay | Low-Bay Luminaires for Commercial and Industrial Buildings | Premium | FALSE | [9 empty] | 42394 |  |  | Yes |  | 3.1 | 8845 | 126.2 | 70.1 | 11.1 | 0.93 | 5260 | 83
P257WMAR | Lumecon LLC | Lumecon Workman Series High Bay | LWS-HB-150-X-1-CW-(ALL MOUNTING)-X-(X All Plugs)-(XOC1OC3)-(510)?[XS] | Indoor Luminaires | High-Bay | High-Bay Luminaires for Commercial and Industrial Buildings | Premium | FALSE | [9 empty] | 42394 |  |  | Yes |  | 3.1 | 19829.246 | 131.6683 | 150.6 | 5 | 0.92 | 5260 | 83
PS7H6D3C | Lumecon LLC | Lumecon Workman Series High Bay | LWS-HB-150-D2-1-CW-(ALL MOUNTING)-X-(X All Plugs)-(XOC1OC3)-(510)?[XS] | Indoor Luminaires | High-Bay | High-Bay Luminaires for Commercial and Industrial Buildings | Premium | FALSE | [9 empty] | 42394 |  |  | Yes |  | 3.1 | 18903 | 125.5179 | 150.6 | 5 | 0.92 | 5260 | 83
PDXAMT5G | Lumecon LLC | Lumecon Workman Series High Bay | LWS-HB-240-X-1-CW-(ALL MOUNTING)-X-(X All Plugs)-(XOC1OC3)-(510)?[XS] | Indoor Luminaires | High-Bay | High-Bay Luminaires for Commercial and Industrial Buildings | Premium | FALSE | [9 empty] | 42394 |  |  | Yes |  | 3.1 | 32325.984 | 130.2417 | 248.2 | 4.4 | 0.96 | 5260 | 83
PGGA5TWB | Lumecon LLC | Lumecon Workman Series High Bay | LWS-HB-240-D3-1-CW-(ALL MOUNTING)-X-(X All Plugs)-(XOC1OC3)-(510)?[XS] | Indoor Luminaires | High-Bay | High-Bay Luminaires for Commercial and Industrial Buildings | Premium | FALSE | [9 empty] | 42394 |  |  | Yes |  | 3.1 | 30816 | 124.1579 | 248.2 | 4.4 | 0.96 | 5260 | 83
P3ZB5HKR | Lumecon LLC | Lumecon Workman Series High Bay | LWS-HB-190-D2-1-NW-(ALL MOUNTING)-X-(X All Plugs)-(XOC1OC3)-(510)?[XS] | Indoor Luminaires | High-Bay | High-Bay Luminaires for Commercial and Industrial Buildings | Premium | FALSE | [9 empty] | 42394 |  |  | Yes |  | 3.1 | 24000 | 124.2 | 193.2 | 11.5 | 0.92 | 4280 | 86
PW4MZF5C | Lumecon LLC | Lumecon Workman Series High Bay | LWS-HB-240-X-1-NW-(ALL MOUNTING)-X-(X All Plugs)-(XOC1OC3)-(510)?[XS] | Indoor Luminaires | High-Bay | High-Bay Luminaires for Commercial and Industrial Buildings | Premium | FALSE | [9 empty] | 42394 |  |  | Yes |  | 3.1 | 32325.984 | 130.2417 | 248.2 | 4.4 | 0.96 | 4280 | 85
PC259WXM | Lumecon LLC | Lumecon Workman Series High Bay | LWS-HB-100-D1-1-NW-(ALL MOUNTING)-X-(X All Plugs)-(XOC1OC3)-(510)?[XS] | Indoor Luminaires | High-Bay | High-Bay Luminaires for Commercial and Industrial Buildings | Premium | FALSE | [9 empty] | 42394 |  |  | Yes |  | 3.1 | 12000 | 124.2 | 96.6 | 11.5 | 0.92 | 4270 | 86
PZ2JWATW | Lumecon LLC | Lumecon Workman Series High Bay | LWS-HB-190-X-1-NW-(ALL MOUNTING)-X-(X All Plugs)-(XOC1OC3)-(510)?[XS] | Indoor Luminaires | High-Bay | High-Bay Luminaires for Commercial and Industrial Buildings | Premium | FALSE | [9 empty] | 42394 |  |  | Yes |  | 3.1 | 25176 | 130.2858 | 193.2 | 11.5 | 0.92 | 4230 | 85
P3WAEZ4V | Lumecon LLC | Lumecon Workman Series High Bay | LWS-HB-100-X-1-NW-(ALL MOUNTING)-X-(X All Plugs)-(XOC1OC3)-(510)?[XS] | Indoor Luminaires | High-Bay | High-Bay Luminaires for Commercial and Industrial Buildings | Premium | FALSE | [9 empty] | 42394 |  |  | Yes |  | 3.1 | 12588 | 130.2858 | 96.6 | 11.5 | 0.92 | 4230 | 85
PPUGYUNG | Lumecon LLC | Lumecon Workman Series High Bay | LWS-HB-70-X-1-NW-(ALL MOUNTING)-X-(X All Plugs)-(XOC1OC3)-(510)?[XS] | Indoor Luminaires | High-Bay | Low-Bay Luminaires for Commercial and Industrial Buildings | Premium | FALSE | [9 empty] | 42394 |  |  | Yes |  | 3.1 | 8950 | 131 | 68.3 | 11.4 | 0.93 | 4230 | 85
PBPKWKUE | Lumecon LLC | Lumecon Workman Series High Bay | LWS-HB-150-X-1-NW-(ALL MOUNTING)-X-(X All Plugs)-(XOC1OC3)-(510)?[XS] | Indoor Luminaires | High-Bay | High-Bay Luminaires for Commercial and Industrial Buildings | Premium | FALSE | [9 empty] | 42394 |  |  | Yes |  | 3.1 | 19829.246 | 131.6683 | 150.6 | 5 | 0.92 | 4230 | 85
PZVP53D5 | DONGGUAN KINGSUN OPTOELECTRONIC CO. LTD | Kingsun | BY2G28104S140V27 | Indoor Luminaires | High-Bay | High-Bay Luminaires for Commercial and Industrial Buildings | Standard | FALSE | [9 empty] | 42394 |  |  | No |  | 3 | 30540 | 97.56 | 313 | 6.74 | 0.9973 | 3977 | 73.1
PARKEQKA | DONGGUAN KINGSUN OPTOELECTRONIC CO. LTD | Kingsun | BY2G28084S140V27 | Indoor Luminaires | High-Bay | High-Bay Luminaires for Commercial and Industrial Buildings | Standard | FALSE | [9 empty] | 42394 |  |  | No |  | 3 | 24701 | 98.19 | 251.6 | 8.06 | 0.9961 | 3973 | 73.2
PV4FUJ95 | DONGGUAN KINGSUN OPTOELECTRONIC CO. LTD | Kingsun | BY2G28094S140V27 | Indoor Luminaires | High-Bay | High-Bay Luminaires for Commercial and Industrial Buildings | Standard | FALSE | [9 empty] | 42394 |  |  | No |  | 3 | 27745 | 98.13 | 282.7 | 7.31 | 0.9967 | 3972 | 73.2
PNMHNG5W | DONGGUAN KINGSUN OPTOELECTRONIC CO. LTD | Kingsun | BY2G28064S140V27 | Indoor Luminaires | High-Bay | High-Bay Luminaires for Commercial and Industrial Buildings | Standard | FALSE | [9 empty] | 42394 |  |  | No |  | 3 | 18785 | 98.16 | 191.4 | 9.45 | 0.9942 | 3970 | 73.2
P4URXER4 | DONGGUAN KINGSUN OPTOELECTRONIC CO. LTD | Kingsun | BY2G28054S140V27 | Indoor Luminaires | High-Bay | High-Bay Luminaires for Commercial and Industrial Buildings | Standard | FALSE | [9 empty] | 42394 |  |  | No |  | 3 | 15412 | 98.92 | 155.8 | 6.47 | 0.9969 | 3970 | 73.2
P6N2ND55 | LONYUNG LED LIGHTING CO.LTD | LONYUNG | LY-SF90L2400-120W(3000K) | Indoor Luminaires | High-Bay | High-Bay Luminaires for Commercial and Industrial Buildings | Premium | TRUE | 10288.13 | 90.22 | 114.04 | 13.4 | 0.905 | 2912 | 83.1 | 5 | 50000 | 42391 |  |  | No |  | 4.1 | 10800 | 90 | 120 | 10 | 0.9 | 3000 | 80
P5RCU5F8 | LONYUNG LED LIGHTING CO.LTD | LONYUNG | LY-SF90L1800-90W(3000K) | Indoor Luminaires | High-Bay | Low-Bay Luminaires for Commercial and Industrial Buildings | Standard | TRUE | 8958.5 | 101.94 | 87.88 | 19.3 | 0.874 | 3128 | 85.2 | 5 | 50000 | 42391 |  |  | No | Product updated on 08/25/2016 | 3.1 | 9450 | 105 | 90 | 10 | 0.9 | 3000 | 80
PNJJX2VK | LONYUNG LED LIGHTING CO.LTD | LONYUNG | LY-SF90L1800-90W(5700K) | Indoor Luminaires | High-Bay | Low-Bay Luminaires for Commercial and Industrial Buildings | Standard | FALSE | [9 empty] | 42391 |  |  | No | Product updated on 08/25/2016 | 3.1 | 9450 | 105 | 90 | 10 | 0.9 | 5700 | 80
PW59679T | LONYUNG LED LIGHTING CO.LTD | LONYUNG | LY-SF90L2400-120W(5700K) | Indoor Luminaires | High-Bay | High-Bay Luminaires for Commercial and Industrial Buildings | Premium | FALSE | [9 empty] | 42391 |  |  | No |  | 4.1 | 10800 | 90 | 120 | 10 | 0.9 | 5700 | 80
PJSFFTXC | LONYUNG LED LIGHTING CO.LTD | LONYUNG | LY-SF90L1800-90W(5000K) | Indoor Luminaires | High-Bay | Low-Bay Luminaires for Commercial and Industrial Buildings | Standard | FALSE | [9 empty] | 42391 |  |  | No | Product updated on 08/25/2016 | 3.1 | 9450 | 105 | 90 | 10 | 0.9 | 5000 | 80
P2Z4GA5J | LONYUNG LED LIGHTING CO.LTD | LONYUNG | LY-SF90L2400-120W(5000K) | Indoor Luminaires | High-Bay | High-Bay Luminaires for Commercial and Industrial Buildings | Premium | FALSE | [9 empty] | 42391 |  |  | No |  | 4.1 | 10800 | 90 | 120 | 10 | 0.9 | 5000 | 80
P2XZQXBU | LONYUNG LED LIGHTING CO.LTD | LONYUNG | LY-SF90L1800-90W(4500K) | Indoor Luminaires | High-Bay | Low-Bay Luminaires for Commercial and Industrial Buildings | Standard | FALSE | [9 empty] | 42391 |  |  | No | Product updated on 08/25/2016 | 3.1 | 9450 | 105 | 90 | 10 | 0.9 | 4500 | 80
P2Z9QHM8 | LONYUNG LED LIGHTING CO.LTD | LONYUNG | LY-SF90L2400-120W(4500K) | Indoor Luminaires | High-Bay | High-Bay Luminaires for Commercial and Industrial Buildings | Premium | FALSE | [9 empty] | 42391 |  |  | No |  | 4.1 | 10800 | 90 | 120 | 10 | 0.9 | 4500 | 80
P2EEBAA6 | LONYUNG LED LIGHTING CO.LTD | LONYUNG | LY-SF90L1800-90W(4000K) | Indoor Luminaires | High-Bay | Low-Bay Luminaires for Commercial and Industrial Buildings | Standard | FALSE | [9 empty] | 42391 |  |  | No | Product updated on 08/25/2016 | 3.1 | 9450 | 105 | 90 | 10 | 0.9 | 4000 | 80
PDHBVMA7 | LONYUNG LED LIGHTING CO.LTD | LONYUNG | LY-SF90L2400-120W(4000K) | Indoor Luminaires | High-Bay | High-Bay Luminaires for Commercial and Industrial Buildings | Premium | FALSE | [9 empty] | 42391 |  |  | No |  | 4.1 | 10800 | 90 | 120 | 10 | 0.9 | 4000 | 80
PCAAPBP1 | LONYUNG LED LIGHTING CO.LTD | LONYUNG | LY-SF90L1800-90W(3500K) | Indoor Luminaires | High-Bay | Low-Bay Luminaires for Commercial and Industrial Buildings | Standard | FALSE | [9 empty] | 42391 |  |  | No | Product updated on 08/25/2016 | 3.1 | 9450 | 105 | 90 | 10 | 0.9 | 3500 | 80
P6YXU4NG | LONYUNG LED LIGHTING CO.LTD | LONYUNG | LY-SF90L2400-120W(3500K) | Indoor Luminaires | High-Bay | High-Bay Luminaires for Commercial and Industrial Buildings | Premium | FALSE | [9 empty] | 42391 |  |  | No |  | 4.1 | 10800 | 90 | 120 | 10 | 0.9 | 3500 | 80
PCJS4BB3 | IETHAI Lighting Electronic Technology Co.Ltd. | IETHAI | ETGK-100W(3000K) | Indoor Luminaires | High-Bay | High-Bay Luminaires for Commercial and Industrial Buildings | Standard | TRUE | 9203.3 | 93.45 | 98.48 | 10.59 | 0.9966 | 2983 | 83.8 | 5 | 50000 | 42390 |  |  | No |  | 3.1 | 9203.3 | 93.45 | 98.48 | 10.59 | 0.9966 | 3000 | 83.8
P2U93KYJ | IETHAI Lighting Electronic Technology Co.Ltd. | IETHAI | ETGK-150W(3000K) | Indoor Luminaires | High-Bay | High-Bay Luminaires for Commercial and Industrial Buildings | Standard | TRUE | 12462 | 85.01 | 146.6 | 12.74 | 0.9958 | 3003 | 83.5 | 5 | 50000 | 42390 |  |  | No |  | 3.1 | 12462 | 85.01 | 146.6 | 12.74 | 0.9958 | 3000 | 83.5
PXY2VE5Y | Fujian Juan Kuang Yaming Electric Ltd | JK Lighting | GC201-150W-C540-D1-PCD-HK | Indoor Luminaires | High-Bay | High-Bay Luminaires for Commercial and Industrial Buildings | Standard | TRUE | 15742 | 100.3 | 156.9 | 9.7 | 0.962 | 3873 | 76 | 5 | 50000 | 42390 |  |  | No |  | 3.1 | 15010 | 100 | 150 | 9.7 | 0.96 | 4000 | 75
P6ZTPWEP | PACLIGHTS LLC | PacLights | RK150LVD-NW | Indoor Retrofit Kit | High-Bay | Retrofit Kits for High-Bay Luminaires for Commercial and Industrial Buildings | Standard | TRUE | 16830 | 109.36 | 153.9 | 9.93 | 0.9297 | 4007 | 74 | 5 | 50000 | 42390 |  |  | No |  | 3.1 | 16830 | 109.36 | 153.9 | 9.93 | 0.9297 | 4100 | 74
P6JWYWVU | PACLIGHTS LLC | PacLights | RK120LVD-NW | Indoor Retrofit Kit | High-Bay | Retrofit Kits for High-Bay Luminaires for Commercial and Industrial Buildings | Standard | TRUE | 13362 | 110.16 | 121.3 | 7.98 | 0.9031 | 4000 | 72.9 | 5 | 50000 | 42390 |  |  | No |  | 3.1 | 13362 | 110.16 | 121.3 | 7.98 | 0.9031 | 4100 | 72.9
PWMTNEWS | PACLIGHTS LLC | PacLights | RK120LVD-CW | Indoor Retrofit Kit | High-Bay | Retrofit Kits for High-Bay Luminaires for Commercial and Industrial Buildings | Standard | FALSE | [9 empty] | 42390 |  |  | No |  | 3.1 | 13872 | 115.79 | 119.8 | 8.15 | 0.9019 | 5700 | 74.2
P8D9ZZVP | PACLIGHTS LLC | PacLights | RK150LVD-CW | Indoor Retrofit Kit | High-Bay | Retrofit Kits for High-Bay Luminaires for Commercial and Industrial Buildings | Standard | FALSE | [9 empty] | 42390 |  |  | No |  | 3.1 | 17639 | 111.92 | 157.6 | 11.76 | 0.9351 | 5700 | 72.9
PPFNCKD5 | PACLIGHTS LLC | PacLights | RK150LVD-DW | Indoor Retrofit Kit | High-Bay | Retrofit Kits for High-Bay Luminaires for Commercial and Industrial Buildings | Standard | FALSE | [9 empty] | 42390 |  |  | No |  | 3.1 | 16830 | 109.36 | 153.9 | 9.93 | 0.9297 | 5000 | 74
PJMFYFGU | PACLIGHTS LLC | PacLights | RK120LVD-DW | Indoor Retrofit Kit | High-Bay | Retrofit Kits for High-Bay Luminaires for Commercial and Industrial Buildings | Standard | FALSE | [9 empty] | 42390 |  |  | No |  | 3.1 | 13362 | 110.16 | 121.3 | 7.98 | 0.9031 | 5000 | 72.9
PH8QW67Q | Fujian Juan Kuang Yaming Electric Ltd | JK Lighting | GC201-150W-C550-D0-PCD-HK | Indoor Luminaires | High-Bay | High-Bay Luminaires for Commercial and Industrial Buildings | Standard | FALSE | [9 empty] | 42390 |  |  | No |  | 3.1 | 15010 | 100 | 150 | 9.7 | 0.96 | 5000 | 75
PG366FFS | Fujian Juan Kuang Yaming Electric Ltd | JK Lighting | GC201-150W-C550-D1-PCD-HK | Indoor Luminaires | High-Bay | High-Bay Luminaires for Commercial and Industrial Buildings | Standard | FALSE | [9 empty] | 42390 |  |  | No |  | 3.1 | 15010 | 100 | 150 | 9.7 | 0.96 | 5000 | 75
PSBTFUC9 | Fujian Juan Kuang Yaming Electric Ltd | JK Lighting | GC201-150W-C540-D0-PCD-HK | Indoor Luminaires | High-Bay | High-Bay Luminaires for Commercial and Industrial Buildings | Standard | FALSE | [9 empty] | 42390 |  |  | No |  | 3.1 | 15010 | 100 | 150 | 9.7 | 0.96 | 4000 | 75
PA548JNP | IETHAI Lighting Electronic Technology Co.Ltd. | IETHAI | ETGK-100W(5700K) | Indoor Luminaires | High-Bay | High-Bay Luminaires for Commercial and Industrial Buildings | Standard | FALSE | [9 empty] | 42390 | Dimmable | Stepped | No |  | 3.1 | 9915 | 98.27 | 100.9 | 10.67 | 0.9925 | 5700 | 83.5
P2SS5FHR | IETHAI Lighting Electronic Technology Co.Ltd. | IETHAI | ETGK-150W(5700K) | Indoor Luminaires | High-Bay | High-Bay Luminaires for Commercial and Industrial Buildings | Standard | FALSE | [9 empty] | 42390 | Dimmable | Stepped | No |  | 3.1 | 12958 | 88.21 | 146.9 | 12.95 | 0.9942 | 5700 | 82.9
PTSTHHE6 | IETHAI Lighting Electronic Technology Co.Ltd. | IETHAI | ETGK-100W(5000K) | Indoor Luminaires | High-Bay | High-Bay Luminaires for Commercial and Industrial Buildings | Standard | FALSE | [9 empty] | 42390 | Dimmable | Stepped | No |  | 3.1 | 9203.3 | 93.45 | 98.48 | 10.59 | 0.9966 | 5000 | 83.8
PEWXE229 | IETHAI Lighting Electronic Technology Co.Ltd. | IETHAI | ETGK-150W(5000K) | Indoor Luminaires | High-Bay | High-Bay Luminaires for Commercial and Industrial Buildings | Standard | FALSE | [9 empty] | 42390 | Dimmable | Stepped | No |  | 3.1 | 12462 | 85.01 | 146.6 | 12.74 | 0.9958 | 5000 | 83.5
PFME7ZK8 | IETHAI Lighting Electronic Technology Co.Ltd. | IETHAI | ETGK-100W(4500K) | Indoor Luminaires | High-Bay | High-Bay Luminaires for Commercial and Industrial Buildings | Standard | FALSE | [9 empty] | 42390 | Dimmable | Stepped | No |  | 3.1 | 9203.3 | 93.45 | 98.48 | 10.59 | 0.9966 | 4500 | 83.8
P9GUJ7Q1 | IETHAI Lighting Electronic Technology Co.Ltd. | IETHAI | ETGK-150W(4500K) | Indoor Luminaires | High-Bay | High-Bay Luminaires for Commercial and Industrial Buildings | Standard | FALSE | [9 empty] | 42390 | Dimmable | Stepped | No |  | 3.1 | 12462 | 85.01 | 146.6 | 12.74 | 0.9958 | 4500 | 83.5
P4SQR7VF | IETHAI Lighting Electronic Technology Co.Ltd. | IETHAI | ETGK-100W(4000K) | Indoor Luminaires | High-Bay | High-Bay Luminaires for Commercial and Industrial Buildings | Standard | FALSE | [9 empty] | 42390 | Dimmable | Stepped | No |  | 3.1 | 9203.3 | 93.45 | 98.48 | 10.59 | 0.9966 | 4000 | 83.8
P1GU3VDX | IETHAI Lighting Electronic Technology Co.Ltd. | IETHAI | ETGK-150W(4000K) | Indoor Luminaires | High-Bay | High-Bay Luminaires for Commercial and Industrial Buildings | Standard | FALSE | [9 empty] | 42390 | Dimmable | Stepped | No |  | 3.1 | 12462 | 85.01 | 146.6 | 12.74 | 0.9958 | 4000 | 83.5
PNA63MK7 | IETHAI Lighting Electronic Technology Co.Ltd. | IETHAI | ETGK-100W(3500K) | Indoor Luminaires | High-Bay | High-Bay Luminaires for Commercial and Industrial Buildings | Standard | FALSE | [9 empty] | 42390 | Dimmable | Stepped | No |  | 3.1 | 9203.3 | 93.45 | 98.48 | 10.59 | 0.9966 | 3500 | 83.8
PSKNWNBB | IETHAI Lighting Electronic Technology Co.Ltd. | IETHAI | ETGK-150W(3500K) | Indoor Luminaires | High-Bay | High-Bay Luminaires for Commercial and Industrial Buildings | Standard | FALSE | [9 empty] | 42390 | Dimmable | Stepped | No |  | 3.1 | 12462 | 85.01 | 146.6 | 12.74 | 0.9958 | 3500 | 83.5
PG3JSQP1 | Jiangmen Brandon Lighting Co. Limited | Brandon Lighting | MX898X-LD240W-DD | Indoor Luminaires | High-Bay | High-Bay Luminaires for Commercial and Industrial Buildings | Standard | TRUE | 30721.68 | 118.356 | 259.57 | 12.23 | 0.946 | 5172 | 82.1 | 5 | 50000 | 42389 |  |  | No | Product updated on 08/18/2016 | 3.1 | 30721.68 | 118.356 | 259.57 | 12.23 | 0.997 | 5000 | 82.1
P139DPVX | Green Ray LED International LLC | Green Ray LED | GR-LPG-445BI-55C-NWRV1 | Indoor Luminaires | High-Bay | Low-Bay Luminaires for Commercial and Industrial Buildings | Standard | TRUE | 5426.059 | 118.292 | 45.87 | 14.88 | 0.935 | 5578 | 75.7 | 5 | 50000 | 42389 |  |  | No |  | 3.1 | 5400 | 120 | 45 | 15 | 0.9 | 5500 | 70
PCBQ3XGY | Jiangmen Brandon Lighting Co. Limited | Brandon Lighting | MX898X-LD180W-DD | Indoor Luminaires | High-Bay | High-Bay Luminaires for Commercial and Industrial Buildings | Standard | TRUE | 22907.28 | 125.19 | 182.98 | 16.26 | 0.935 | 5218 | 82.3 | 5 | 50000 | 42389 |  |  | No | Product updated on 08/18/2016 | 3.1 | 22903.13 | 125.215 | 182.91 | 16.26 | 0.996 | 5000 | 82.3
P67AAQU1 | LEDLUCKY HOLDINGS COMPANY LTD. | LED LUCKY | FK-RL400-120N-H(2700K) | Indoor Retrofit Kit | High-Bay | Retrofit Kits for High-Bay Luminaires for Commercial and Industrial Buildings | Premium | TRUE | 54146 | 131.45 | 411.9 | 8.7 | 0.9268 | 2751 | 71.6 | 5 | 50000 | 42389 |  |  | No |  | 3.1 | 54146 | 131.45 | 411.9 | 8.7 | 0.9268 | 2700 | 71.6
PFMGW7K3 | Jiangmen Brandon Lighting Co. Limited | Brandon Lighting | MX487XLD40W | Indoor Luminaires | High-Bay | Low-Bay Luminaires for Commercial and Industrial Buildings | Standard | TRUE | 5508.734 | 134.622 | 40.92 | 21.82 | 0.922 | 5258 | 83.2 | 5 | 50000 | 42389 |  |  | No |  | 3.1 | 5508.734 | 134.622 | 40.92 | 21.82 | 0.996 | 5000 | 83.2
PHB7ADFW | Jiangmen Brandon Lighting Co. Limited | Brandon Lighting | MX487X-LD75W-DD | Indoor Luminaires | High-Bay | High-Bay Luminaires for Commercial and Industrial Buildings | Standard | TRUE | 10144.918 | 133.609 | 75.93 | 21.86 | 0.916 | 5260 | 82.9 | 5 | 50000 | 42389 |  |  | No | Product updated on 08/18/2016 | 3.1 | 10144.918 | 133.609 | 75.93 | 21.86 | 0.992 | 5000 | 82.9
P5S8Y239 | Jiangmen Brandon Lighting Co. Limited | Brandon Lighting | MX898X-LD120W-DD | Indoor Luminaires | High-Bay | High-Bay Luminaires for Commercial and Industrial Buildings | Standard | TRUE | 15198.188 | 125.129 | 122.02 | 16.48 | 0.915 | 5244 | 82.6 | 5 | 50000 | 42389 |  |  | No | Product updated on 08/18/2016 | 3.1 | 15198.188 | 125.129 | 122.02 | 16.48 | 0.996 | 5000 | 82.6
PY9ZB1D7 | LEDLUCKY HOLDINGS COMPANY LTD. | LED LUCKY | FK-RL400-120N-H(5700K) | Indoor Retrofit Kit | High-Bay | Retrofit Kits for High-Bay Luminaires for Commercial and Industrial Buildings | Premium | FALSE | [9 empty] | 42389 |  |  | No |  | 3.1 | 56700 | 136 | 416.9 | 10.12 | 0.9233 | 5700 | 75.6
PK7PVXKW | LEDLUCKY HOLDINGS COMPANY LTD. | LED LUCKY | FK-RL400-120N-H(5000K) | Indoor Retrofit Kit | High-Bay | Retrofit Kits for High-Bay Luminaires for Commercial and Industrial Buildings | Premium | FALSE | [9 empty] | 42389 |  |  | No |  | 3.1 | 56985 | 138.85 | 410.4 | 8.79 | 0.9261 | 5000 | 73.7
PQN7RB73 | LEDLUCKY HOLDINGS COMPANY LTD. | LED LUCKY | FK-RL400-120N-H(4500K) | Indoor Retrofit Kit | High-Bay | Retrofit Kits for High-Bay Luminaires for Commercial and Industrial Buildings | Premium | FALSE | [9 empty] | 42389 |  |  | No |  | 3.1 | 56417 | 137.22 | 411.2 | 8.7 | 0.9268 | 4500 | 71.6
PBES938N | LEDLUCKY HOLDINGS COMPANY LTD. | LED LUCKY | FK-RL400-120N-H(4000K) | Indoor Retrofit Kit | High-Bay | Retrofit Kits for High-Bay Luminaires for Commercial and Industrial Buildings | Premium | FALSE | [9 empty] | 42389 |  |  | No |  | 3.1 | 55849 | 135.84 | 411.2 | 8.7 | 0.9268 | 4000 | 71.6
PE95992C | LEDLUCKY HOLDINGS COMPANY LTD. | LED LUCKY | FK-RL400-120N-H(3500K) | Indoor Retrofit Kit | High-Bay | Retrofit Kits for High-Bay Luminaires for Commercial and Industrial Buildings | Premium | FALSE | [9 empty] | 42389 |  |  | No |  | 3.1 | 55282 | 134.46 | 411.2 | 8.7 | 0.9268 | 3500 | 71.6
P5Q64BGA | LEDLUCKY HOLDINGS COMPANY LTD. | LED LUCKY | FK-RL400-120N-H(3000K) | Indoor Retrofit Kit | High-Bay | Retrofit Kits for High-Bay Luminaires for Commercial and Industrial Buildings | Premium | FALSE | [9 empty] | 42389 |  |  | No |  | 3.1 | 54714 | 133.08 | 411.2 | 8.7 | 0.9268 | 3000 | 71.6
PW76MDJQ | Cree Inc. | Cree CPY Series | CPY250-A-xx-D-D-xx-xx-40K-xxx | Indoor Luminaires | High-Bay | High-Bay Luminaires for Commercial and Industrial Buildings | Premium | TRUE | 17483 | 116.97 | 149.47 | 9.56 | 0.969 | 3939 | 71 | 5 | 50000 | 42388 |  |  | No | BXCCAxD17-Ux7xxxx | 3.1 | 16403 | 117.2 | 140 | 20 | 0.9 | 4000 | 70
PR1M5JT4 | Infinilux Corporation | Infinilux RHS Series | RHSPXX100-08 (4000K)-CL [120-277V] | Indoor Luminaires | High-Bay | High-Bay Luminaires for Commercial and Industrial Buildings | Standard | TRUE | 23311.57 | 114 | 204.7 | 9 | 0.96 | 3971 | 87 | 5 | 190000 | 42388 |  |  | No |  | 3.1 | 23311.57 | 114 | 204.7 | 9 | 0.96 | 3971 | 87
PCNAPRUP | EverLast Lighting Inc. | Everlast | EL-LED-LG-150-UL-AO-D-50-DL22 | Indoor Luminaires | High-Bay | High-Bay Luminaires for Commercial and Industrial Buildings | Standard | TRUE | 14122 | 85.6 | 164.97 | 13.2 | 0.943 | 5320 | 84.1 | 10 | 60000 | 42388 |  |  | No | WG22 and BC22 Options are exlcuded | 3.1 | 14122 | 85.6 | 164.97 | 6.4 | 0.995 | 5320 | 84.1
PNFUQHER | Infinilux Corporation | Infinilux RHS Series | RHSPXX80-08 (4000K)-CL [120-277V] | Indoor Luminaires | High-Bay | High-Bay Luminaires for Commercial and Industrial Buildings | Standard | TRUE | 18706.32 | 117 | 160.33 | 11.24 | 0.941 | 3894 | 83.9 | 5 | 190000 | 42388 |  |  | No |  | 3.1 | 18706 | 117 | 160.33 | 11.24 | 0.941 | 3894 | 83.9
PYQRAENF | EverLast Lighting Inc. | Everlast | EL-LED-LG-150-UL-AO-X-50-DL22 | Indoor Luminaires | High-Bay | High-Bay Luminaires for Commercial and Industrial Buildings | Standard | TRUE | 13556 | 88.47 | 153.23 | 13.77 | 0.937 | 5321 | 84.2 | 10 | 60000 | 42388 |  |  | No | WG22 and BC22 Options are exlcuded | 3.1 | 13556 | 88.5 | 153.23 | 6.77 | 0.994 | 5321 | 84.2
PU5SHZJN | Infinilux Corporation | Infinilux RHS Series | RHSPXX60-08 (4000K)-CL [120-277V] | Indoor Luminaires | High-Bay | High-Bay Luminaires for Commercial and Industrial Buildings | Standard | TRUE | 14274.47 | 117 | 121.68 | 11.73 | 0.922 | 3938 | 86 | 5 | 190000 | 42388 |  |  | No |  | 3.1 | 14274.47 | 117 | 121.68 | 11.73 | 0.922 | 3938 | 86
PK85JMAT | Cree Inc. | Cree CPY Series | CPY250-A-xx-F-D-xx-xx-ML | Indoor Luminaires | High-Bay | High-Bay Luminaires for Commercial and Industrial Buildings | Premium | FALSE | [9 empty] | 42388 |  |  | Yes | BXCCAxA17-UxxxxML | 3.1 | 17470 | 124.8 | 140 | 20 | 0.9 | 5700 | 70
PC8QM86A | Cree Inc. | Cree CPY Series | CPY250-A-xx-F-D-xx-xx-PML | Indoor Luminaires | High-Bay | High-Bay Luminaires for Commercial and Industrial Buildings | Premium | FALSE | [9 empty] | 42388 |  |  | Yes | BXCCAxA17-UxxxxPML | 3.1 | 17470 | 124.8 | 140 | 20 | 0.9 | 5700 | 70
PW6SRYXW | Cree Inc. | Cree CPY Series | CPY250-A-xx-D-D-xx-xx-ML | Indoor Luminaires | High-Bay | High-Bay Luminaires for Commercial and Industrial Buildings | Premium | FALSE | [9 empty] | 42388 |  |  | Yes | BXCCAxD17-UxxxML | 3.1 | 17059 | 121.9 | 140 | 20 | 0.9 | 5700 | 70
PDEMNRPU | Cree Inc. | Cree CPY Series | CPY250-A-xx-D-D-xx-xx-PML | Indoor Luminaires | High-Bay | High-Bay Luminaires for Commercial and Industrial Buildings | Premium | FALSE | [9 empty] | 42388 |  |  | Yes | BXCCAxD17-UxxxPML | 3.1 | 17059 | 121.9 | 140 | 20 | 0.9 | 5700 | 70
PC53NX8N | Cree Inc. | Cree CPY Series | CPY250-A-xx-F-D-xx-xx-xxx | Indoor Luminaires | High-Bay | High-Bay Luminaires for Commercial and Industrial Buildings | Premium | FALSE | [9 empty] | 42388 |  |  | No | BXCCAxA17-Uxxxxxx | 3.1 | 17470 | 124.8 | 140 | 20 | 0.9 | 5700 | 70
P3N41KK1 | Cree Inc. | Cree CPY Series | CPY250-A-xx-D-D-xx-xx-xxx | Indoor Luminaires | High-Bay | High-Bay Luminaires for Commercial and Industrial Buildings | Premium | FALSE | [9 empty] | 42388 |  |  | No | BXCCAxD17-Uxxxxx | 3.1 | 17059 | 121.9 | 140 | 20 | 0.9 | 5700 | 70
PW357K9R | Cree Inc. | Cree CPY Series | CPY250-A-xx-F-D-xx-xx-40K-ML | Indoor Luminaires | High-Bay | High-Bay Luminaires for Commercial and Industrial Buildings | Premium | FALSE | [9 empty] | 42388 |  |  | Yes | BXCCAxA17-Ux7xxML | 3.1 | 16798 | 120 | 140 | 20 | 0.9 | 4000 | 70
PJ82VT7R | Cree Inc. | Cree CPY Series | CPY250-A-xx-F-D-xx-xx-40K-PML | Indoor Luminaires | High-Bay | High-Bay Luminaires for Commercial and Industrial Buildings | Premium | FALSE | [9 empty] | 42388 |  |  | Yes | BXCCAxA17-Ux7xxPML | 3.1 | 16798 | 120 | 140 | 20 | 0.9 | 4000 | 70
PKJZQ74M | Cree Inc. | Cree CPY Series | CPY250-A-xx-D-D-xx-xx-40K-ML | Indoor Luminaires | High-Bay | High-Bay Luminaires for Commercial and Industrial Buildings | Premium | FALSE | [9 empty] | 42388 |  |  | Yes | BXCCAxD17-Ux7xxML | 3.1 | 16403 | 117.2 | 140 | 20 | 0.9 | 4000 | 70
PBC8RKCT | Cree Inc. | Cree CPY Series | CPY250-A-xx-D-D-xx-xx-40K-PML | Indoor Luminaires | High-Bay | High-Bay Luminaires for Commercial and Industrial Buildings | Premium | FALSE | [9 empty] | 42388 |  |  | Yes | BXCCAxD17-Ux7xxPML | 3.1 | 16403 | 117.2 | 140 | 20 | 0.9 | 4000 | 70
PEFRGHFU | Cree Inc. | Cree CPY Series | CPY250-A-xx-F-D-xx-xx-40K-xxx | Indoor Luminaires | High-Bay | High-Bay Luminaires for Commercial and Industrial Buildings | Premium | FALSE | [9 empty] | 42388 |  |  | No | BXCCAxA17-Ux7xxxx | 3.1 | 16798 | 120 | 140 | 20 | 0.9 | 4000 | 70
PKBMBV2T | EverLast Lighting Inc. | Everlast | EL-LED-LG-150-UL-AC-X-50 | Indoor Luminaires | High-Bay | High-Bay Luminaires for Commercial and Industrial Buildings | Standard | FALSE | [9 empty] | 42388 | Not Dimmable | Not Dimmable | No | WG22 and BC22 Options are exlcuded | 3.1 | 14979 | 97.6 | 153.49 | 6.77 | 0.995 | 5321 | 84.2
PV8HDCZP | EverLast Lighting Inc. | Everlast | EL-LED-LG-150-UL-AL22-X-50 | Indoor Luminaires | High-Bay | High-Bay Luminaires for Commercial and Industrial Buildings | Standard | FALSE | [9 empty] | 42388 | Not Dimmable | Not Dimmable | No | WG22 and BC22 Options are exlcuded | 3.1 | 14898 | 97.1 | 153.49 | 6.77 | 0.995 | 5321 | 84.2
P3DACJPB | EverLast Lighting Inc. | Everlast | EL-LED-LG-150-UL-AO-X-50 | Indoor Luminaires | High-Bay | High-Bay Luminaires for Commercial and Industrial Buildings | Standard | FALSE | [9 empty] | 42388 | Not Dimmable | Not Dimmable | No | WG22 and BC22 Options are exlcuded | 3.1 | 14833 | 96.6 | 153.5 | 6.77 | 0.995 | 5321 | 84.2
PH1MDE92 | EverLast Lighting Inc. | Everlast | EL-LED-LG-150-UL-AC-X-50-EF | Indoor Luminaires | High-Bay | High-Bay Luminaires for Commercial and Industrial Buildings | Standard | FALSE | [9 empty] | 42388 | Not Dimmable | Not Dimmable | No | WG22 and BC22 Options are exlcuded | 3.1 | 14331.84 | 93.57 | 153.23 | 6.77 | 0.994 | 5321 | 84.2
PG6KPDN2 | EverLast Lighting Inc. | Everlast | EL-LED-LG-150-UL-AC-X-50-FL22 | Indoor Luminaires | High-Bay | High-Bay Luminaires for Commercial and Industrial Buildings | Standard | FALSE | [9 empty] | 42388 | Not Dimmable | Not Dimmable | No | WG22 and BC22 Options are exlcuded | 3.1 | 14301.73 | 93.37 | 153.23 | 6.77 | 0.994 | 5321 | 84.2
PQYC3XVN | EverLast Lighting Inc. | Everlast | EL-LED-LG-150-UL-AO-X-50-EF | Indoor Luminaires | High-Bay | High-Bay Luminaires for Commercial and Industrial Buildings | Standard | FALSE | [9 empty] | 42388 | Not Dimmable | Not Dimmable | No | WG22 and BC22 Options are exlcuded | 3.1 | 14278 | 93.3 | 153.07 | 6.77 | 0.995 | 5321 | 84.2
PQTUBKC3 | EverLast Lighting Inc. | Everlast | EL-LED-LG-150-UL-AL22-X-50-EF | Indoor Luminaires | High-Bay | High-Bay Luminaires for Commercial and Industrial Buildings | Standard | FALSE | [9 empty] | 42388 | Not Dimmable | Not Dimmable | No | WG22 and BC22 Options are exlcuded | 3.1 | 14254.34 | 93.06 | 153.23 | 6.77 | 0.994 | 5321 | 84.2
PCTY7MRU | EverLast Lighting Inc. | Everlast | EL-LED-LG-150-UL-AO-X-50-FL22 | Indoor Luminaires | High-Bay | High-Bay Luminaires for Commercial and Industrial Buildings | Standard | FALSE | [9 empty] | 42388 | Not Dimmable | Not Dimmable | No | WG22 and BC22 Options are exlcuded | 3.1 | 14248 | 93.2 | 152.92 | 6.77 | 0.995 | 5321 | 84.2
P3S45BMX | EverLast Lighting Inc. | Everlast | EL-LED-LG-150-UL-AL22-X-50-FL22 | Indoor Luminaires | High-Bay | High-Bay Luminaires for Commercial and Industrial Buildings | Standard | FALSE | [9 empty] | 42388 | Not Dimmable | Not Dimmable | No | WG22 and BC22 Options are exlcuded | 3.1 | 14224.39 | 92.86 | 153.23 | 6.77 | 0.994 | 5321 | 84.2
PKYN5369 | EverLast Lighting Inc. | Everlast | EL-LED-LG-150-UL-AL16-X-50 | Indoor Luminaires | High-Bay | High-Bay Luminaires for Commercial and Industrial Buildings | Standard | FALSE | [9 empty] | 42388 | Not Dimmable | Not Dimmable | No | WG22 and BC22 Options are exlcuded | 3.1 | 14157 | 92.9 | 152.34 | 6.77 | 0.995 | 5321 | 84.2
P4K38EX4 | EverLast Lighting Inc. | Everlast | EL-LED-LG-150-UL-AC-X-50-CD22 | Indoor Luminaires | High-Bay | High-Bay Luminaires for Commercial and Industrial Buildings | Standard | FALSE | [9 empty] | 42388 | Not Dimmable | Not Dimmable | No | WG22 and BC22 Options are exlcuded | 3.1 | 14001.6 | 91.41 | 153.23 | 6.77 | 0.994 | 5321 | 84.2
PK75EZY9 | EverLast Lighting Inc. | Everlast | EL-LED-LG-150-UL-AO-X-50-CD22 | Indoor Luminaires | High-Bay | High-Bay Luminaires for Commercial and Industrial Buildings | Standard | FALSE | [9 empty] | 42388 | Not Dimmable | Not Dimmable | No | WG22 and BC22 Options are exlcuded | 3.1 | 13949 | 91.2 | 152.95 | 6.77 | 0.995 | 5321 | 84.2
PFVNU9XC | EverLast Lighting Inc. | Everlast | EL-LED-LG-150-UL-AL22-X-50-CD22 | Indoor Luminaires | High-Bay | High-Bay Luminaires for Commercial and Industrial Buildings | Standard | FALSE | [9 empty] | 42388 | Not Dimmable | Not Dimmable | No | WG22 and BC22 Options are exlcuded | 3.1 | 13925.89 | 90.91 | 153.23 | 6.77 | 0.994 | 5321 | 84.2
PDR4ZY7K | EverLast Lighting Inc. | Everlast | EL-LED-LG-150-UL-AC-X-50-DL22 | Indoor Luminaires | High-Bay | High-Bay Luminaires for Commercial and Industrial Buildings | Standard | FALSE | [9 empty] | 42388 | Not Dimmable | Not Dimmable | No | WG22 and BC22 Options are exlcuded | 3.1 | 13689.43 | 89.37 | 153.23 | 6.77 | 0.994 | 5321 | 84.2
PM97Q22W | EverLast Lighting Inc. | Everlast | EL-LED-LG-150-UL-AL22-X-50-DL22 | Indoor Luminaires | High-Bay | High-Bay Luminaires for Commercial and Industrial Buildings | Standard | FALSE | [9 empty] | 42388 | Not Dimmable | Not Dimmable | No | WG22 and BC22 Options are exlcuded | 3.1 | 13615.4 | 88.89 | 153.23 | 6.77 | 0.994 | 5321 | 84.2
PZVB8EH9 | EverLast Lighting Inc. | Everlast | EL-LED-LG-150-UL-AC-D-50 | Indoor Luminaires | High-Bay | High-Bay Luminaires for Commercial and Industrial Buildings | Standard | FALSE | [9 empty] | 42388 | Dimmable | Continuous Below 10 | No | WG22 and BC22 Options are exlcuded | 3.1 | 15510.59 | 94.02 | 164.97 | 6.4 | 0.995 | 5320 | 84.1
PDESTN5T | EverLast Lighting Inc. | Everlast | EL-LED-LG-150-UL-AO-D-50 | Indoor Luminaires | High-Bay | High-Bay Luminaires for Commercial and Industrial Buildings | Standard | FALSE | [9 empty] | 42388 | Dimmable | Continuous Below 10 | No | WG22 and BC22 Options are exlcuded | 3.1 | 15510.59 | 94.02 | 164.97 | 6.4 | 0.995 | 5320 | 84.1
PERS71RX | EverLast Lighting Inc. | Everlast | EL-LED-LG-150-UL-AL22-D | Indoor Luminaires | High-Bay | High-Bay Luminaires for Commercial and Industrial Buildings | Standard | FALSE | [9 empty] | 42388 | Dimmable | Continuous Below 10 | No | WG22 and BC22 Options are exlcuded | 3.1 | 15426.72 | 93.51 | 164.97 | 6.4 | 0.995 | 5320 | 84.1
PRUWPJ4T | EverLast Lighting Inc. | Everlast | EL-LED-LG-150-UL-AC-D-50-EF | Indoor Luminaires | High-Bay | High-Bay Luminaires for Commercial and Industrial Buildings | Standard | FALSE | [9 empty] | 42388 | Dimmable | Continuous Below 10 | No | WG22 and BC22 Options are exlcuded | 3.1 | 14930.24 | 90.5 | 164.97 | 6.4 | 0.995 | 5320 | 84.1
P9G67WAJ | EverLast Lighting Inc. | Everlast | EL-LED-LG-150-UL-AC-D-50-FL22 | Indoor Luminaires | High-Bay | High-Bay Luminaires for Commercial and Industrial Buildings | Standard | FALSE | [9 empty] | 42388 | Dimmable | Continuous Below 10 | No | WG22 and BC22 Options are exlcuded | 3.1 | 14898.87 | 90.31 | 164.97 | 6.4 | 0.995 | 5320 | 84.1
P1XWFUF7 | EverLast Lighting Inc. | Everlast | EL-LED-LG-150-UL-AL22-D-50-EF | Indoor Luminaires | High-Bay | High-Bay Luminaires for Commercial and Industrial Buildings | Standard | FALSE | [9 empty] | 42388 | Dimmable | Continuous Below 10 | No | WG22 and BC22 Options are exlcuded | 3.1 | 14849.5 | 90.01 | 164.97 | 6.4 | 0.995 | 5320 | 84.1
P6RRHFGM | EverLast Lighting Inc. | Everlast | EL-LED-LG-150-UL-AL22-D-50-FL22 | Indoor Luminaires | High-Bay | High-Bay Luminaires for Commercial and Industrial Buildings | Standard | FALSE | [9 empty] | 42388 | Dimmable | Continuous Below 10 | No | WG22 and BC22 Options are exlcuded | 3.1 | 14818.3 | 89.82 | 164.97 | 6.4 | 0.995 | 5320 | 84.1
P362FJ1U | EverLast Lighting Inc. | Everlast | EL-LED-LG-150-UL-AO-D-50-EF | Indoor Luminaires | High-Bay | High-Bay Luminaires for Commercial and Industrial Buildings | Standard | FALSE | [9 empty] | 42388 | Dimmable | Continuous Below 10 | No | WG22 and BC22 Options are exlcuded | 3.1 | 14784.71 | 89.62 | 164.97 | 6.4 | 0.995 | 5320 | 84.1
PSWQCG77 | EverLast Lighting Inc. | Everlast | EL-LED-LG-150-UL-AO-D-50-FL22 | Indoor Luminaires | High-Bay | High-Bay Luminaires for Commercial and Industrial Buildings | Standard | FALSE | [9 empty] | 42388 | Dimmable | Continuous Below 10 | No | WG22 and BC22 Options are exlcuded | 3.1 | 14753.65 | 89.43 | 164.97 | 6.4 | 0.995 | 5320 | 84.1
PMT65374 | EverLast Lighting Inc. | Everlast | EL-LED-LG-150-UL-AL16-D-50 | Indoor Luminaires | High-Bay | High-Bay Luminaires for Commercial and Industrial Buildings | Standard | FALSE | [9 empty] | 42388 | Dimmable | Continuous Below 10 | No | WG22 and BC22 Options are exlcuded | 3.1 | 14659.42 | 88.86 | 164.97 | 6.4 | 0.995 | 5320 | 84.1
PJ7UT2VR | EverLast Lighting Inc. | Everlast | EL-LED-LG-150-UL-AC-D-50-CD22 | Indoor Luminaires | High-Bay | High-Bay Luminaires for Commercial and Industrial Buildings | Standard | FALSE | [9 empty] | 42388 | Dimmable | Continuous Below 10 | No | WG22 and BC22 Options are exlcuded | 3.1 | 14586.21 | 88.41 | 164.97 | 6.4 | 0.995 | 5320 | 84.1
PR8CXHQH | EverLast Lighting Inc. | Everlast | EL-LED-LG-150-UL-AL22-D-50-CD22 | Indoor Luminaires | High-Bay | High-Bay Luminaires for Commercial and Industrial Buildings | Standard | FALSE | [9 empty] | 42388 | Dimmable | Continuous Below 10 | No | WG22 and BC22 Options are exlcuded | 3.1 | 14507.33 | 87.94 | 164.97 | 6.4 | 0.995 | 5320 | 84.1
PH4KNWAK | EverLast Lighting Inc. | Everlast | EL-LED-LG-150-UL-AO-D-50-CD22 | Indoor Luminaires | High-Bay | High-Bay Luminaires for Commercial and Industrial Buildings | Standard | FALSE | [9 empty] | 42388 | Dimmable | Continuous Below 10 | No | WG22 and BC22 Options are exlcuded | 3.1 | 14444.04 | 87.55 | 164.97 | 6.4 | 0.995 | 5320 | 84.1
PHQNMACB | EverLast Lighting Inc. | Everlast | EL-LED-LG-150-UL-AC-D-50-DL22 | Indoor Luminaires | High-Bay | High-Bay Luminaires for Commercial and Industrial Buildings | Standard | FALSE | [9 empty] | 42388 | Dimmable | Continuous Below 10 | No | WG22 and BC22 Options are exlcuded | 3.1 | 14261 | 86.44 | 164.97 | 6.4 | 0.995 | 5320 | 84.1
PARU5QRK | EverLast Lighting Inc. | Everlast | EL-LED-LG-150-UL-AL22-D-50-DL22 | Indoor Luminaires | High-Bay | High-Bay Luminaires for Commercial and Industrial Buildings | Standard | FALSE | [9 empty] | 42388 | Dimmable | Continuous Below 10 | No | WG22 and BC22 Options are exlcuded | 3.1 | 14183.88 | 85.98 | 164.97 | 6.4 | 0.995 | 5320 | 84.1
PPPZ353K | FOSHAN INNOVATIVE LIGHTING | Innovative | CAT#LHB-1504808(4000K) | Indoor Luminaires | High-Bay | High-Bay Luminaires for Commercial and Industrial Buildings | Standard | TRUE | 13969.58 | 94.19 | 148.32 | 10.4 | 0.959 | 4136 | 83 | 5 | 50000 | 42384 |  |  | No |  | 3.1 | 13900 | 99.29 | 140 | 10 | 0.95 | 4000 | 80
PKNG6VKP | FOSHAN INNOVATIVE LIGHTING | Innovative | CAT#LHB-1504808(5700K) | Indoor Luminaires | High-Bay | High-Bay Luminaires for Commercial and Industrial Buildings | Standard | FALSE | [9 empty] | 42384 | Not Dimmable | Not Dimmable | No |  | 3.1 | 13900 | 99.29 | 140 | 10 | 0.95 | 5700 | 80
PFUR91VJ | FOSHAN INNOVATIVE LIGHTING | Innovative | CAT#LHB-1504808(5000K) | Indoor Luminaires | High-Bay | High-Bay Luminaires for Commercial and Industrial Buildings | Standard | FALSE | [9 empty] | 42384 | Not Dimmable | Not Dimmable | No |  | 3.1 | 13900 | 99.29 | 140 | 10 | 0.95 | 5000 | 80
PFNF25F4 | FOSHAN INNOVATIVE LIGHTING | Innovative | CAT#LHB-1504808(4500K) | Indoor Luminaires | High-Bay | High-Bay Luminaires for Commercial and Industrial Buildings | Standard | FALSE | [9 empty] | 42384 | Not Dimmable | Not Dimmable | No |  | 3.1 | 13900 | 99.29 | 140 | 10 | 0.95 | 4500 | 80
PDP6UCCS | Eaton's Crouse-Hinds Business | HazardGard | [ /n]EVLL13LC[ /A/BX/CX/J/M][ /2/3/5/25/32]0/[UNV1/UNV34][ /S812] | Indoor Luminaires | High-Bay | Specialty: Hazardous Environment High-Bay | Standard | TRUE | 13580 | 87.8 | 154.4 | 6.18 | 0.998 | 5385 | 72.2 | 5 |  | 42383 |  |  | No |  | 3 | 13816.7 | 88.56 | 156 | 11.13 | 0.985 | 5000 | 70
P9JWV7TP | Eaton's Crouse-Hinds Business | HazardGard | [ /n]EVLL5LC[ /A/BX/CX/J/M][ /2/3/5/25/32]0/[UNV1/UNV34][ /S812] | Indoor Luminaires | High-Bay | Specialty: Hazardous Environment High-Bay | Standard | TRUE | 5769 | 102.5 | 56.24 | 15.03 | 0.968 | 5250 | 70.2 | 5 |  | 42383 |  |  | No |  | 3 | 5926 | 105.25 | 56.3 | 13.98 | 0.977 | 5000 | 70
PEZQ91A1 | Raffino | Raffino | AHB-30000L-40K-X-X-D | Indoor Luminaires | High-Bay | High-Bay Luminaires for Commercial and Industrial Buildings | Premium | TRUE | 30819 | 124.2 | 248 | 4.4 | 0.96 | 4280 | 86 | 5 | 100000 | 42383 |  |  | Yes |  | 3.1 | 30816 | 124.2 | 248.2 | 4.4 | 0.96 | 4280 | 86
P73CX6HK | Raffino | Raffino | AHB-9000L-40K-X-X-D | Indoor Luminaires | High-Bay | Low-Bay Luminaires for Commercial and Industrial Buildings | Premium | TRUE | 8529 | 124.9 | 68.3 | 11.5 | 0.93 | 4420 | 86 | 5 | 100000 | 42383 |  |  | Yes |  | 3.1 | 8529 | 124.9 | 68.3 | 11.5 | 0.93 | 4420 | 86
P4WCYT31 | Raffino | Raffino | AHB-9000L-50K-X-X-N | Indoor Luminaires | High-Bay | Low-Bay Luminaires for Commercial and Industrial Buildings | Premium | TRUE | 8845 | 126.2 | 70.1 | 11.1 | 0.93 | 5260 | 83 | 5 | 100000 | 42383 |  |  | Yes |  | 3.1 | 9278.405 | 132.3596 | 70.1 | 11.5 | 0.93 | 5260 | 83
PSBR5UU6 | LMHKOREA CO.LTD | LMH Korea | LHL100-DC00FHV | Indoor Luminaires | High-Bay | High-Bay Luminaires for Commercial and Industrial Buildings | Standard | TRUE | 11532.72 | 121.07 | 95.26 | 13.65 | 0.9286 | 5451 | 84.8 | 5 | 50000 | 42383 |  |  | No |  | 3.1 | 13000 | 130 | 100 | 15 | 0.97 | 5700 | 80
PPC5UYJT | Jiangsu Ever-Tie Lighting Co. Ltd | Ever-tie | ETLSN-8FT/LW/DM 3500K | Indoor Luminaires | High-Bay | Low-Bay Luminaires for Commercial and Industrial Buildings | Premium | TRUE | 4655.01 | 116.38 | 40 | 5.27 | 0.925 | 3485 | 84 | 5 | 50000 | 42383 |  |  | No |  | 3.1 | 4550 | 114 | 40 | 20 | 0.996 | 3500 | 83
PK1CDB23 | LED Dimensions LLC | LED Dimensions | LOD-HB-BHP100W-HL(4000K) | Indoor Luminaires | High-Bay | High-Bay Luminaires for Commercial and Industrial Buildings | Premium | TRUE | 12469 | 128.56 | 96.99 | 13.24 | 0.9211 | 3928 | 70.7 | 5 | 50000 | 42383 |  |  | No |  | 3.1 | 12469 | 128.56 | 96.99 | 13.24 | 0.9211 | 4000 | 70.7
PMR23CNF | Raffino | Raffino | AHB-18000L-40K-X-X-D | Indoor Luminaires | High-Bay | High-Bay Luminaires for Commercial and Industrial Buildings | Premium | TRUE | 18903 | 125.5 | 151 | 5 | 0.92 | 4270 | 86 | 5 | 100000 | 42383 |  |  | Yes |  | 3.1 | 18903 | 125.5 | 150.6 | 5 | 0.92 | 4270 | 86
PAQKCPF9 | LMHKOREA CO.LTD | LMH Korea | LHL 120-DC00FHV | Indoor Luminaires | High-Bay | High-Bay Luminaires for Commercial and Industrial Buildings | Standard | TRUE | 14037.45 | 117.03 | 119.95 | 14.84 | 0.891 | 5455 | 84.3 | 5 | 50000 | 42383 |  |  | No |  | 3.1 | 15600 | 130 | 120 | 15 | 0.97 | 5700 | 80
PC81VVKU | LED Dimensions LLC | LED Dimensions | LOD-HB-BHP100W-HL(5700K) | Indoor Luminaires | High-Bay | High-Bay Luminaires for Commercial and Industrial Buildings | Premium | FALSE | [9 empty] | 42383 |  |  | No |  | 3.1 | 12782 | 131.25 | 97.39 | 13.38 | 0.9223 | 5700 | 74.1
P2AMFWUY | LED Dimensions LLC | LED Dimensions | LOD-HB-BHP100W-HL(5000K) | Indoor Luminaires | High-Bay | High-Bay Luminaires for Commercial and Industrial Buildings | Premium | FALSE | [9 empty] | 42383 |  |  | No |  | 3.1 | 12469 | 128.56 | 96.99 | 13.24 | 0.9211 | 5000 | 70.7
PGKWANGG | LED Dimensions LLC | LED Dimensions | LOD-HB-BHP100W-HL(4500K) | Indoor Luminaires | High-Bay | High-Bay Luminaires for Commercial and Industrial Buildings | Premium | FALSE | [9 empty] | 42383 |  |  | No |  | 3.1 | 12469 | 128.56 | 96.99 | 13.24 | 0.9211 | 4500 | 70.7
PQDCF9QQ | Jiangsu Ever-Tie Lighting Co. Ltd | Ever-tie | ETLSN-8FT/LW/DM 5000K | Indoor Luminaires | High-Bay | Low-Bay Luminaires for Commercial and Industrial Buildings | Premium | FALSE | [9 empty] | 42383 |  |  | No |  | 3.1 | 4700 | 117 | 40 | 20 | 0.996 | 5000 | 83
P2KWCG1J | Jiangsu Ever-Tie Lighting Co. Ltd | Ever-tie | ETLSN-8FT/LW/DM 4000K | Indoor Luminaires | High-Bay | Low-Bay Luminaires for Commercial and Industrial Buildings | Premium | FALSE | [9 empty] | 42383 |  |  | No |  | 3.1 | 4600 | 115 | 40 | 20 | 0.996 | 4000 | 83
PX18BWT7 | Raffino | Raffino | AHB-24000L-50K-X-X-N | Indoor Luminaires | High-Bay | High-Bay Luminaires for Commercial and Industrial Buildings | Premium | FALSE | [9 empty] | 42383 |  |  | Yes |  | 3.1 | 25176 | 130.2858 | 193.2 | 11.5 | 0.92 | 5260 | 83
PRVTA75T | Raffino | Raffino | AHB-24000L-50K-X-X-D | Indoor Luminaires | High-Bay | High-Bay Luminaires for Commercial and Industrial Buildings | Premium | FALSE | [9 empty] | 42383 |  |  | Yes |  | 3.1 | 24000 | 124.2 | 193.2 | 11.5 | 0.92 | 5260 | 83
PMTD55E1 | Raffino | Raffino | AHB-12000L-50K-X-X-N | Indoor Luminaires | High-Bay | High-Bay Luminaires for Commercial and Industrial Buildings | Premium | FALSE | [9 empty] | 42383 |  |  | Yes |  | 3.1 | 12588 | 130.2858 | 96.6 | 11.5 | 0.92 | 5260 | 83
PGXRCYDD | Raffino | Raffino | AHB-12000L-50K-X-X-D | Indoor Luminaires | High-Bay | High-Bay Luminaires for Commercial and Industrial Buildings | Premium | FALSE | [9 empty] | 42383 |  |  | Yes |  | 3.1 | 12000 | 124.2 | 96.6 | 11.5 | 0.92 | 5260 | 83
PW1U5BZJ | Raffino | Raffino | AHB-9000L-50K-X-X-D | Indoor Luminaires | High-Bay | Low-Bay Luminaires for Commercial and Industrial Buildings | Premium | FALSE | [9 empty] | 42383 |  |  | Yes |  | 3.1 | 8845 | 126.2 | 70.1 | 11.1 | 0.93 | 5260 | 83
P2US7DW3 | Raffino | Raffino | AHB-18000L-50K-X-X-N | Indoor Luminaires | High-Bay | High-Bay Luminaires for Commercial and Industrial Buildings | Premium | FALSE | [9 empty] | 42383 |  |  | Yes |  | 3.1 | 19829.246 | 131.6683 | 150.6 | 5 | 0.92 | 5260 | 83
PV8936DW | Raffino | Raffino | AHB-18000L-50K-X-X-D | Indoor Luminaires | High-Bay | High-Bay Luminaires for Commercial and Industrial Buildings | Premium | FALSE | [9 empty] | 42383 |  |  | Yes |  | 3.1 | 18903 | 125.5179 | 150.6 | 5 | 0.92 | 5260 | 83
P8E6QN9B | Raffino | Raffino | AHB-30000L-50K-X-X-N | Indoor Luminaires | High-Bay | High-Bay Luminaires for Commercial and Industrial Buildings | Premium | FALSE | [9 empty] | 42383 |  |  | Yes |  | 3.1 | 32325.984 | 130.2417 | 248.2 | 4.4 | 0.96 | 5260 | 83
PE9FJCRM | Raffino | Raffino | AHB-30000L-50K-X-X-D | Indoor Luminaires | High-Bay | High-Bay Luminaires for Commercial and Industrial Buildings | Premium | FALSE | [9 empty] | 42383 |  |  | Yes |  | 3.1 | 30816 | 124.1579 | 248.2 | 4.4 | 0.96 | 5260 | 83
PCYYEHVF | Raffino | Raffino | AHB-24000L-40K-X-X-D | Indoor Luminaires | High-Bay | High-Bay Luminaires for Commercial and Industrial Buildings | Premium | FALSE | [9 empty] | 42383 |  |  | Yes |  | 3.1 | 24000 | 124.2 | 193.2 | 11.5 | 0.92 | 4280 | 86
P86DYKRV | Raffino | Raffino | AHB-30000L-40K-X-X-N | Indoor Luminaires | High-Bay | High-Bay Luminaires for Commercial and Industrial Buildings | Premium | FALSE | [9 empty] | 42383 |  |  | Yes |  | 3.1 | 32325.984 | 130.2417 | 248.2 | 4.4 | 0.96 | 4280 | 85
PC79QFEB | Raffino | Raffino | AHB-12000L-40K-X-X-D | Indoor Luminaires | High-Bay | High-Bay Luminaires for Commercial and Industrial Buildings | Premium | FALSE | [9 empty] | 42383 |  |  | Yes |  | 3.1 | 12000 | 124.2 | 96.6 | 11.5 | 0.92 | 4270 | 86
PBSCKSJE | Raffino | Raffino | AHB-24000L-40K-X-X-N | Indoor Luminaires | High-Bay | High-Bay Luminaires for Commercial and Industrial Buildings | Premium | FALSE | [9 empty] | 42383 |  |  | Yes |  | 3.1 | 25176 | 130.2858 | 193.2 | 11.5 | 0.92 | 4230 | 85
P6EW6J4F | Raffino | Raffino | AHB-12000L-40K-X-X-N | Indoor Luminaires | High-Bay | High-Bay Luminaires for Commercial and Industrial Buildings | Premium | FALSE | [9 empty] | 42383 |  |  | Yes |  | 3.1 | 12588 | 130.2858 | 96.6 | 11.5 | 0.92 | 4230 | 85
PBXACGM3 | Raffino | Raffino | AHB-9000L-40K-X-X-N | Indoor Luminaires | High-Bay | Low-Bay Luminaires for Commercial and Industrial Buildings | Premium | FALSE | [9 empty] | 42383 |  |  | Yes |  | 3.1 | 8950 | 131 | 68.3 | 11.4 | 0.93 | 4230 | 85
PCQEBZ3N | Raffino | Raffino | AHB-18000L-40K-X-X-N | Indoor Luminaires | High-Bay | High-Bay Luminaires for Commercial and Industrial Buildings | Premium | FALSE | [9 empty] | 42383 |  |  | Yes |  | 3.1 | 19829.246 | 131.6683 | 150.6 | 5 | 0.92 | 4230 | 85
PCH8UKVB | Eaton's Crouse-Hinds Business | HazardGard | [ /n]EVLL7LC[ /A/BX/CX/J/M][ /2/3/5/25/32]0/[UNV1/UNV34][ /S812] | Indoor Luminaires | High-Bay | Specialty: Hazardous Environment High-Bay | Standard | FALSE | [9 empty] | 42383 |  |  | No |  | 3 | 8137.2 | 94.72 | 85.9 | 15.03 | 0.968 | 5000 | 70
PB2E7UZZ | Eaton's Crouse-Hinds Business | HazardGard | [ /n]EVLL9LC[ /A/BX/CX/J/M][ /2/3/5/25/32]0/[UNV1/UNV34][ /S812] | Indoor Luminaires | High-Bay | Specialty: Hazardous Environment High-Bay | Standard | FALSE | [9 empty] | 42383 |  |  | No |  | 3 | 10191.2 | 88.85 | 114.7 | 13.92 | 0.978 | 5000 | 70
PA1T9FGE | Eaton's Crouse-Hinds Business | HazardGard | [ /n]EVLL11LC[ /A/BX/CX/J/M][ /2/3/5/25/32]0/[UNV1/UNV34][ /S812] | Indoor Luminaires | High-Bay | Specialty: Hazardous Environment High-Bay | Standard | FALSE | [9 empty] | 42383 |  |  | No |  | 3 | 11387.9 | 98.51 | 115.6 | 12.31 | 0.979 | 5000 | 70
PXBK1A6M | LMHKOREA CO.LTD | LMH Korea | LHL 150-DC65SHV [Only Straight Down] | Indoor Luminaires | High-Bay | High-Bay Luminaires for Commercial and Industrial Buildings | Standard | FALSE | [9 empty] | 42383 | Dimmable | Stepped | No |  | 3.1 | 19500 | 130 | 150 | 15 | 0.97 | 5700 | 80
PVHSHGC8 | LMHKOREA CO.LTD | LMH Korea | LHL 150-DC65SHC [Only Straight Down] | Indoor Luminaires | High-Bay | High-Bay Luminaires for Commercial and Industrial Buildings | Standard | FALSE | [9 empty] | 42383 | Dimmable | Stepped | No |  | 3.1 | 19500 | 130 | 150 | 15 | 0.97 | 5700 | 80
PQP5K128 | LMHKOREA CO.LTD | LMH Korea | LHL 150-DC00SHC [Only Straight Down] | Indoor Luminaires | High-Bay | High-Bay Luminaires for Commercial and Industrial Buildings | Standard | FALSE | [9 empty] | 42383 | Dimmable | Stepped | No |  | 3.1 | 19500 | 130 | 150 | 15 | 0.97 | 5700 | 80
PGPPV3TA | LMHKOREA CO.LTD | LMH Korea | LHL 150-DC65FHC | Indoor Luminaires | High-Bay | High-Bay Luminaires for Commercial and Industrial Buildings | Standard | FALSE | [9 empty] | 42383 | Dimmable | Stepped | No |  | 3.1 | 19500 | 130 | 150 | 15 | 0.97 | 5700 | 80
PBQ3XPAK | LMHKOREA CO.LTD | LMH Korea | LHL 150-DC65FHV | Indoor Luminaires | High-Bay | High-Bay Luminaires for Commercial and Industrial Buildings | Standard | FALSE | [9 empty] | 42383 | Dimmable | Stepped | No |  | 3.1 | 19500 | 130 | 150 | 15 | 0.97 | 5700 | 80
P79Y6CHW | LMHKOREA CO.LTD | LMH Korea | LHL 150-DC00SHV [Only Straight Down] | Indoor Luminaires | High-Bay | High-Bay Luminaires for Commercial and Industrial Buildings | Standard | FALSE | [9 empty] | 42383 | Dimmable | Stepped | No |  | 3.1 | 19500 | 130 | 150 | 15 | 0.97 | 5700 | 80
P6CXACDA | LMHKOREA CO.LTD | LMH Korea | LHL150-DC00FHC | Indoor Luminaires | High-Bay | High-Bay Luminaires for Commercial and Industrial Buildings | Standard | FALSE | [9 empty] | 42383 | Dimmable | Stepped | No |  | 3.1 | 19500 | 130 | 150 | 15 | 0.97 | 5700 | 80
P68VQT4E | LMHKOREA CO.LTD | LMH Korea | LHL 150-DC00FHV | Indoor Luminaires | High-Bay | High-Bay Luminaires for Commercial and Industrial Buildings | Standard | FALSE | [9 empty] | 42383 | Dimmable | Stepped | No |  | 3.1 | 19500 | 130 | 150 | 15 | 0.97 | 5700 | 80
PQK5H84J | LMHKOREA CO.LTD | LMH Korea | LHL 120-DC65FHV | Indoor Luminaires | High-Bay | High-Bay Luminaires for Commercial and Industrial Buildings | Standard | FALSE | [9 empty] | 42383 | Dimmable | Stepped | No |  | 3.1 | 15600 | 130 | 120 | 15 | 0.97 | 5700 | 80
PP1Z1KQT | LMHKOREA CO.LTD | LMH Korea | LHL 120-DC65SHV [Only Straight Down] | Indoor Luminaires | High-Bay | High-Bay Luminaires for Commercial and Industrial Buildings | Standard | FALSE | [9 empty] | 42383 | Dimmable | Stepped | No |  | 3.1 | 15600 | 130 | 120 | 15 | 0.97 | 5700 | 80
P4E25ACT | LMHKOREA CO.LTD | LMH Korea | LHL 120-DC00SHV [Only Straight Down] | Indoor Luminaires | High-Bay | High-Bay Luminaires for Commercial and Industrial Buildings | Standard | FALSE | [9 empty] | 42383 | Dimmable | Stepped | No |  | 3.1 | 15600 | 130 | 120 | 15 | 0.97 | 5700 | 80
PRFB8QKT | LMHKOREA CO.LTD | LMH Korea | LHL 100-DC65FHC | Indoor Luminaires | High-Bay | High-Bay Luminaires for Commercial and Industrial Buildings | Standard | FALSE | [9 empty] | 42383 | Dimmable | Stepped | No |  | 3.1 | 13000 | 130 | 100 | 15 | 0.97 | 5700 | 80
PMW91S4A | LMHKOREA CO.LTD | LMH Korea | LHL 100-DC00SHC [Only Straight Down] | Indoor Luminaires | High-Bay | High-Bay Luminaires for Commercial and Industrial Buildings | Standard | FALSE | [9 empty] | 42383 | Dimmable | Stepped | No |  | 3.1 | 13000 | 130 | 100 | 15 | 0.97 | 5700 | 80
PD7QQGBH | LMHKOREA CO.LTD | LMH Korea | LHL100-DC00FHC | Indoor Luminaires | High-Bay | High-Bay Luminaires for Commercial and Industrial Buildings | Standard | FALSE | [9 empty] | 42383 | Dimmable | Stepped | No |  | 3.1 | 13000 | 130 | 100 | 15 | 0.97 | 5700 | 80
PBF1B9FU | LMHKOREA CO.LTD | LMH Korea | LHL 100-DC65SHC [Only Straight Down] | Indoor Luminaires | High-Bay | High-Bay Luminaires for Commercial and Industrial Buildings | Standard | FALSE | [9 empty] | 42383 | Dimmable | Stepped | No |  | 3.1 | 13000 | 130 | 100 | 15 | 0.97 | 5700 | 80
P7JZT74D | LMHKOREA CO.LTD | LMH Korea | LHL 100-DC65FHV | Indoor Luminaires | High-Bay | High-Bay Luminaires for Commercial and Industrial Buildings | Standard | FALSE | [9 empty] | 42383 | Dimmable | Stepped | No |  | 3.1 | 13000 | 130 | 100 | 15 | 0.97 | 5700 | 80
P4ZW4CYH | LMHKOREA CO.LTD | LMH Korea | LHL 100-DC00SHV [Only Straight Down] | Indoor Luminaires | High-Bay | High-Bay Luminaires for Commercial and Industrial Buildings | Standard | FALSE | [9 empty] | 42383 | Dimmable | Stepped | No |  | 3.1 | 13000 | 130 | 100 | 15 | 0.97 | 5700 | 80
P46ABFCX | LMHKOREA CO.LTD | LMH Korea | LHL 100-DC65SHV [Only Straight Down] | Indoor Luminaires | High-Bay | High-Bay Luminaires for Commercial and Industrial Buildings | Standard | FALSE | [9 empty] | 42383 | Dimmable | Stepped | No |  | 3.1 | 13000 | 130 | 100 | 15 | 0.97 | 5700 | 80
PSD3V6P3 | Mule LightingInc. | LEDalux | LX-HB-50 | Indoor Luminaires | High-Bay | Low-Bay Luminaires for Commercial and Industrial Buildings | Standard | TRUE | 5591 | 89.6 | 62.4 | 16.53 | 0.9794 | 4935 | 70.6 | 5 | 50000 | 42382 |  |  | NotYetVerified |  | 3 | 5500 | 82 |  |  | 0.95 | 5000 | 70
PE24UC7P | Zhongshan Luxmode Industrial Co. LTD | Luxmode | LHB13-HE(4000K) | Indoor Luminaires | High-Bay | High-Bay Luminaires for Commercial and Industrial Buildings | Premium | TRUE | 13274.03 | 126.14 | 105.23 | 7.8 | 0.977 | 4022 | 83.5 | 5 | 90000 | 42382 |  |  | No |  | 3.1 | 14300 | 130 | 110 | 20 | 0.9 | 4000 | 80
PVGMN5PY | Zhongshan Luxmode Industrial Co. LTD | Luxmode | LHB12-HE(4000K) | Indoor Luminaires | High-Bay | High-Bay Luminaires for Commercial and Industrial Buildings | Premium | TRUE | 12990.16 | 124.15 | 104.63 | 7.6 | 0.977 | 3980 | 83.6 | 5 | 90000 | 42382 |  |  | No |  | 3.1 | 14300 | 130 | 110 | 20 | 0.9 | 4000 | 80
PRR963TV | Zhongshan Luxmode Industrial Co. LTD | Luxmode | LHB14-HE(4000K) | Indoor Luminaires | High-Bay | High-Bay Luminaires for Commercial and Industrial Buildings | Premium | TRUE | 19271.71 | 124.05 | 155.36 | 8.1 | 0.976 | 4039 | 83.6 | 5 | 90000 | 42382 |  |  | No |  | 3.1 | 21450 | 130 | 165 | 20 | 0.9 | 4000 | 80
PT2UTKYF | Zhongshan Luxmode Industrial Co. LTD | Luxmode | LHB05-HE(4000K) | Indoor Luminaires | High-Bay | High-Bay Luminaires for Commercial and Industrial Buildings | Premium | TRUE | 26036.27 | 124.76 | 208.69 | 8 | 0.976 | 4010 | 83.7 | 5 | 90000 | 42382 |  |  | No |  | 3.1 | 28600 | 130 | 220 | 20 | 0.9 | 4000 | 80
P4TAKUMG | Zhongshan Luxmode Industrial Co. LTD | Luxmode | LHB11-HE(4000K) | Indoor Luminaires | High-Bay | High-Bay Luminaires for Commercial and Industrial Buildings | Premium | TRUE | 19446.51 | 124.87 | 155.74 | 7.69 | 0.975 | 4006 | 83.6 | 5 | 90000 | 42382 |  |  | No |  | 3.1 | 21450 | 130 | 165 | 20 | 0.9 | 4000 | 80
P6MZZBUW | Mule LightingInc. | LEDalux | LX-HB-200 | Indoor Luminaires | High-Bay | High-Bay Luminaires for Commercial and Industrial Buildings | Standard | TRUE | 17391 | 83.64 | 207.9 | 10.34 | 0.97 | 5386 | 75.2 | 5 | 50000 | 42382 |  |  | NotYetVerified |  | 3 | 17300 | 82 | 205 |  | 0.95 | 5000 | 70
PX3AH6WQ | Mule LightingInc. | LEDalux | LX-HB-120 | Indoor Luminaires | High-Bay | High-Bay Luminaires for Commercial and Industrial Buildings | Standard | TRUE | 11427 | 86.14 | 132.7 | 14.77 | 0.96 | 5347 | 72.4 | 5 | 50000 | 42382 |  |  | NotYetVerified |  | 3 | 11400 | 90 | 110 |  | 0.95 | 5000 | 70
PRNKUGU5 | Mule LightingInc. | LEDalux | LXT2-LN-200 | Indoor Luminaires | High-Bay | High-Bay Luminaires for Commercial and Industrial Buildings | Standard | TRUE | 19537 | 108.85 | 179.1 | 7.27 | 0.96 | 5308 | 85.4 | 5 | 50000 | 42382 |  |  | NotYetVerified |  | 3 | 19537.85 | 108.85 | 179.5 | 4.52 | 0.998 | 5308 | 85
P8A29QRZ | Mule LightingInc. | LEDalux | LX-HB-300 | Indoor Luminaires | High-Bay | High-Bay Luminaires for Commercial and Industrial Buildings | Standard | TRUE | 25817 | 82.21 | 314 | 15.51 | 0.9529 | 5110 | 72.6 | 5 | 50000 | 42382 |  |  | NotYetVerified |  | 3 | 25800 | 85 | 307 |  | 0.95 | 5000 | 70
PJDGR2Z4 | Mule LightingInc. | LEDalux | LXT2-LN-150 | Indoor Luminaires | High-Bay | High-Bay Luminaires for Commercial and Industrial Buildings | Standard | TRUE | 15156.97 | 104.89 | 144.5 | 5.08 | 0.952 | 5304 | 84.7 | 5 | 50000 | 42382 |  |  | NotYetVerified |  | 3 | 15156.97 | 104.89 | 144.5 | 4.47 | 0.996 | 5304 | 85
PSQUUAZC | Mule LightingInc. | LEDalux | LX-HB-450 | Indoor Luminaires | High-Bay | High-Bay Luminaires for Commercial and Industrial Buildings | Standard | TRUE | 43057 | 92.34 | 466.3 | 13.08 | 0.9515 | 5406 | 72.4 | 5 | 50000 | 42382 |  |  | NotYetVerified |  | 3 | 43000 | 82 | 460 |  | 0.95 | 5000 | 70
PCVH6GVC | Mule LightingInc. | LEDalux | LX-HB-150 | Indoor Luminaires | High-Bay | High-Bay Luminaires for Commercial and Industrial Buildings | Standard | TRUE | 13483 | 89.22 | 151.1 | 12.71 | 0.9496 | 5399 | 72.8 | 5 | 50000 | 42382 |  |  | NotYetVerified |  | 3 | 13400 | 82 | 154 |  | 0.95 | 5000 | 70
PKNGQEQ1 | Mule LightingInc. | LEDalux | LXT2-LC-150 | Indoor Luminaires | High-Bay | High-Bay Luminaires for Commercial and Industrial Buildings | Standard | TRUE | 14929 | 101.56 | 149.3 | 7.6 | 0.949 | 5294 | 84.2 | 5 | 50000 | 42382 |  |  | NotYetVerified |  | 3 | 14929 | 101.56 | 147 | 4.95 | 0.997 | 5294 | 84
P51YPZDD | Guangdong Mason Technologies Co. Ltd. | Mason | MS-SP-240W-060 | Indoor Luminaires | High-Bay | High-Bay Luminaires for Commercial and Industrial Buildings | Standard | TRUE | 24653 | 103.6 | 238.05 | 10.42 | 0.9377 | 5112 | 82.5 | 5 | 50000 | 42382 |  |  | No |  | 3 | 24653 | 100 | 240 | 20 | 0.9 | 5000 | 70
PZ1FFQHQ | Guangdong Mason Technologies Co. Ltd. | Mason | MS-SP-120W-060 | Indoor Luminaires | High-Bay | High-Bay Luminaires for Commercial and Industrial Buildings | Standard | TRUE | 11946 | 99.7 | 119.8 | 12.77 | 0.9364 | 5062 | 79.8 | 5 | 50000 | 42382 |  |  | No |  | 3 | 11946 | 100 | 120 | 20 | 0.9 | 5000 | 70
PUDBJ5BQ | Guangdong Mason Technologies Co. Ltd. | Mason | MS-SP-180W-060 | Indoor Luminaires | High-Bay | High-Bay Luminaires for Commercial and Industrial Buildings | Standard | TRUE | 18869 | 102.3 | 184.47 | 11.26 | 0.9288 | 5115 | 80.2 | 5 | 50000 | 42382 |  |  | No |  | 3 | 18869 | 100 | 180 | 20 | 0.9 | 5000 | 70
PPW8P53G | Mule LightingInc. | LEDalux | LXT2-LN-100 | Indoor Luminaires | High-Bay | High-Bay Luminaires for Commercial and Industrial Buildings | Standard | TRUE | 10710.49 | 107.21 | 99.25 | 10.57 | 0.925 | 5302 | 85.3 | 5 | 50000 | 42382 |  |  | NotYetVerified |  | 3 | 10710.49 | 107.21 | 99.9 | 5.61 | 0.995 | 5302 | 85
P6UEZYF5 | Mule LightingInc. | LEDalux | LXT2-LC-200 | Indoor Luminaires | High-Bay | High-Bay Luminaires for Commercial and Industrial Buildings | Standard | TRUE | 19180.18 | 104.35 | 186.1 | 7.92 | 0.921 | 5294 | 84.4 | 5 | 50000 | 42382 |  |  | NotYetVerified |  | 3 | 19180.18 | 104.35 | 183.8 | 5.21 | 0.997 | 5294 | 84
PMF22UYM | Mule LightingInc. | LEDalux | LXT2-LN-50 | Indoor Luminaires | High-Bay | Low-Bay Luminaires for Commercial and Industrial Buildings | Standard | TRUE | 5237.31 | 103.3 | 50.7 | 16.55 | 0.901 | 5292 | 85.7 | 5 | 50000 | 42382 |  |  | NotYetVerified |  | 3 | 5000 | 100 | 50 | 15 | 0.95 | 5000 | 80
P835EXSC | Mule LightingInc. | LEDalux | LXT2-LC-100 | Indoor Luminaires | High-Bay | High-Bay Luminaires for Commercial and Industrial Buildings | Standard | TRUE | 9871.67 | 100.63 | 98.1 | 15.96 | 0.896 | 5292 | 83.6 | 5 | 50000 | 42382 |  |  | NotYetVerified |  | 3 | 9871.67 | 100.63 | 98.1 | 6.15 | 0.993 | 5292 | 84
PM8XJ2JV | Zhongshan Luxmode Industrial Co. LTD | Luxmode | LHB05-HE(5700K) | Indoor Luminaires | High-Bay | High-Bay Luminaires for Commercial and Industrial Buildings | Premium | FALSE | [9 empty] | 42382 |  |  | No |  | 3.1 | 29700 | 135 | 220 | 20 | 0.9 | 5700 | 80
PVTFGUZK | Zhongshan Luxmode Industrial Co. LTD | Luxmode | LHB14-HE(5700K) | Indoor Luminaires | High-Bay | High-Bay Luminaires for Commercial and Industrial Buildings | Premium | FALSE | [9 empty] | 42382 |  |  | No |  | 3.1 | 22270 | 134.97 | 165 | 20 | 0.9 | 5700 | 80
PACCYKWA | Zhongshan Luxmode Industrial Co. LTD | Luxmode | LHB11-HE(5700K) | Indoor Luminaires | High-Bay | High-Bay Luminaires for Commercial and Industrial Buildings | Premium | FALSE | [9 empty] | 42382 |  |  | No |  | 3.1 | 22270 | 134.97 | 165 | 20 | 0.9 | 5700 | 80
P9Z9H234 | Zhongshan Luxmode Industrial Co. LTD | Luxmode | LHB12-HE(5700K) | Indoor Luminaires | High-Bay | High-Bay Luminaires for Commercial and Industrial Buildings | Premium | FALSE | [9 empty] | 42382 |  |  | No |  | 3.1 | 14850 | 135 | 110 | 20 | 0.9 | 5700 | 80
P1R3JXAN | Zhongshan Luxmode Industrial Co. LTD | Luxmode | LHB13-HE(5700K) | Indoor Luminaires | High-Bay | High-Bay Luminaires for Commercial and Industrial Buildings | Premium | FALSE | [9 empty] | 42382 |  |  | No |  | 3.1 | 14850 | 135 | 110 | 20 | 0.9 | 5700 | 80
PHZK3KV4 | Zhongshan Luxmode Industrial Co. LTD | Luxmode | LHB05-HE(5000K) | Indoor Luminaires | High-Bay | High-Bay Luminaires for Commercial and Industrial Buildings | Premium | FALSE | [9 empty] | 42382 |  |  | No |  | 3.1 | 29370 | 133.5 | 220 | 20 | 0.9 | 5000 | 80
PWJSEYRH | Zhongshan Luxmode Industrial Co. LTD | Luxmode | LHB11-HE(5000K) | Indoor Luminaires | High-Bay | High-Bay Luminaires for Commercial and Industrial Buildings | Premium | FALSE | [9 empty] | 42382 |  |  | No |  | 3.1 | 22020 | 133.5 | 165 | 20 | 0.9 | 5000 | 80
PS59DJGU | Zhongshan Luxmode Industrial Co. LTD | Luxmode | LHB14-HE(5000K) | Indoor Luminaires | High-Bay | High-Bay Luminaires for Commercial and Industrial Buildings | Premium | FALSE | [9 empty] | 42382 |  |  | No |  | 3.1 | 22020 | 133.5 | 165 | 20 | 0.9 | 5000 | 80
PQH54P3K | Zhongshan Luxmode Industrial Co. LTD | Luxmode | LHB13-HE(5000K) | Indoor Luminaires | High-Bay | High-Bay Luminaires for Commercial and Industrial Buildings | Premium | FALSE | [9 empty] | 42382 |  |  | No |  | 3.1 | 14680 | 133.5 | 110 | 20 | 0.9 | 5000 | 80
PDRPUMQN | Zhongshan Luxmode Industrial Co. LTD | Luxmode | LHB12-HE(5000K) | Indoor Luminaires | High-Bay | High-Bay Luminaires for Commercial and Industrial Buildings | Premium | FALSE | [9 empty] | 42382 |  |  | No |  | 3.1 | 14680 | 133.5 | 110 | 20 | 0.9 | 5000 | 80
PVPD4DJB | Guangdong Mason Technologies Co. Ltd. | Mason | MS-SP-240W-060D | Indoor Luminaires | High-Bay | High-Bay Luminaires for Commercial and Industrial Buildings | Standard | FALSE | [9 empty] | 42382 |  |  | No |  | 3 | 24653 | 100 | 240 | 20 | 0.9 | 5000 | 70
PH188F39 | Guangdong Mason Technologies Co. Ltd. | Mason | MS-SP-180W-060D | Indoor Luminaires | High-Bay | High-Bay Luminaires for Commercial and Industrial Buildings | Standard | FALSE | [9 empty] | 42382 |  |  | No |  | 3 | 18869 | 100 | 180 | 20 | 0.9 | 5000 | 70
PGMGXDW5 | Guangdong Mason Technologies Co. Ltd. | Mason | MS-SP-120W-060D | Indoor Luminaires | High-Bay | High-Bay Luminaires for Commercial and Industrial Buildings | Standard | FALSE | [9 empty] | 42382 |  |  | No |  | 3 | 11946 | 100 | 120 | 20 | 0.9 | 5000 | 70
PUUWZRN1 | EnviroLux Energy Systems LLC | EnviroLux | EES4/4i-LED-SMM-4-CC-FORTIMO-L-830-U | Indoor Luminaires | High-Bay | High-Bay Luminaires for Commercial and Industrial Buildings | Standard | TRUE | 15990 | 107.5 | 148.72 | 14.701 | 0.9751 | 3120 | 82.51 | 5 |  | 42381 |  |  | NotYetVerified |  | 3 | 16000 | 107 | 149 | 20 | 0.9 | 3000 | 82
PFHHGTS6 | EnviroLux Energy Systems LLC | EnviroLux | EES2-LED-SMM-2L4-DIRA-CC-FORTIMO-H-830-U | Indoor Luminaires | High-Bay | Low-Bay Luminaires for Commercial and Industrial Buildings | Standard | TRUE | 7529 | 101.3 | 74.34 | 14.581 | 0.975 | 3124 | 82.62 | 5 |  | 42381 |  |  | NotYetVerified |  | 3 | 7500 | 101 | 73 | 20 | 0.9 | 3000 | 83
P3E8C3FE | EnviroLux Energy Systems LLC | EnviroLux | EES4/4i-LED-SMM-4-CC-UNVLT-H-830-U | Indoor Luminaires | High-Bay | High-Bay Luminaires for Commercial and Industrial Buildings | Standard | TRUE | 18227 | 101.5 | 179.43 | 12.086 | 0.967 | 3066 | 83.3 | 5 |  | 42381 |  |  | NotYetVerified |  | 3 | 18200 | 101 | 180 | 20 | 0.9 | 3000 | 82
PUXBH4WW | EnviroLux Energy Systems LLC | EnviroLux | EES2-LED-SMW-2L4-DIRA-CC-OSRAM-L-835-U | Indoor Luminaires | High-Bay | Low-Bay Luminaires for Commercial and Industrial Buildings | Standard | TRUE | 5402 | 103.1 | 52.394 | 15.256 | 0.9669 | 3468 | 82.95 | 5 |  | 42381 |  |  | NotYetVerified |  | 3 | 5400 | 103 | 53 | 20 | 0.9 | 3500 | 82
PDPVDZDW | EnviroLux Energy Systems LLC | EnviroLux | EES2-LED-SMN-2L4-DIRA-CC-UNVLT-H-830-U | Indoor Luminaires | High-Bay | Low-Bay Luminaires for Commercial and Industrial Buildings | Standard | TRUE | 6619 | 86.3 | 76.67 | 9.502 | 0.9667 | 3088 | 83.72 | 5 |  | 42381 |  |  | NotYetVerified |  | 3 | 6619 | 86.3 | 76.67 | 6.5148 | 0.9969 | 3000 | 83.72
PTH5MJTT | EnviroLux Energy Systems LLC | EnviroLux | EES4-LED-SMW-4-CC-UPDATE-H-840-U | Indoor Luminaires | High-Bay | High-Bay Luminaires for Commercial and Industrial Buildings | Standard | TRUE | 13860 | 91.8 | 151 | 10.52 | 0.948 | 3950 | 85.71 |  |  | 42381 |  |  | NotYetVerified |  | 3 | 13860 | 91.8 | 151 | 10.52 | 0.948 | 4000 | 85.74
PEDZKU59 | EnviroLux Energy Systems LLC | EnviroLux | EES2-LED-M-2L4-DIRA-FR50-UNVLT-840-M510C-255X2 | Indoor Luminaires | High-Bay | Low-Bay Luminaires for Commercial and Industrial Buildings | Standard | TRUE | 8110 | 96.79 | 83.792 | 19.261 | 0.9167 | 4110 | 82.76 | 5 | 50000 | 42381 |  |  | NotYetVerified |  | 3 | 8100 | 95 | 84 | 20 | 0.9 | 4000 | 82
PTSZFDB1 | EnviroLux Energy Systems LLC | EnviroLux | EES2-LED-M-2L4-LIRA-FR50-UNVLT-840-M510C-255X2 | Indoor Luminaires | High-Bay | Low-Bay Luminaires for Commercial and Industrial Buildings | Standard | TRUE | 8710 | 103.82 | 83.892 | 19.26 | 0.9167 | 4091 | 82.51 | 5 | 50000 | 42381 |  |  | NotYetVerified |  | 3 | 8700 | 103 | 84 | 20 | 0.9 | 4000 | 82
PJJ3WWYG | EnviroLux Energy Systems LLC | EnviroLux | EES2-LED-M-DIRA-FR50-Fortimo-840-1RLV1-55W3K9X2 (4000) | Indoor Luminaires | High-Bay | Low-Bay Luminaires for Commercial and Industrial Buildings | Standard | TRUE | 7355 | 91.8 | 80.089 | 18.286 | 0.9091 | 4026 | 83.4 | 5 | 50000 | 42381 |  |  | NotYetVerified |  | 3 | 7355 | 91.8 | 80 | 20 | 0.9 | 4000 | 83.4
P9UTEAWZ | EnviroLux Energy Systems LLC | EnviroLux | EES2-LED-SMN-2L4-DIRA-CC-UNVLT-H-850-U | Indoor Luminaires | High-Bay | Low-Bay Luminaires for Commercial and Industrial Buildings | Standard | FALSE | [9 empty] | 42381 |  |  | NotYetVerified |  | 3 | 7163 | 92.5 | 77.468 | 6.47 | 0.997 | 5000 | 84.4
PBRZXEUJ | EnviroLux Energy Systems LLC | EnviroLux | EES2-LED-SMM-2L4-DIRA-CC-FORTIMO-H-850-U | Indoor Luminaires | High-Bay | Low-Bay Luminaires for Commercial and Industrial Buildings | Standard | FALSE | [9 empty] | 42381 |  |  | NotYetVerified |  | 3 | 7800 | 106 | 73 | 20 | 0.9 | 5000 | 83
PVF1FQDA | EnviroLux Energy Systems LLC | EnviroLux | EES4/4i-LED-SMM-4-CC-UNVLT-H-850-U | Indoor Luminaires | High-Bay | High-Bay Luminaires for Commercial and Industrial Buildings | Standard | FALSE | [9 empty] | 42381 |  |  | NotYetVerified |  | 3 | 21000 | 116 | 180 | 20 | 0.9 | 5000 | 82
PDBP4EDH | EnviroLux Energy Systems LLC | EnviroLux | EES4/4i-LED-SMM-4-CC-FORTIMO-L-850-U | Indoor Luminaires | High-Bay | High-Bay Luminaires for Commercial and Industrial Buildings | Standard | FALSE | [9 empty] | 42381 |  |  | NotYetVerified |  | 3 | 16750 | 113 | 149 | 20 | 0.9 | 5000 | 82
P8A8UMEM | EnviroLux Energy Systems LLC | EnviroLux | EES2-LED-SMW-2L4-DIRA-CC-OSRAM-L-850-U | Indoor Luminaires | High-Bay | Low-Bay Luminaires for Commercial and Industrial Buildings | Standard | FALSE | [9 empty] | 42381 |  |  | NotYetVerified |  | 3 | 5700 | 109 | 53 | 20 | 0.9 | 5000 | 82
P2CPEG5A | EnviroLux Energy Systems LLC | EnviroLux | EES2-LED-M-LIRA-FR50-Fortimo-840-1RLV1-55W3K9X2 (4000) | Indoor Luminaires | High-Bay | Low-Bay Luminaires for Commercial and Industrial Buildings | Standard | FALSE | [9 empty] | 42381 |  |  | NotYetVerified |  | 3 | 7894 | 80.135 | 98.5 | 20 | 0.9 | 4040 | 83.5
P5JXNPPS | EnviroLux Energy Systems LLC | EnviroLux | EES4i-LED-SMW-4-CC-UPDATE-H-840-U | Indoor Luminaires | High-Bay | High-Bay Luminaires for Commercial and Industrial Buildings | Standard | FALSE | [9 empty] | 42381 |  |  | NotYetVerified |  | 3 | 13860 | 91.8 | 151 | 20 | 0.9 | 4000 | 85
PNQAETP2 | EnviroLux Energy Systems LLC | EnviroLux | EES2-LED-SMM-2L4-DIRA-CC-FORTIMO-H-840-U | Indoor Luminaires | High-Bay | Low-Bay Luminaires for Commercial and Industrial Buildings | Standard | FALSE | [9 empty] | 42381 |  |  | NotYetVerified |  | 3 | 7700 | 105 | 73 | 20 | 0.9 | 4000 | 83
P477ESAG | EnviroLux Energy Systems LLC | EnviroLux | EES4/4i-LED-SMM-4-CC-UNVLT-H-840-U | Indoor Luminaires | High-Bay | High-Bay Luminaires for Commercial and Industrial Buildings | Standard | FALSE | [9 empty] | 42381 |  |  | NotYetVerified |  | 3 | 20000 | 111 | 180 | 20 | 0.9 | 4000 | 82
PAQJNQFD | EnviroLux Energy Systems LLC | EnviroLux | EES4/4i-LED-SMM-4-CC-FORTIMO-L-840-U | Indoor Luminaires | High-Bay | High-Bay Luminaires for Commercial and Industrial Buildings | Standard | FALSE | [9 empty] | 42381 |  |  | NotYetVerified |  | 3 | 16500 | 111 | 149 | 20 | 0.9 | 4000 | 82
P1XUYB1D | EnviroLux Energy Systems LLC | EnviroLux | EES2-LED-SMN-2L4-DIRA-CC-UNVLT-H-840-U | Indoor Luminaires | High-Bay | Low-Bay Luminaires for Commercial and Industrial Buildings | Standard | FALSE | [9 empty] | 42381 |  |  | NotYetVerified |  | 3 | 7000 | 90 | 77 | 20 | 0.9 | 4000 | 82
PUCP85MA | EnviroLux Energy Systems LLC | EnviroLux | EES2-LED-SMW-2L4-DIRA-CC-OSRAM-L-840-U | Indoor Luminaires | High-Bay | Low-Bay Luminaires for Commercial and Industrial Buildings | Standard | FALSE | [9 empty] | 42381 |  |  | NotYetVerified |  | 3 | 5500 | 106 | 53 | 20 | 0.9 | 4000 | 82
PFWWT6J2 | EnviroLux Energy Systems LLC | EnviroLux | EES2-LED-SMM-2L4-DIRA-CC-FORTIMO-H-835-U | Indoor Luminaires | High-Bay | Low-Bay Luminaires for Commercial and Industrial Buildings | Standard | FALSE | [9 empty] | 42381 |  |  | NotYetVerified |  | 3 | 7600 | 103 | 73 | 20 | 0.9 | 3500 | 83
P4C9YS74 | EnviroLux Energy Systems LLC | EnviroLux | EES4/4i-LED-SMM-4-CC-UNVLT-H-835-U | Indoor Luminaires | High-Bay | High-Bay Luminaires for Commercial and Industrial Buildings | Standard | FALSE | [9 empty] | 42381 |  |  | NotYetVerified |  | 3 | 19100 | 106 | 180 | 20 | 0.9 | 3500 | 82
PSCFAQSZ | EnviroLux Energy Systems LLC | EnviroLux | EES4/4i-LED-SMM-4-CC-FORTIMO-L-835-U | Indoor Luminaires | High-Bay | High-Bay Luminaires for Commercial and Industrial Buildings | Standard | FALSE | [9 empty] | 42381 |  |  | NotYetVerified |  | 3 | 16250 | 109 | 149 | 20 | 0.9 | 3500 | 82
PNS9F9CW | EnviroLux Energy Systems LLC | EnviroLux | EES2-LED-SMN-2L4-DIRA-CC-UNVLT-H-835-U | Indoor Luminaires | High-Bay | Low-Bay Luminaires for Commercial and Industrial Buildings | Standard | FALSE | [9 empty] | 42381 |  |  | NotYetVerified |  | 3 | 6800 | 88 | 77 | 20 | 0.9 | 3500 | 82
PCEGC9SF | Standard Products Inc. | STANDARD | 64189 | Indoor Luminaires | High-Bay | High-Bay Luminaires for Commercial and Industrial Buildings | Standard | TRUE | 19195 | 88.3 | 217.3 | 7.44 | 0.975 | 4034 | 81.9 | 5 | 50000 | 42380 |  |  | NotYetVerified |  | 3 | 19195 | 88.3 | 200 | 20 | 0.9 | 4000 | 80
PAB7WV2V | Standard Products Inc. | STANDARD | 64188 | Indoor Luminaires | High-Bay | High-Bay Luminaires for Commercial and Industrial Buildings | Standard | TRUE | 10152 | 94.2 | 107.7 | 7.53 | 0.974 | 4008 | 81.9 | 5 | 50000 | 42380 |  |  | NotYetVerified |  | 3 | 10152 | 94.2 | 100 | 20 | 0.9 | 4000 | 80
PDCC4Q92 | Standard Products Inc. | STANDARD | 64191 | Indoor Luminaires | High-Bay | High-Bay Luminaires for Commercial and Industrial Buildings | Standard | TRUE | 22358 | 104.9 | 213.2 | 11.07 | 0.968 | 4031 | 82 | 5 | 50000 | 42380 |  |  | NotYetVerified |  | 3 | 22000 | 110 | 200 | 20 | 0.9 | 4000 | 80
PMQWCPKD | Standard Products Inc. | STANDARD | 64190 | Indoor Luminaires | High-Bay | High-Bay Luminaires for Commercial and Industrial Buildings | Standard | TRUE | 11806 | 113.5 | 104.1 | 11.71 | 0.966 | 3999 | 81.9 | 5 | 50000 | 42380 |  |  | NotYetVerified |  | 3 | 11806 | 113 | 100 | 20 | 0.9 | 4000 | 80
PDBG9JWH | Standard Products Inc. | STANDARD | 64199 | Indoor Luminaires | High-Bay | High-Bay Luminaires for Commercial and Industrial Buildings | Standard | TRUE | 21910 | 107.46 | 203.9 | 9.3 | 0.952 | 3885 | 82.4 | 5 | 50000 | 42380 |  |  | No |  | 3 | 20000 | 100 | 200 | 20 | 0.9 | 4000 | 80
PVKVFY5B | All Green Lighting Inc. | All Green Lighting Inc | UFO-150W | Indoor Luminaires | High-Bay | High-Bay Luminaires for Commercial and Industrial Buildings | Standard | TRUE | 21624 | 135.63 | 159.4 | 12.58 | 0.9451 | 4840 | 73.5 | 5 | 50000 | 42380 |  |  | No |  | 3 | 21624 | 135.63 | 159.4 | 12.3 | 0.9451 | 4840 | 73.5
P7BPBDMY | Bratic | Bratic Enterprises | ICS-BR-LHB-HO-150W-40K | Indoor Luminaires | High-Bay | High-Bay Luminaires for Commercial and Industrial Buildings | Standard | TRUE | 15383.1 | 98.5 | 156.18 | 8.6 | 0.945 | 4085 | 83 | 5 | 50000 | 42380 |  |  | NotYetVerified |  | 3 | 15383.13 | 98.496 | 156.18 | 8.6 | 0.998 | 4085 | 82.5
PN4D1B9F | Louvers International Inc | Louvers LED | PHX22-230-4K | Indoor Luminaires | High-Bay | High-Bay Luminaires for Commercial and Industrial Buildings | Standard | TRUE | 28333.15 | 122.17 | 231.92 | 14.9 | 0.943 | 4149 | 85 | 5 | 50000 | 42380 |  |  | No |  | 3 | 28333.15 | 122.1678 | 231.92 | 3.2 | 0.996 | 4149 | 85
PBAU7BPB | Reonac Energy Systems Inc. | Think green solutions | LED-THINK-HBL-5K1V-240W | Indoor Luminaires | High-Bay | High-Bay Luminaires for Commercial and Industrial Buildings | Premium | TRUE | 30880 | 129.42 | 238.6 | 12.45 | 0.9397 | 4860 | 83.2 | 5 | 50000 | 42380 | Dimmable | Continuous Below 10 | No |  | 3 | 30880 | 129.42 | 238.6 | 12.45 | 0.9397 | 5000 | 83.2
PTNH3UQN | Louvers International Inc | Louvers LED | PHX22-145-4K | Indoor Luminaires | High-Bay | High-Bay Luminaires for Commercial and Industrial Buildings | Standard | TRUE | 17848.6 | 123.69 | 144.3 | 15.9 | 0.938 | 4143 | 84.4 | 7 | 50000 | 42380 |  |  | No |  | 3 | 17848.6 | 123.6909 | 144.3 | 3.5 | 0.996 | 4143 | 84.4
PU6XYQTJ | Dongguan Sense Lighting Technology Co. Ltd. | sensetechlight | SE-HBAL-150W4X | Indoor Luminaires | High-Bay | High-Bay Luminaires for Commercial and Industrial Buildings | Standard | TRUE | 16865 | 110.07 | 153.4 | 13.44 | 0.9312 | 3073 | 84 | 5 | 50000 | 42380 |  |  | No |  | 3.1 | 16886 | 110.07 | 153.4 | 13.44 | 0.9312 | 3000 | 84
PDF3Z43G | Global Energy & Lighting | Blaze LED | GLEDHB 100W 50K 50 D | Indoor Luminaires | High-Bay | High-Bay Luminaires for Commercial and Industrial Buildings | Standard | TRUE | 11810.16 | 114.064 | 103.54 | 13.24 | 0.9243 | 5064 | 73.9 | 5 | 50000 | 42380 |  |  | No |  | 3 | 11500 | 115 | 100 | 15 | 0.93 | 5000 | 70
PM79GF9G | Global Energy & Lighting | Blaze LED | GLEDHB 120W 30K 50 D | Indoor Luminaires | High-Bay | High-Bay Luminaires for Commercial and Industrial Buildings | Standard | TRUE | 13613.418 | 110.391 | 123.32 | 13.24 | 0.9243 | 3051 | 73 | 5 | 50000 | 42380 |  |  | No |  | 3 | 13200 | 110 | 120 | 15 | 0.93 | 3000 | 70
PCZJF5DG | Global Energy & Lighting | Blaze LED | GLEDHB 100W 30K 50 D | Indoor Luminaires | High-Bay | High-Bay Luminaires for Commercial and Industrial Buildings | Standard | TRUE | 11480.45 | 112.136 | 102.38 | 16.01 | 0.9206 | 3047 | 73 | 5 | 50000 | 42380 |  |  | No |  | 3 | 11200 | 112 | 100 | 15 | 0.93 | 3000 | 70
PWTUKEW5 | Reonac Energy Systems Inc. | Think green solutions | LED-THINK-HBL-5K3V-195W | Indoor Luminaires | High-Bay | High-Bay Luminaires for Commercial and Industrial Buildings | Premium | TRUE | 26538 | 139.2 | 190.7 | 13.14 | 0.9205 | 4858 | 86.2 | 5 | 50000 | 42380 |  |  | No |  | 3 | 26538 | 139.2 | 190.7 | 13.14 | 0.9205 | 5000 | 86.2
PW4DSRN6 | Standard Products Inc. | STANDARD | 64200 | Indoor Luminaires | High-Bay | High-Bay Luminaires for Commercial and Industrial Buildings | Standard | TRUE | 21112 | 109.4 | 193 | 15.5 | 0.911 | 3901 | 82.6 | 5 | 50000 | 42380 |  |  | No |  | 3 | 20000 | 100 | 200 | 20 | 0.9 | 4000 | 80
PX5CA3YK | Reonac Energy Systems Inc. | Think green solutions | LED-THINK-HBL-5K1V-195W | Indoor Luminaires | High-Bay | High-Bay Luminaires for Commercial and Industrial Buildings | Premium | TRUE | 26275 | 136.28 | 192.8 | 12.26 | 0.911 | 4879 | 85.4 | 5 | 50000 | 42380 |  |  | No |  | 3 | 26275 | 136.28 | 192.8 | 12.26 | 0.911 | 5000 | 85.4
P3TBFYUF | All Green Lighting Inc. | All Green Lighting Inc | UFO-200W | Indoor Luminaires | High-Bay | High-Bay Luminaires for Commercial and Industrial Buildings | Standard | TRUE | 25586 | 127.38 | 200.9 | 22.31 | 0.891 | 4840 | 73.6 | 5 | 50000 | 42380 |  |  | No |  | 3 | 25586 | 127.38 | 200.9 | 12.3 | 0.9451 | 4840 | 73.6
PR4SAWXA | Dongguan Sense Lighting Technology Co. Ltd. | sensetechlight | SE-HBAL-150C4X | Indoor Luminaires | High-Bay | High-Bay Luminaires for Commercial and Industrial Buildings | Standard | FALSE | [9 empty] | 42380 |  |  | No |  | 3.1 | 17217 | 113.2 | 152.1 | 13.77 | 0.9326 | 5700 | 85.1
PHJV2W5M | Dongguan Sense Lighting Technology Co. Ltd. | sensetechlight | SE-HBAL-150D4X | Indoor Luminaires | High-Bay | High-Bay Luminaires for Commercial and Industrial Buildings | Standard | FALSE | [9 empty] | 42380 |  |  | No |  | 3.1 | 17150 | 112.24 | 152.8 | 13.44 | 0.9312 | 5000 | 84
PRP9YSMY | Dongguan Sense Lighting Technology Co. Ltd. | sensetechlight | SE-HBAL-150F4X | Indoor Luminaires | High-Bay | High-Bay Luminaires for Commercial and Industrial Buildings | Standard | FALSE | [9 empty] | 42380 |  |  | No |  | 3.1 | 17084 | 111.81 | 152.8 | 13.44 | 0.9312 | 4500 | 84
P3N3A211 | Dongguan Sense Lighting Technology Co. Ltd. | sensetechlight | SE-HBAL-150N4X | Indoor Luminaires | High-Bay | High-Bay Luminaires for Commercial and Industrial Buildings | Standard | FALSE | [9 empty] | 42380 |  |  | No |  | 3.1 | 17018 | 111.37 | 152.8 | 13.44 | 0.9312 | 4000 | 84
PCW5GR29 | Dongguan Sense Lighting Technology Co. Ltd. | sensetechlight | SE-HBAL-150T4X | Indoor Luminaires | High-Bay | High-Bay Luminaires for Commercial and Industrial Buildings | Standard | FALSE | [9 empty] | 42380 |  |  | No |  | 3.1 | 16952 | 110.94 | 152.8 | 13.44 | 0.9312 | 3500 | 84
PC6X6HNC | Louvers International Inc | Louvers LED | PHX22-145-5K | Indoor Luminaires | High-Bay | High-Bay Luminaires for Commercial and Industrial Buildings | Standard | FALSE | [9 empty] | 42380 |  |  | No |  | 3 | 18332.53 | 125.5653 | 146 | 3.5 | 0.996 | 5256 | 81.4
PH134HQX | Louvers International Inc | Louvers LED | PHX22-230-5K | Indoor Luminaires | High-Bay | High-Bay Luminaires for Commercial and Industrial Buildings | Standard | FALSE | [9 empty] | 42380 |  |  | No |  | 3 | 28812.29 | 123.0453 | 234.16 | 3.3 | 0.996 | 5242 | 82.3
PDJQARMY | Global Energy & Lighting | Blaze LED | GLEDHB 200W 50K 120 | Indoor Luminaires | High-Bay | High-Bay Luminaires for Commercial and Industrial Buildings | Standard | FALSE | [9 empty] | 42380 | Dimmable | Continuous Below 10 | No |  | 3 | 27200 | 136 | 200 | 15 | 0.93 | 5000 | 70
P3CUTVA8 | Global Energy & Lighting | Blaze LED | GLEDHB 200W 50K 120 D | Indoor Luminaires | High-Bay | High-Bay Luminaires for Commercial and Industrial Buildings | Standard | FALSE | [9 empty] | 42380 | Dimmable | Continuous Below 10 | No |  | 3 | 27200 | 136 | 200 | 15 | 0.93 | 5000 | 70
PURSAM9T | Global Energy & Lighting | Blaze LED | GLEDHB 200W 50K 90 | Indoor Luminaires | High-Bay | High-Bay Luminaires for Commercial and Industrial Buildings | Standard | FALSE | [9 empty] | 42380 | Dimmable | Continuous Below 10 | No |  | 3 | 25200 | 126 | 200 | 15 | 0.93 | 5000 | 70
PKZBP2KU | Global Energy & Lighting | Blaze LED | GLEDHB 200W 50K 90 D | Indoor Luminaires | High-Bay | High-Bay Luminaires for Commercial and Industrial Buildings | Standard | FALSE | [9 empty] | 42380 | Dimmable | Continuous Below 10 | No |  | 3 | 25200 | 126 | 200 | 15 | 0.93 | 5000 | 70
PVURME4G | Global Energy & Lighting | Blaze LED | GLEDHB 200W 50K 50 D | Indoor Luminaires | High-Bay | High-Bay Luminaires for Commercial and Industrial Buildings | Standard | FALSE | [9 empty] | 42380 | Dimmable | Continuous Below 10 | No |  | 3 | 23800 | 119 | 200 | 15 | 0.93 | 5000 | 70
P8TUVV5E | Global Energy & Lighting | Blaze LED | GLEDHB 200W 50K 50 | Indoor Luminaires | High-Bay | High-Bay Luminaires for Commercial and Industrial Buildings | Standard | FALSE | [9 empty] | 42380 | Dimmable | Continuous Below 10 | No |  | 3 | 23800 | 119 | 200 | 15 | 0.93 | 5000 | 70
PG7KQB22 | Global Energy & Lighting | Blaze LED | GLEDHB 150W 50K 90 D | Indoor Luminaires | High-Bay | High-Bay Luminaires for Commercial and Industrial Buildings | Standard | FALSE | [9 empty] | 42380 | Dimmable | Continuous Below 10 | No |  | 3 | 18900 | 126 | 150 | 15 | 0.93 | 5000 | 70
PEKMYYBX | Global Energy & Lighting | Blaze LED | GLEDHB 150W 50K 90 | Indoor Luminaires | High-Bay | High-Bay Luminaires for Commercial and Industrial Buildings | Standard | FALSE | [9 empty] | 42380 | Dimmable | Continuous Below 10 | No |  | 3 | 18900 | 126 | 150 | 15 | 0.93 | 5000 | 70
PZBX3UDM | Global Energy & Lighting | Blaze LED | GLEDHB 150W 50K 120 D | Indoor Luminaires | High-Bay | High-Bay Luminaires for Commercial and Industrial Buildings | Standard | FALSE | [9 empty] | 42380 | Dimmable | Continuous Below 10 | No |  | 3 | 18000 | 120 | 150 | 15 | 0.93 | 5000 | 70
PBC58WHW | Global Energy & Lighting | Blaze LED | GLEDHB 150W 50K 120 | Indoor Luminaires | High-Bay | High-Bay Luminaires for Commercial and Industrial Buildings | Standard | FALSE | [9 empty] | 42380 | Dimmable | Continuous Below 10 | No |  | 3 | 18000 | 120 | 150 | 15 | 0.93 | 5000 | 70
PX6DQMEA | Global Energy & Lighting | Blaze LED | GLEDHB 150W 50K 50 | Indoor Luminaires | High-Bay | High-Bay Luminaires for Commercial and Industrial Buildings | Standard | FALSE | [9 empty] | 42380 | Dimmable | Continuous Below 10 | No |  | 3 | 17400 | 116 | 150 | 15 | 0.93 | 5000 | 70
P58H2XNM | Global Energy & Lighting | Blaze LED | GLEDHB 150W 50K 50 D | Indoor Luminaires | High-Bay | High-Bay Luminaires for Commercial and Industrial Buildings | Standard | FALSE | [9 empty] | 42380 | Dimmable | Continuous Below 10 | No |  | 3 | 17400 | 116 | 150 | 15 | 0.93 | 5000 | 70
PXD6WYU7 | Global Energy & Lighting | Blaze LED | GLEDHB 120W 50K 90 D | Indoor Luminaires | High-Bay | High-Bay Luminaires for Commercial and Industrial Buildings | Standard | FALSE | [9 empty] | 42380 | Dimmable | Continuous Below 10 | No |  | 3 | 14400 | 120 | 120 | 15 | 0.93 | 5000 | 70
PSWTYHDD | Global Energy & Lighting | Blaze LED | GLEDHB 120W 50K 120 | Indoor Luminaires | High-Bay | High-Bay Luminaires for Commercial and Industrial Buildings | Standard | FALSE | [9 empty] | 42380 | Dimmable | Continuous Below 10 | No |  | 3 | 14400 | 120 | 120 | 15 | 0.93 | 5000 | 70
PPD9TVK3 | Global Energy & Lighting | Blaze LED | GLEDHB 120W 50K 90 | Indoor Luminaires | High-Bay | High-Bay Luminaires for Commercial and Industrial Buildings | Standard | FALSE | [9 empty] | 42380 | Dimmable | Continuous Below 10 | No |  | 3 | 14400 | 120 | 120 | 15 | 0.93 | 5000 | 70
P7QCM43C | Global Energy & Lighting | Blaze LED | GLEDHB 120W 50K 120 D | Indoor Luminaires | High-Bay | High-Bay Luminaires for Commercial and Industrial Buildings | Standard | FALSE | [9 empty] | 42380 | Dimmable | Continuous Below 10 | No |  | 3 | 14400 | 120 | 120 | 15 | 0.93 | 5000 | 70
P2K2CWE7 | Global Energy & Lighting | Blaze LED | GLEDHB 120W 50K 50 D | Indoor Luminaires | High-Bay | High-Bay Luminaires for Commercial and Industrial Buildings | Standard | FALSE | [9 empty] | 42380 | Dimmable | Continuous Below 10 | No |  | 3 | 13440 | 112 | 120 | 15 | 0.93 | 5000 | 70
P1JCC2YC | Global Energy & Lighting | Blaze LED | GLEDHB 120W 50K 50 | Indoor Luminaires | High-Bay | High-Bay Luminaires for Commercial and Industrial Buildings | Standard | FALSE | [9 empty] | 42380 | Dimmable | Continuous Below 10 | No |  | 3 | 13440 | 112 | 120 | 15 | 0.93 | 5000 | 70
PNV6PSVT | Global Energy & Lighting | Blaze LED | GLEDHB 100W 50K 120 D | Indoor Luminaires | High-Bay | High-Bay Luminaires for Commercial and Industrial Buildings | Standard | FALSE | [9 empty] | 42380 | Dimmable | Continuous Below 10 | No |  | 3 | 12000 | 120 | 100 | 15 | 0.93 | 5000 | 70
PN8J3YWH | Global Energy & Lighting | Blaze LED | GLEDHB 100W 50K 120 | Indoor Luminaires | High-Bay | High-Bay Luminaires for Commercial and Industrial Buildings | Standard | FALSE | [9 empty] | 42380 | Dimmable | Continuous Below 10 | No |  | 3 | 12000 | 120 | 100 | 15 | 0.93 | 5000 | 70
PN7WBM1Y | Global Energy & Lighting | Blaze LED | GLEDHB 100W 50K 90 D | Indoor Luminaires | High-Bay | High-Bay Luminaires for Commercial and Industrial Buildings | Standard | FALSE | [9 empty] | 42380 | Dimmable | Continuous Below 10 | No |  | 3 | 12000 | 120 | 100 | 15 | 0.93 | 5000 | 70
P8VPAPA4 | Global Energy & Lighting | Blaze LED | GLEDHB 100W 50K 90 | Indoor Luminaires | High-Bay | High-Bay Luminaires for Commercial and Industrial Buildings | Standard | FALSE | [9 empty] | 42380 | Dimmable | Continuous Below 10 | No |  | 3 | 12000 | 120 | 100 | 15 | 0.93 | 5000 | 70
PPW341X6 | Global Energy & Lighting | Blaze LED | GLEDHB 100W 50K 50 | Indoor Luminaires | High-Bay | High-Bay Luminaires for Commercial and Industrial Buildings | Standard | FALSE | [9 empty] | 42380 | Dimmable | Continuous Below 10 | No |  | 3 | 11500 | 115 | 100 | 15 | 0.93 | 5000 | 70
PBKNNJ32 | Global Energy & Lighting | Blaze LED | GLEDHB 200W 40K 120 D | Indoor Luminaires | High-Bay | High-Bay Luminaires for Commercial and Industrial Buildings | Standard | FALSE | [9 empty] | 42380 | Dimmable | Continuous Below 10 | No |  | 3 | 24000 | 120 | 200 | 15 | 0.93 | 4000 | 70
P9QE3H5B | Global Energy & Lighting | Blaze LED | GLEDHB 200W 40K 120 | Indoor Luminaires | High-Bay | High-Bay Luminaires for Commercial and Industrial Buildings | Standard | FALSE | [9 empty] | 42380 | Dimmable | Continuous Below 10 | No |  | 3 | 24000 | 120 | 200 | 15 | 0.93 | 4000 | 70
PQDVM9JE | Global Energy & Lighting | Blaze LED | GLEDHB 200W 40K 90 D | Indoor Luminaires | High-Bay | High-Bay Luminaires for Commercial and Industrial Buildings | Standard | FALSE | [9 empty] | 42380 | Dimmable | Continuous Below 10 | No |  | 3 | 23000 | 115 | 200 | 15 | 0.93 | 4000 | 70
PBGFMRSE | Global Energy & Lighting | Blaze LED | GLEDHB 200W 40K 90 | Indoor Luminaires | High-Bay | High-Bay Luminaires for Commercial and Industrial Buildings | Standard | FALSE | [9 empty] | 42380 | Dimmable | Continuous Below 10 | No |  | 3 | 23000 | 115 | 200 | 15 | 0.93 | 4000 | 70
PYDKMRK6 | Global Energy & Lighting | Blaze LED | GLEDHB 200W 40K 50 D | Indoor Luminaires | High-Bay | High-Bay Luminaires for Commercial and Industrial Buildings | Standard | FALSE | [9 empty] | 42380 | Dimmable | Continuous Below 10 | No |  | 3 | 22600 | 113 | 200 | 15 | 0.93 | 4000 | 70
PPWTKE1H | Global Energy & Lighting | Blaze LED | GLEDHB 200W 40K 50 | Indoor Luminaires | High-Bay | High-Bay Luminaires for Commercial and Industrial Buildings | Standard | FALSE | [9 empty] | 42380 | Dimmable | Continuous Below 10 | No |  | 3 | 22600 | 113 | 200 | 15 | 0.93 | 4000 | 70
PBEY5CKN | Global Energy & Lighting | Blaze LED | GLEDHB 150W 40K 90 | Indoor Luminaires | High-Bay | High-Bay Luminaires for Commercial and Industrial Buildings | Standard | FALSE | [9 empty] | 42380 | Dimmable | Continuous Below 10 | No |  | 3 | 18000 | 120 | 150 | 15 | 0.93 | 4000 | 70
P2ME5BY2 | Global Energy & Lighting | Blaze LED | GLEDHB 150W 40K 90 D | Indoor Luminaires | High-Bay | High-Bay Luminaires for Commercial and Industrial Buildings | Standard | FALSE | [9 empty] | 42380 | Dimmable | Continuous Below 10 | No |  | 3 | 18000 | 120 | 150 | 15 | 0.93 | 4000 | 70
PRYQCAZ2 | Global Energy & Lighting | Blaze LED | GLEDHB 150W 40K 120 D | Indoor Luminaires | High-Bay | High-Bay Luminaires for Commercial and Industrial Buildings | Standard | FALSE | [9 empty] | 42380 | Dimmable | Continuous Below 10 | No |  | 3 | 17400 | 116 | 150 | 15 | 0.93 | 4000 | 70
P7YCP5VC | Global Energy & Lighting | Blaze LED | GLEDHB 150W 40K 120 | Indoor Luminaires | High-Bay | High-Bay Luminaires for Commercial and Industrial Buildings | Standard | FALSE | [9 empty] | 42380 | Dimmable | Continuous Below 10 | No |  | 3 | 17400 | 116 | 150 | 15 | 0.93 | 4000 | 70
PT1MZJCM | Global Energy & Lighting | Blaze LED | GLEDHB 150W 40K 50 | Indoor Luminaires | High-Bay | High-Bay Luminaires for Commercial and Industrial Buildings | Standard | FALSE | [9 empty] | 42380 | Dimmable | Continuous Below 10 | No |  | 3 | 16800 | 112 | 150 | 15 | 0.93 | 4000 | 70
PNNNCAZH | Global Energy & Lighting | Blaze LED | GLEDHB 150W 40K 50 D | Indoor Luminaires | High-Bay | High-Bay Luminaires for Commercial and Industrial Buildings | Standard | FALSE | [9 empty] | 42380 | Dimmable | Continuous Below 10 | No |  | 3 | 16800 | 112 | 150 | 15 | 0.93 | 4000 | 70
PNPZ6515 | Global Energy & Lighting | Blaze LED | GLEDHB 120W 40K 90 | Indoor Luminaires | High-Bay | High-Bay Luminaires for Commercial and Industrial Buildings | Standard | FALSE | [9 empty] | 42380 | Dimmable | Continuous Below 10 | No |  | 3 | 14040 | 117 | 120 | 15 | 0.93 | 4000 | 70
P4ZDCSXZ | Global Energy & Lighting | Blaze LED | GLEDHB 120W 40K 90 D | Indoor Luminaires | High-Bay | High-Bay Luminaires for Commercial and Industrial Buildings | Standard | FALSE | [9 empty] | 42380 | Dimmable | Continuous Below 10 | No |  | 3 | 14040 | 117 | 120 | 15 | 0.93 | 4000 | 70
PT6A9TRB | Global Energy & Lighting | Blaze LED | GLEDHB 120W 40K 120 | Indoor Luminaires | High-Bay | High-Bay Luminaires for Commercial and Industrial Buildings | Standard | FALSE | [9 empty] | 42380 | Dimmable | Continuous Below 10 | No |  | 3 | 13440 | 112 | 120 | 15 | 0.93 | 4000 | 70
PEMTKX6B | Global Energy & Lighting | Blaze LED | GLEDHB 120W 40K 120 D | Indoor Luminaires | High-Bay | High-Bay Luminaires for Commercial and Industrial Buildings | Standard | FALSE | [9 empty] | 42380 | Dimmable | Continuous Below 10 | No |  | 3 | 13440 | 112 | 120 | 15 | 0.93 | 4000 | 70
PTMGUDM8 | Global Energy & Lighting | Blaze LED | GLEDHB 120W 40K 50 D | Indoor Luminaires | High-Bay | High-Bay Luminaires for Commercial and Industrial Buildings | Standard | FALSE | [9 empty] | 42380 | Dimmable | Continuous Below 10 | No |  | 3 | 13200 | 110 | 120 | 15 | 0.93 | 4000 | 70
P6RX9SEG | Global Energy & Lighting | Blaze LED | GLEDHB 120W 40K 50 | Indoor Luminaires | High-Bay | High-Bay Luminaires for Commercial and Industrial Buildings | Standard | FALSE | [9 empty] | 42380 | Dimmable | Continuous Below 10 | No |  | 3 | 13200 | 110 | 120 | 15 | 0.93 | 4000 | 70
PJ2BRZAY | Global Energy & Lighting | Blaze LED | GLEDHB 100W 40K 120 D | Indoor Luminaires | High-Bay | High-Bay Luminaires for Commercial and Industrial Buildings | Standard | FALSE | [9 empty] | 42380 | Dimmable | Continuous Below 10 | No |  | 3 | 11500 | 115 | 100 | 15 | 0.93 | 4000 | 70
PG9UB51V | Global Energy & Lighting | Blaze LED | GLEDHB 100W 40K 90 | Indoor Luminaires | High-Bay | High-Bay Luminaires for Commercial and Industrial Buildings | Standard | FALSE | [9 empty] | 42380 | Dimmable | Continuous Below 10 | No |  | 3 | 11500 | 115 | 100 | 15 | 0.93 | 4000 | 70
PDQGX91Z | Global Energy & Lighting | Blaze LED | GLEDHB 100W 40K 120 | Indoor Luminaires | High-Bay | High-Bay Luminaires for Commercial and Industrial Buildings | Standard | FALSE | [9 empty] | 42380 | Dimmable | Continuous Below 10 | No |  | 3 | 11500 | 115 | 100 | 15 | 0.93 | 4000 | 70
PBDAZGFF | Global Energy & Lighting | Blaze LED | GLEDHB 100W 40K 90 D | Indoor Luminaires | High-Bay | High-Bay Luminaires for Commercial and Industrial Buildings | Standard | FALSE | [9 empty] | 42380 | Dimmable | Continuous Below 10 | No |  | 3 | 11500 | 115 | 100 | 15 | 0.93 | 4000 | 70
PAPKQC7G | Global Energy & Lighting | Blaze LED | GLEDHB 100W 40K 50 D | Indoor Luminaires | High-Bay | High-Bay Luminaires for Commercial and Industrial Buildings | Standard | FALSE | [9 empty] | 42380 | Dimmable | Continuous Below 10 | No |  | 3 | 11400 | 114 | 100 | 15 | 0.93 | 4000 | 70
P6WAY86K | Global Energy & Lighting | Blaze LED | GLEDHB 100W 40K 50 | Indoor Luminaires | High-Bay | High-Bay Luminaires for Commercial and Industrial Buildings | Standard | FALSE | [9 empty] | 42380 | Dimmable | Continuous Below 10 | No |  | 3 | 11400 | 114 | 100 | 15 | 0.93 | 4000 | 70
PVW5ENTU | Global Energy & Lighting | Blaze LED | GLEDHB 200W 30K 120 | Indoor Luminaires | High-Bay | High-Bay Luminaires for Commercial and Industrial Buildings | Standard | FALSE | [9 empty] | 42380 | Dimmable | Continuous Below 10 | No |  | 3 | 23000 | 115 | 200 | 15 | 0.93 | 3000 | 70
PHP3FKM1 | Global Energy & Lighting | Blaze LED | GLEDHB 200W 30K 120 D | Indoor Luminaires | High-Bay | High-Bay Luminaires for Commercial and Industrial Buildings | Standard | FALSE | [9 empty] | 42380 | Dimmable | Continuous Below 10 | No |  | 3 | 23000 | 115 | 200 | 15 | 0.93 | 3000 | 70
PG56CKVG | Global Energy & Lighting | Blaze LED | GLEDHB 200W 30K 90 | Indoor Luminaires | High-Bay | High-Bay Luminaires for Commercial and Industrial Buildings | Standard | FALSE | [9 empty] | 42380 | Dimmable | Continuous Below 10 | No |  | 3 | 23000 | 115 | 200 | 15 | 0.93 | 3000 | 70
P3VBQYVC | Global Energy & Lighting | Blaze LED | GLEDHB 200W 30K 90 D | Indoor Luminaires | High-Bay | High-Bay Luminaires for Commercial and Industrial Buildings | Standard | FALSE | [9 empty] | 42380 | Dimmable | Continuous Below 10 | No |  | 3 | 23000 | 115 | 200 | 15 | 0.93 | 3000 | 70
PKB9YU8E | Global Energy & Lighting | Blaze LED | GLEDHB 200W 30K 50 | Indoor Luminaires | High-Bay | High-Bay Luminaires for Commercial and Industrial Buildings | Standard | FALSE | [9 empty] | 42380 | Dimmable | Continuous Below 10 | No |  | 3 | 22600 | 113 | 200 | 15 | 0.93 | 3000 | 70
P9V7YJYE | Global Energy & Lighting | Blaze LED | GLEDHB 200W 30K 50 D | Indoor Luminaires | High-Bay | High-Bay Luminaires for Commercial and Industrial Buildings | Standard | FALSE | [9 empty] | 42380 | Dimmable | Continuous Below 10 | No |  | 3 | 22600 | 113 | 200 | 15 | 0.93 | 3000 | 70
PY4PUMPZ | Global Energy & Lighting | Blaze LED | GLEDHB 150W 30K 90 | Indoor Luminaires | High-Bay | High-Bay Luminaires for Commercial and Industrial Buildings | Standard | FALSE | [9 empty] | 42380 | Dimmable | Continuous Below 10 | No |  | 3 | 18000 | 120 | 150 | 15 | 0.93 | 3000 | 70
P2HAXMAE | Global Energy & Lighting | Blaze LED | GLEDHB 150W 30K 90 D | Indoor Luminaires | High-Bay | High-Bay Luminaires for Commercial and Industrial Buildings | Standard | FALSE | [9 empty] | 42380 | Dimmable | Continuous Below 10 | No |  | 3 | 18000 | 120 | 150 | 15 | 0.93 | 3000 | 70
PQ4QKHQ5 | Global Energy & Lighting | Blaze LED | GLEDHB 150W 30K 120 D | Indoor Luminaires | High-Bay | High-Bay Luminaires for Commercial and Industrial Buildings | Standard | FALSE | [9 empty] | 42380 | Dimmable | Continuous Below 10 | No |  | 3 | 17400 | 116 | 150 | 15 | 0.93 | 3000 | 70
PJXBUK9F | Global Energy & Lighting | Blaze LED | GLEDHB 150W 30K 120 | Indoor Luminaires | High-Bay | High-Bay Luminaires for Commercial and Industrial Buildings | Standard | FALSE | [9 empty] | 42380 | Dimmable | Continuous Below 10 | No |  | 3 | 17400 | 116 | 150 | 15 | 0.93 | 3000 | 70
PFRDH67Q | Global Energy & Lighting | Blaze LED | GLEDHB 150W 30K 50 D | Indoor Luminaires | High-Bay | High-Bay Luminaires for Commercial and Industrial Buildings | Standard | FALSE | [9 empty] | 42380 | Dimmable | Continuous Below 10 | No |  | 3 | 16800 | 112 | 150 | 15 | 0.93 | 3000 | 70
P9Q7GZPB | Global Energy & Lighting | Blaze LED | GLEDHB 150W 30K 50 | Indoor Luminaires | High-Bay | High-Bay Luminaires for Commercial and Industrial Buildings | Standard | FALSE | [9 empty] | 42380 | Dimmable | Continuous Below 10 | No |  | 3 | 16800 | 112 | 150 | 15 | 0.93 | 3000 | 70
PW98ND4S | Global Energy & Lighting | Blaze LED | GLEDHB 120W 30K 90 | Indoor Luminaires | High-Bay | High-Bay Luminaires for Commercial and Industrial Buildings | Standard | FALSE | [9 empty] | 42380 | Dimmable | Continuous Below 10 | No |  | 3 | 14040 | 117 | 120 | 15 | 0.93 | 3000 | 70
PRE62SSD | Global Energy & Lighting | Blaze LED | GLEDHB 120W 30K 90 D | Indoor Luminaires | High-Bay | High-Bay Luminaires for Commercial and Industrial Buildings | Standard | FALSE | [9 empty] | 42380 | Dimmable | Continuous Below 10 | No |  | 3 | 14040 | 117 | 120 | 15 | 0.93 | 3000 | 70
PQ1CFQM8 | Global Energy & Lighting | Blaze LED | GLEDHB 120W 30K 120 | Indoor Luminaires | High-Bay | High-Bay Luminaires for Commercial and Industrial Buildings | Standard | FALSE | [9 empty] | 42380 | Dimmable | Continuous Below 10 | No |  | 3 | 13440 | 112 | 120 | 15 | 0.93 | 3000 | 70
P6E5FXCA | Global Energy & Lighting | Blaze LED | GLEDHB 120W 30K 120 D | Indoor Luminaires | High-Bay | High-Bay Luminaires for Commercial and Industrial Buildings | Standard | FALSE | [9 empty] | 42380 | Dimmable | Continuous Below 10 | No |  | 3 | 13440 | 112 | 120 | 15 | 0.93 | 3000 | 70
P4JKDMRV | Global Energy & Lighting | Blaze LED | GLEDHB 120W 30K 50 | Indoor Luminaires | High-Bay | High-Bay Luminaires for Commercial and Industrial Buildings | Standard | FALSE | [9 empty] | 42380 | Dimmable | Continuous Below 10 | No |  | 3 | 13200 | 110 | 120 | 15 | 0.93 | 3000 | 70
PU3CPJG3 | Global Energy & Lighting | Blaze LED | GLEDHB 100W 30K 90 | Indoor Luminaires | High-Bay | High-Bay Luminaires for Commercial and Industrial Buildings | Standard | FALSE | [9 empty] | 42380 | Dimmable | Continuous Below 10 | No |  | 3 | 11500 | 115 | 100 | 15 | 0.93 | 3000 | 70
PDBPSF3R | Global Energy & Lighting | Blaze LED | GLEDHB 100W 30K 90 D | Indoor Luminaires | High-Bay | High-Bay Luminaires for Commercial and Industrial Buildings | Standard | FALSE | [9 empty] | 42380 | Dimmable | Continuous Below 10 | No |  | 3 | 11500 | 115 | 100 | 15 | 0.93 | 3000 | 70
PWK8QHZH | Global Energy & Lighting | Blaze LED | GLEDHB 100W 30K 120 D | Indoor Luminaires | High-Bay | High-Bay Luminaires for Commercial and Industrial Buildings | Standard | FALSE | [9 empty] | 42380 | Dimmable | Continuous Below 10 | No |  | 3 | 11400 | 114 | 100 | 15 | 0.93 | 3000 | 70
PEFKNSDC | Global Energy & Lighting | Blaze LED | GLEDHB 100W 30K 120 | Indoor Luminaires | High-Bay | High-Bay Luminaires for Commercial and Industrial Buildings | Standard | FALSE | [9 empty] | 42380 | Dimmable | Continuous Below 10 | No |  | 3 | 11400 | 114 | 100 | 15 | 0.93 | 3000 | 70
PZHHGK45 | Global Energy & Lighting | Blaze LED | GLEDHB 100W 30K 50 | Indoor Luminaires | High-Bay | High-Bay Luminaires for Commercial and Industrial Buildings | Standard | FALSE | [9 empty] | 42380 | Dimmable | Continuous Below 10 | No |  | 3 | 11200 | 112 | 100 | 15 | 0.93 | 3000 | 70
P63V3NE3 | Bratic | Bratic Enterprises | ICS-BR-LHB-HO-150W-50K | Indoor Luminaires | High-Bay | High-Bay Luminaires for Commercial and Industrial Buildings | Standard | FALSE | [9 empty] | 42380 | Not Dimmable | Not Dimmable | NotYetVerified |  | 3 | 15614.621 | 99.908 | 156.29 | 8.6 | 0.999 | 5214 | 83.3
PJWR1MAR | Dongguan Sense Lighting Technology Co. Ltd. | sensetechlight | SE-HBAL-250W4X | Indoor Luminaires | High-Bay | High-Bay Luminaires for Commercial and Industrial Buildings | Standard | TRUE | 25876 | 100.84 | 257.4 | 12.66 | 0.9456 | 3060 | 83.4 | 5 | 50000 | 42377 |  |  | No |  | 3.1 | 25956 | 100.84 | 257.4 | 12.66 | 0.9456 | 3000 | 83.4
PQD51GQR | Shenzhen Zoweer Optoelectronic Technology Co. Ltd. | Zoweer | ZR-HBL-200W35SS(4000K) | Indoor Luminaires | High-Bay | High-Bay Luminaires for Commercial and Industrial Buildings | Standard | TRUE | 22439.168 | 112.703 | 199.1 | 12.7 | 0.945 | 3904 | 74.3 | 5 | 50000 | 42377 |  |  | NotYetVerified |  | 3.1 | 22439.168 | 112.703 | 199.1 | 12.7 | 0.945 | 3904 | 74.3
PTUH6SN4 | Shenzhen Zoweer Optoelectronic Technology Co. Ltd. | Zoweer | ZR-HBL-100W35SS(4000K) | Indoor Luminaires | High-Bay | High-Bay Luminaires for Commercial and Industrial Buildings | Standard | TRUE | 11749.023 | 118.199 | 99.4 | 12.8 | 0.944 | 3914 | 74.5 | 5 | 50000 | 42377 |  |  | NotYetVerified |  | 3.1 | 11749.023 | 118.199 | 99.4 | 12.8 | 0.944 | 3914 | 74.5
PDJM2MRG | Dongguan Sense Lighting Technology Co. Ltd. | sensetechlight | SE-HBAL-120W4X | Indoor Luminaires | High-Bay | High-Bay Luminaires for Commercial and Industrial Buildings | Standard | TRUE | 13154 | 107.45 | 122.8 | 12.16 | 0.9365 | 3043 | 83.5 | 5 | 50000 | 42377 |  |  | No |  | 3.1 | 13195 | 107.45 | 122.8 | 12.16 | 0.9365 | 3000 | 83.5
PX5K98GF | Shenzhen Zoweer Optoelectronic Technology Co. Ltd. | Zoweer | ZR-HBL-150W35SS(4000K) | Indoor Luminaires | High-Bay | High-Bay Luminaires for Commercial and Industrial Buildings | Standard | TRUE | 17426 | 116.102 | 150.1 | 12.9 | 0.934 | 3900 | 74.3 | 5 | 50000 | 42377 |  |  | NotYetVerified |  | 3.1 | 17426.91 | 116.102 | 150.1 | 12.9 | 0.934 | 3900 | 74.3
PENZRQA5 | Dongguan Sense Lighting Technology Co. Ltd. | sensetechlight | SE-HBAL-100W4X | Indoor Luminaires | High-Bay | High-Bay Luminaires for Commercial and Industrial Buildings | Standard | TRUE | 11048 | 106.17 | 104.2 | 12.8 | 0.9328 | 3047 | 83.6 | 5 | 50000 | 42377 |  |  | No |  | 3.1 | 11063 | 106.17 | 104.2 | 12.8 | 0.9328 | 3000 | 83.6
PC8KDNEJ | Dongbu Lightec | LumiDas Expolsion Proof | EX170-UM-D2(DDC-A)-C (BCE) | Indoor Luminaires | High-Bay | High-Bay Luminaires for Commercial and Industrial Buildings | Standard | TRUE | 17898 | 105.8 | 169.2 | 13.5 | 0.929 | 5043 | 75.6 | 5 | 50000 | 42377 |  |  | No |  | 3.1 | 17000 | 100 | 170 | 20 | 0.9 | 5000 | 80
PCWW6WES | Dongbu Lightec | LumiDas Expolsion Proof | EX140-UM-D2(DDC-A)-C (BCE) | Indoor Luminaires | High-Bay | High-Bay Luminaires for Commercial and Industrial Buildings | Standard | TRUE | 14731 | 106.1 | 138.8 | 14.5 | 0.926 | 5050 | 74.3 | 5 | 50000 | 42377 |  |  | No |  | 3.1 | 14000 | 100 | 140 | 20 | 0.9 | 5000 | 80
PXAVZN3P | Dongguan Sense Lighting Technology Co. Ltd. | sensetechlight | SE-HBAL-200W4X | Indoor Luminaires | High-Bay | High-Bay Luminaires for Commercial and Industrial Buildings | Standard | TRUE | 21237 | 103.73 | 205.4 | 13.37 | 0.9211 | 3056 | 83.5 | 5 | 50000 | 42377 |  |  | No |  | 3.1 | 21306 | 103.73 | 205.4 | 13.37 | 0.9211 | 3000 | 83.5
PREYY28E | Dongguan Sense Lighting Technology Co. Ltd. | sensetechlight | SE-HBAL-250C4X | Indoor Luminaires | High-Bay | High-Bay Luminaires for Commercial and Industrial Buildings | Standard | FALSE | [9 empty] | 42377 |  |  | No |  | 3.1 | 26605 | 104.21 | 255.3 | 12.7 | 0.9439 | 5700 | 85.2
PX6R117C | Dongguan Sense Lighting Technology Co. Ltd. | sensetechlight | SE-HBAL-100C4X | Indoor Luminaires | High-Bay | High-Bay Luminaires for Commercial and Industrial Buildings | Standard | FALSE | [9 empty] | 42377 |  |  | No |  | 3.1 | 11327 | 109.34 | 103.6 | 12.32 | 0.9332 | 5700 | 85.2
PMJTQPSQ | Dongguan Sense Lighting Technology Co. Ltd. | sensetechlight | SE-HBAL-200C4X | Indoor Luminaires | High-Bay | High-Bay Luminaires for Commercial and Industrial Buildings | Standard | FALSE | [9 empty] | 42377 |  |  | No |  | 3.1 | 21799 | 107.28 | 203.2 | 13.74 | 0.9217 | 5700 | 84.9
PFSA1RWR | Dongguan Sense Lighting Technology Co. Ltd. | sensetechlight | SE-HBAL-120C4X | Indoor Luminaires | High-Bay | High-Bay Luminaires for Commercial and Industrial Buildings | Standard | FALSE | [9 empty] | 42377 |  |  | No |  | 3.1 | 13623 | 110.31 | 123.5 | 12.25 | 0.9354 | 5700 | 84.9
P6QAJ1EG | Dongguan Sense Lighting Technology Co. Ltd. | sensetechlight | SE-HBAL-100D4X | Indoor Luminaires | High-Bay | High-Bay Luminaires for Commercial and Industrial Buildings | Standard | FALSE | [9 empty] | 42377 |  |  | No |  | 3.1 | 11275 | 108.52 | 103.9 | 12.8 | 0.9328 | 5000 | 83.6
P9N2QSTW | Dongguan Sense Lighting Technology Co. Ltd. | sensetechlight | SE-HBAL-200D4X | Indoor Luminaires | High-Bay | High-Bay Luminaires for Commercial and Industrial Buildings | Standard | FALSE | [9 empty] | 42377 |  |  | No |  | 3.1 | 21698 | 106.21 | 204.3 | 13.37 | 0.9211 | 5000 | 83.5
PM9DSCEE | Dongguan Sense Lighting Technology Co. Ltd. | sensetechlight | SE-HBAL-120D4X | Indoor Luminaires | High-Bay | High-Bay Luminaires for Commercial and Industrial Buildings | Standard | FALSE | [9 empty] | 42377 |  |  | No |  | 3.1 | 13535 | 109.86 | 123.2 | 12.16 | 0.9365 | 5000 | 83.5
PGUU5H1S | Dongguan Sense Lighting Technology Co. Ltd. | sensetechlight | SE-HBAL-250D4X | Indoor Luminaires | High-Bay | High-Bay Luminaires for Commercial and Industrial Buildings | Standard | FALSE | [9 empty] | 42377 |  |  | No |  | 3.1 | 26476 | 102.86 | 257.4 | 12.66 | 0.9456 | 5000 | 83.4
P1CVQ93P | Dongguan Sense Lighting Technology Co. Ltd. | sensetechlight | SE-HBAL-100F4X | Indoor Luminaires | High-Bay | High-Bay Luminaires for Commercial and Industrial Buildings | Standard | FALSE | [9 empty] | 42377 |  |  | No |  | 3.1 | 11222 | 108.01 | 103.9 | 12.8 | 0.9328 | 4500 | 83.6
PJQ33B73 | Dongguan Sense Lighting Technology Co. Ltd. | sensetechlight | SE-HBAL-200F4X | Indoor Luminaires | High-Bay | High-Bay Luminaires for Commercial and Industrial Buildings | Standard | FALSE | [9 empty] | 42377 |  |  | No |  | 3.1 | 21600 | 105.73 | 204.3 | 13.37 | 0.9211 | 4500 | 83.5
PCTC87P8 | Dongguan Sense Lighting Technology Co. Ltd. | sensetechlight | SE-HBAL-120F4X | Indoor Luminaires | High-Bay | High-Bay Luminaires for Commercial and Industrial Buildings | Standard | FALSE | [9 empty] | 42377 |  |  | No |  | 3.1 | 13450 | 109.17 | 123.2 | 12.16 | 0.9365 | 4500 | 83.5
PHN5H3F5 | Dongguan Sense Lighting Technology Co. Ltd. | sensetechlight | SE-HBAL-250F4X | Indoor Luminaires | High-Bay | High-Bay Luminaires for Commercial and Industrial Buildings | Standard | FALSE | [9 empty] | 42377 |  |  | No |  | 3.1 | 26346 | 102.35 | 257.4 | 12.66 | 0.9456 | 4500 | 83.4
PTC9JVE4 | Dongguan Sense Lighting Technology Co. Ltd. | sensetechlight | SE-HBAL-100N4X | Indoor Luminaires | High-Bay | High-Bay Luminaires for Commercial and Industrial Buildings | Standard | FALSE | [9 empty] | 42377 |  |  | No |  | 3.1 | 11169 | 107.5 | 103.9 | 12.8 | 0.9328 | 4000 | 83.6
PJVTU5VV | Dongguan Sense Lighting Technology Co. Ltd. | sensetechlight | SE-HBAL-200N4X | Indoor Luminaires | High-Bay | High-Bay Luminaires for Commercial and Industrial Buildings | Standard | FALSE | [9 empty] | 42377 |  |  | No |  | 3.1 | 21502 | 105.25 | 204.3 | 13.37 | 0.9211 | 4000 | 83.5
PW37K5V3 | Dongguan Sense Lighting Technology Co. Ltd. | sensetechlight | SE-HBAL-120N4X | Indoor Luminaires | High-Bay | High-Bay Luminaires for Commercial and Industrial Buildings | Standard | FALSE | [9 empty] | 42377 |  |  | No |  | 3.1 | 13365 | 108.48 | 123.2 | 12.16 | 0.9365 | 4000 | 83.5
PJDBRGRX | Dongguan Sense Lighting Technology Co. Ltd. | sensetechlight | SE-HBAL-250N4X | Indoor Luminaires | High-Bay | High-Bay Luminaires for Commercial and Industrial Buildings | Standard | FALSE | [9 empty] | 42377 |  |  | No |  | 3.1 | 26216 | 101.85 | 257.4 | 12.66 | 0.9456 | 4000 | 83.4
PUYND98N | Dongguan Sense Lighting Technology Co. Ltd. | sensetechlight | SE-HBAL-100T4X | Indoor Luminaires | High-Bay | High-Bay Luminaires for Commercial and Industrial Buildings | Standard | FALSE | [9 empty] | 42377 |  |  | No |  | 3.1 | 11116 | 106.98 | 103.9 | 12.8 | 0.9328 | 3500 | 83.6
P3QKTRQA | Dongguan Sense Lighting Technology Co. Ltd. | sensetechlight | SE-HBAL-200T4X | Indoor Luminaires | High-Bay | High-Bay Luminaires for Commercial and Industrial Buildings | Standard | FALSE | [9 empty] | 42377 |  |  | No |  | 3.1 | 21404 | 104.77 | 204.3 | 13.37 | 0.9211 | 3500 | 83.5
PUFE7PVN | Dongguan Sense Lighting Technology Co. Ltd. | sensetechlight | SE-HBAL-120T4X | Indoor Luminaires | High-Bay | High-Bay Luminaires for Commercial and Industrial Buildings | Standard | FALSE | [9 empty] | 42377 |  |  | No |  | 3.1 | 13280 | 107.79 | 123.2 | 12.16 | 0.9365 | 3500 | 83.5
P239YA3P | Dongguan Sense Lighting Technology Co. Ltd. | sensetechlight | SE-HBAL-250T4X | Indoor Luminaires | High-Bay | High-Bay Luminaires for Commercial and Industrial Buildings | Standard | FALSE | [9 empty] | 42377 |  |  | No |  | 3.1 | 26086 | 101.34 | 257.4 | 12.66 | 0.9456 | 3500 | 83.4
P4S3CW1S | Shenzhen Zoweer Optoelectronic Technology Co. Ltd. | Zoweer | ZR-HBL-200W35SS(5700K) | Indoor Luminaires | High-Bay | High-Bay Luminaires for Commercial and Industrial Buildings | Standard | FALSE | [9 empty] | 42377 |  |  | NotYetVerified |  | 3.1 | 23587.365 | 118.114 | 199.7 | 12.8 | 0.946 | 5638 | 76.7
P3V9CPNS | Shenzhen Zoweer Optoelectronic Technology Co. Ltd. | Zoweer | ZR-HBL-150W35SS(5700K) | Indoor Luminaires | High-Bay | High-Bay Luminaires for Commercial and Industrial Buildings | Standard | FALSE | [9 empty] | 42377 |  |  | NotYetVerified |  | 3.1 | 18046.674 | 120.231 | 150.1 | 12.9 | 0.935 | 5604 | 76.3
PHUWXX9J | Shenzhen Zoweer Optoelectronic Technology Co. Ltd. | Zoweer | ZR-HBL-100W35SS(5700K) | Indoor Luminaires | High-Bay | High-Bay Luminaires for Commercial and Industrial Buildings | Standard | FALSE | [9 empty] | 42377 |  |  | NotYetVerified |  | 3.1 | 12465.11 | 124.901 | 99.8 | 12.6 | 0.943 | 5568 | 75.7
PWF685C1 | Dongbu Lightec | LumiDas Expolsion Proof | EX170-UM-D2(DDC-B)-C (BPE) | Indoor Luminaires | High-Bay | High-Bay Luminaires for Commercial and Industrial Buildings | Standard | FALSE | [9 empty] | 42377 |  |  | No |  | 3.1 | 17000 | 100 | 170 | 20 | 0.9 | 5000 | 80
PTSNTGKY | Dongbu Lightec | LumiDas Expolsion Proof | EX140-UM-D2(DDC-B)-C (BPE) | Indoor Luminaires | High-Bay | High-Bay Luminaires for Commercial and Industrial Buildings | Standard | FALSE | [9 empty] | 42377 |  |  | No |  | 3.1 | 14000 | 100 | 140 | 20 | 0.9 | 5000 | 80
PCQ1P78U | Heathfield LED | Heathfield LED | HEA-HB-150W-4000K | Indoor Luminaires | High-Bay | High-Bay Luminaires for Commercial and Industrial Buildings | Standard | TRUE | 15383.1 | 98.5 | 156.18 | 8.6 | 0.945 | 4085 | 83 | 5 | 50000 | 42376 |  |  | NotYetVerified |  | 3 | 15383.13 | 98.496 | 156.18 | 8.6 | 0.998 | 4085 | 82.5
P6C571FH | Sigma Luminous | Sigma Luminous | HOR2-298W-50-K-115**** | Indoor Luminaires | High-Bay | High-Bay Luminaires for Commercial and Industrial Buildings | Standard | TRUE | 27372.12 | 95.27 | 287.3 | 16.73 | 0.9361 | 5129 | 73.24 | 5 | 50000 | 42376 |  |  | NotYetVerified |  | 3 | 27880 | 94.08 | 296.32 | 16.73 | 0.9361 | 5000 | 73.24
PK2XB47N | Heathfield LED | Heathfield LED | HEA-HB180W-4000K | Indoor Luminaires | High-Bay | High-Bay Luminaires for Commercial and Industrial Buildings | Standard | TRUE | 19468.6 | 101.44 | 191.92 | 10.93 | 0.935 | 4110 | 83 | 5 | 50000 | 42376 |  |  | NotYetVerified |  | 3 | 19468.59 | 101.441 | 191.92 | 10.93 | 0.996 | 4110 | 82.9
P7V16QX1 | Sigma Luminous | Sigma Luminous | HOR1-179W-50K-115**** | Indoor Luminaires | High-Bay | High-Bay Luminaires for Commercial and Industrial Buildings | Standard | TRUE | 16399.02 | 92.89 | 176.53 | 12.66 | 0.932 | 5204 | 72.7 | 5 | 50000 | 42376 |  |  | NotYetVerified |  | 3 | 16440 | 93.12 | 176.53 | 12.66 | 0.9321 | 5204 | 72.66
P2HG9N47 | Heathfield LED | Heathfield LED | HEA-HB200W-4000K | Indoor Luminaires | High-Bay | High-Bay Luminaires for Commercial and Industrial Buildings | Standard | TRUE | 21731 | 106.34 | 204.4 | 6.89 | 0.921 | 4044 | 83 | 5 | 50000 | 42376 |  |  | NotYetVerified |  | 3 | 21731 | 106.34 | 204.4 | 6.89 | 0.994 | 4044 | 83.2
PSKXF5EQ | Global Energy & Lighting | Blaze LED | GEL-AL-90W-3K-3070-D | Indoor Luminaires | High-Bay | High-Bay Luminaires for Commercial and Industrial Buildings | Standard | TRUE | 9700.914 | 100.113 | 96.9 | 13.36 | 0.9202 | 3037 | 71.8 | 5 | 50000 | 42376 |  |  | NotYetVerified |  | 3 | 9700.914 | 100.113 | 96.9 | 13.36 | 0.994 | 3037 | 71.8
P71YQZS4 | Heathfield LED | Heathfield LED | HEA-HB60W-4000K | Indoor Luminaires | High-Bay | Low-Bay Luminaires for Commercial and Industrial Buildings | Standard | TRUE | 6929.14 | 116.105 | 59.68 | 19.17 | 0.8811 | 3906 | 82.5 | 5 | 50000 | 42376 |  |  | No |  | 3 | 6966 | 116.105 | 60 | 19.17 | 0.99 | 4000 | 83
PPYEC33J | Heathfield LED | Heathfield LED | HEA-HB100W-4000K | Indoor Luminaires | High-Bay | High-Bay Luminaires for Commercial and Industrial Buildings | Standard | TRUE | 11000.69 | 108.349 | 101.53 | 20.33 | 0.8725 | 3964 | 82.5 | 5 | 50000 | 42376 |  |  | No |  | 3 | 10835 | 108.349 | 100 | 20.33 | 0.999 | 4000 | 83
P9XEVHC2 | Heathfield LED | Heathfield LED | HEA-HB180W-5000K | Indoor Luminaires | High-Bay | High-Bay Luminaires for Commercial and Industrial Buildings | Standard | FALSE | [9 empty] | 42376 |  |  | NotYetVerified |  | 3 | 18641.236 | 102.385 | 182.07 | 10.93 | 0.996 | 5278 | 84.4
PNJB5W1F | Heathfield LED | Heathfield LED | HEA-HB150W-5000K | Indoor Luminaires | High-Bay | High-Bay Luminaires for Commercial and Industrial Buildings | Standard | FALSE | [9 empty] | 42376 |  |  | NotYetVerified |  | 3 | 15614.621 | 99.908 | 156.29 | 8.6 | 0.999 | 5214 | 83.3
PEYEV6WA | Heathfield LED | Heathfield LED | HEA-HB200W-5000K | Indoor Luminaires | High-Bay | High-Bay Luminaires for Commercial and Industrial Buildings | Standard | FALSE | [9 empty] | 42376 |  |  | NotYetVerified |  | 3 | 22005 | 107.5 | 204.7 | 6.89 | 0.99 | 5132 | 84.1
PF9RHZEA | Heathfield LED | Heathfield LED | HEA-HB-100W-500K | Indoor Luminaires | High-Bay | High-Bay Luminaires for Commercial and Industrial Buildings | Standard | FALSE | [9 empty] | 42376 |  |  | No |  | 3 | 11006 | 110.059 | 100 | 20.33 | 0.999 | 5000 | 84
PAVPTT4E | Heathfield LED | Heathfield LED | HEA-HB-60W-5000K | Indoor Luminaires | High-Bay | Low-Bay Luminaires for Commercial and Industrial Buildings | Standard | FALSE | [9 empty] | 42376 |  |  | No |  | 3 | 7083 | 118.048 | 60 | 19.17 | 0.99 | 5000 | 83
P64866TT | Global Energy & Lighting | Blaze LED | GEL- AL-180W-5K-3070-D | Indoor Luminaires | High-Bay | High-Bay Luminaires for Commercial and Industrial Buildings | Standard | FALSE | [9 empty] | 42376 | Dimmable | Continuous Below 10 | NotYetVerified |  | 3 | 19923.29 | 107.81 | 184.8 | 13.36 | 0.996 | 5142 | 75.4
PPGCA5GZ | Global Energy & Lighting | Blaze LED | GEL- AL-120W-5K-3070-D | Indoor Luminaires | High-Bay | High-Bay Luminaires for Commercial and Industrial Buildings | Standard | FALSE | [9 empty] | 42376 | Dimmable | Continuous Below 10 | NotYetVerified |  | 3 | 13121.38 | 107.105 | 122.51 | 13.36 | 0.996 | 5138 | 74.3
P38665VE | Global Energy & Lighting | Blaze LED | GEL- AL-150W-5K-3070-D | Indoor Luminaires | High-Bay | High-Bay Luminaires for Commercial and Industrial Buildings | Standard | FALSE | [9 empty] | 42376 | Dimmable | Continuous Below 10 | NotYetVerified |  | 3 | 17013.56 | 110.199 | 154.39 | 13.36 | 0.995 | 5122 | 74.4
PGAEAX6Y | Global Energy & Lighting | Blaze LED | GEL- AL-90W-5K-3070 | Indoor Luminaires | High-Bay | High-Bay Luminaires for Commercial and Industrial Buildings | Standard | FALSE | [9 empty] | 42376 | Not Dimmable | Not Dimmable | NotYetVerified |  | 3 | 10294.5 | 107.988 | 95.33 | 13.36 | 0.994 | 5048 | 73.8
P26EBST4 | Global Energy & Lighting | Blaze LED | GEL- AL-90W-5K-3070-D | Indoor Luminaires | High-Bay | High-Bay Luminaires for Commercial and Industrial Buildings | Standard | FALSE | [9 empty] | 42376 | Dimmable | Continuous Below 10 | NotYetVerified |  | 3 | 10294.5 | 107.988 | 95.33 | 13.36 | 0.994 | 5048 | 73.8
PZVV9Q3Y | Global Energy & Lighting | Blaze LED | GEL- AL-180W-5K-3070 | Indoor Luminaires | High-Bay | High-Bay Luminaires for Commercial and Industrial Buildings | Standard | FALSE | [9 empty] | 42376 | Not Dimmable | Not Dimmable | NotYetVerified |  | 3 | 18645.88 | 101.314 | 184.04 | 13.36 | 0.996 | 5000 | 72.1
PG23A9ER | Global Energy & Lighting | Blaze LED | GEL- AL-180W-5K-6090 | Indoor Luminaires | High-Bay | High-Bay Luminaires for Commercial and Industrial Buildings | Standard | FALSE | [9 empty] | 42376 | Not Dimmable | Not Dimmable | NotYetVerified |  | 3 | 19466.46 | 105.601 | 184.34 | 13.36 | 0.996 | 5000 | 72
PRABGTD9 | Global Energy & Lighting | Blaze LED | GEL- AL-150W-5K-3070 | Indoor Luminaires | High-Bay | High-Bay Luminaires for Commercial and Industrial Buildings | Standard | FALSE | [9 empty] | 42376 | Not Dimmable | Not Dimmable | NotYetVerified |  | 3 | 17013.56 | 110.199 | 154.39 | 13.36 | 0.996 | 5000 | 71.9
P2R673VP | Global Energy & Lighting | Blaze LED | GEL- AL-150W-5K-6090 | Indoor Luminaires | High-Bay | High-Bay Luminaires for Commercial and Industrial Buildings | Standard | FALSE | [9 empty] | 42376 | Not Dimmable | Not Dimmable | NotYetVerified |  | 3 | 16564.596 | 106.607 | 155.38 | 13.36 | 0.995 | 5000 | 71.9
P73TKTPY | Global Energy & Lighting | Blaze LED | GEL- AL-120W-5K-6090 | Indoor Luminaires | High-Bay | High-Bay Luminaires for Commercial and Industrial Buildings | Standard | FALSE | [9 empty] | 42376 | Not Dimmable | Not Dimmable | NotYetVerified |  | 3 | 12963.75 | 104.758 | 123.75 | 13.36 | 0.996 | 5000 | 71.9
PUNF6BF8 | Global Energy & Lighting | Blaze LED | GEL- AL-120W-5K-3070 | Indoor Luminaires | High-Bay | High-Bay Luminaires for Commercial and Industrial Buildings | Standard | FALSE | [9 empty] | 42376 | Not Dimmable | Not Dimmable | NotYetVerified |  | 3 | 12683.66 | 102.677 | 123.53 | 13.36 | 0.996 | 5000 | 71.9
PWY86JD9 | Global Energy & Lighting | Blaze LED | GEL- AL-90W-5K-6090 | Indoor Luminaires | High-Bay | High-Bay Luminaires for Commercial and Industrial Buildings | Standard | FALSE | [9 empty] | 42376 | Not Dimmable | Not Dimmable | NotYetVerified |  | 3 | 10110.333 | 106.37 | 95.05 | 13.36 | 0.989 | 5000 | 71.9
PUYWMW9H | Global Energy & Lighting | Blaze LED | GEL- AL-180W-5K-6090-D | Indoor Luminaires | High-Bay | High-Bay Luminaires for Commercial and Industrial Buildings | Standard | FALSE | [9 empty] | 42376 | Dimmable | Continuous Below 10 | NotYetVerified |  | 3 | 19466.46 | 105.601 | 184.34 | 13.36 | 0.996 | 5000 | 72
PDVB293S | Global Energy & Lighting | Blaze LED | GEL- AL-150W-5K-6090-D | Indoor Luminaires | High-Bay | High-Bay Luminaires for Commercial and Industrial Buildings | Standard | FALSE | [9 empty] | 42376 | Dimmable | Continuous Below 10 | NotYetVerified |  | 3 | 16564.596 | 106.607 | 155.38 | 13.36 | 0.995 | 5000 | 71.9
P8EVBE2E | Global Energy & Lighting | Blaze LED | GEL- AL-120W-5K-6090-D | Indoor Luminaires | High-Bay | High-Bay Luminaires for Commercial and Industrial Buildings | Standard | FALSE | [9 empty] | 42376 | Dimmable | Continuous Below 10 | NotYetVerified |  | 3 | 12963.75 | 104.758 | 123.75 | 13.36 | 0.996 | 5000 | 71.9
P62M135Z | Global Energy & Lighting | Blaze LED | GEL- AL-90W-5K-6090-D | Indoor Luminaires | High-Bay | High-Bay Luminaires for Commercial and Industrial Buildings | Standard | FALSE | [9 empty] | 42376 | Dimmable | Continuous Below 10 | NotYetVerified |  | 3 | 10110.333 | 106.37 | 95.05 | 13.36 | 0.989 | 5000 | 71.9
P6EHWQ33 | Global Energy & Lighting | Blaze LED | GEL- AL-180W-4K-3070 | Indoor Luminaires | High-Bay | High-Bay Luminaires for Commercial and Industrial Buildings | Standard | FALSE | [9 empty] | 42376 | Not Dimmable | Not Dimmable | NotYetVerified |  | 3 | 18645.88 | 101.314 | 184.04 | 13.36 | 0.996 | 4000 | 72.1
PABTZV97 | Global Energy & Lighting | Blaze LED | GEL-AL-180W-4K-6090 | Indoor Luminaires | High-Bay | High-Bay Luminaires for Commercial and Industrial Buildings | Standard | FALSE | [9 empty] | 42376 | Not Dimmable | Not Dimmable | NotYetVerified |  | 3 | 19466.46 | 105.601 | 184.34 | 13.36 | 0.996 | 4000 | 72
PQGRB2ED | Global Energy & Lighting | Blaze LED | GEL-AL-150W-4K-6090 | Indoor Luminaires | High-Bay | High-Bay Luminaires for Commercial and Industrial Buildings | Standard | FALSE | [9 empty] | 42376 | Not Dimmable | Not Dimmable | NotYetVerified |  | 3 | 16564.596 | 106.607 | 155.38 | 13.36 | 0.995 | 4000 | 71.9
PHR4K4Q7 | Global Energy & Lighting | Blaze LED | GEL- AL-150W-4K-3070 | Indoor Luminaires | High-Bay | High-Bay Luminaires for Commercial and Industrial Buildings | Standard | FALSE | [9 empty] | 42376 | Not Dimmable | Not Dimmable | NotYetVerified |  | 3 | 16329.39 | 104.918 | 155.64 | 13.36 | 0.996 | 4000 | 71.9
P2DA1FFJ | Global Energy & Lighting | Blaze LED | GEL- AL-120W-4K-6090 | Indoor Luminaires | High-Bay | High-Bay Luminaires for Commercial and Industrial Buildings | Standard | FALSE | [9 empty] | 42376 | Not Dimmable | Not Dimmable | NotYetVerified |  | 3 | 12963.75 | 104.758 | 123.75 | 13.36 | 0.996 | 4000 | 71.9
P2X9B13Q | Global Energy & Lighting | Blaze LED | GEL- AL-120W-4K-3070 | Indoor Luminaires | High-Bay | High-Bay Luminaires for Commercial and Industrial Buildings | Standard | FALSE | [9 empty] | 42376 | Not Dimmable | Not Dimmable | NotYetVerified |  | 3 | 12683.66 | 102.677 | 123.53 | 13.36 | 0.996 | 4000 | 71.9
PJ7TVMGQ | Global Energy & Lighting | Blaze LED | GEL- AL-90W-4K-6090 | Indoor Luminaires | High-Bay | High-Bay Luminaires for Commercial and Industrial Buildings | Standard | FALSE | [9 empty] | 42376 | Not Dimmable | Not Dimmable | NotYetVerified |  | 3 | 10110.333 | 106.37 | 95.05 | 13.36 | 0.989 | 4000 | 71.9
PBNY7DJX | Global Energy & Lighting | Blaze LED | GEL- AL-90W-4K-3070 | Indoor Luminaires | High-Bay | High-Bay Luminaires for Commercial and Industrial Buildings | Standard | FALSE | [9 empty] | 42376 | Not Dimmable | Not Dimmable | NotYetVerified |  | 3 | 9700.914 | 100.113 | 96.9 | 13.36 | 0.994 | 4000 | 71.8
PWRTC8JV | Global Energy & Lighting | Blaze LED | GEL- AL-180W-4K-3070-D | Indoor Luminaires | High-Bay | High-Bay Luminaires for Commercial and Industrial Buildings | Standard | FALSE | [9 empty] | 42376 | Dimmable | Continuous Below 10 | NotYetVerified |  | 3 | 18645.88 | 101.314 | 184.04 | 13.36 | 0.996 | 4000 | 72.1
PYZW89EC | Global Energy & Lighting | Blaze LED | GEL- AL-180W-4K-6090-D | Indoor Luminaires | High-Bay | High-Bay Luminaires for Commercial and Industrial Buildings | Standard | FALSE | [9 empty] | 42376 | Dimmable | Continuous Below 10 | NotYetVerified |  | 3 | 19466.46 | 105.601 | 184.34 | 13.36 | 0.996 | 4000 | 72
PCTE13SE | Global Energy & Lighting | Blaze LED | GEL- AL-150W-4K-6090-D | Indoor Luminaires | High-Bay | High-Bay Luminaires for Commercial and Industrial Buildings | Standard | FALSE | [9 empty] | 42376 | Dimmable | Continuous Below 10 | NotYetVerified |  | 3 | 16564.596 | 106.607 | 155.38 | 13.36 | 0.995 | 4000 | 71.9
PTPKECWQ | Global Energy & Lighting | Blaze LED | GEL- AL-150W-4K-3070-D | Indoor Luminaires | High-Bay | High-Bay Luminaires for Commercial and Industrial Buildings | Standard | FALSE | [9 empty] | 42376 | Dimmable | Continuous Below 10 | NotYetVerified |  | 3 | 16329.39 | 104.918 | 155.64 | 13.36 | 0.996 | 4000 | 71.9
PY6YBCJT | Global Energy & Lighting | Blaze LED | GEL- AL-120W-4K-6090-D | Indoor Luminaires | High-Bay | High-Bay Luminaires for Commercial and Industrial Buildings | Standard | FALSE | [9 empty] | 42376 | Dimmable | Continuous Below 10 | NotYetVerified |  | 3 | 12963.75 | 104.758 | 123.75 | 13.36 | 0.996 | 4000 | 71.9
P5Y8SWWZ | Global Energy & Lighting | Blaze LED | GEL- AL-120W-4K-3070-D | Indoor Luminaires | High-Bay | High-Bay Luminaires for Commercial and Industrial Buildings | Standard | FALSE | [9 empty] | 42376 | Dimmable | Continuous Below 10 | NotYetVerified |  | 3 | 12683.66 | 102.677 | 123.53 | 13.36 | 0.996 | 4000 | 71.9
P8WKTUGD | Global Energy & Lighting | Blaze LED | GEL- AL-90W-4K-6090-D | Indoor Luminaires | High-Bay | High-Bay Luminaires for Commercial and Industrial Buildings | Standard | FALSE | [9 empty] | 42376 | Dimmable | Continuous Below 10 | NotYetVerified |  | 3 | 10110.333 | 106.37 | 95.05 | 13.36 | 0.989 | 4000 | 71.9
PUDK62MD | Global Energy & Lighting | Blaze LED | GEL- AL-90W-4K-3070-D | Indoor Luminaires | High-Bay | High-Bay Luminaires for Commercial and Industrial Buildings | Standard | FALSE | [9 empty] | 42376 | Dimmable | Continuous Below 10 | NotYetVerified |  | 3 | 9700.914 | 100.113 | 96.9 | 13.36 | 0.994 | 4000 | 71.8
PBMM4F1K | Global Energy & Lighting | Blaze LED | GEL- AL-150W-3K-3070-D | Indoor Luminaires | High-Bay | High-Bay Luminaires for Commercial and Industrial Buildings | Standard | FALSE | [9 empty] | 42376 | Dimmable | Continuous Below 10 | NotYetVerified |  | 3 | 16329.39 | 104.918 | 155.64 | 13.36 | 0.996 | 3057 | 71.9
PJTRGG17 | Global Energy & Lighting | Blaze LED | GEL- AL-120W-3K-3070-D | Indoor Luminaires | High-Bay | High-Bay Luminaires for Commercial and Industrial Buildings | Standard | FALSE | [9 empty] | 42376 | Dimmable | Continuous Below 10 | NotYetVerified |  | 3 | 12683.66 | 102.677 | 123.53 | 13.36 | 0.996 | 3057 | 71.9
P6R4AXPM | Global Energy & Lighting | Blaze LED | GEL- AL-150W-3K-6090-D | Indoor Luminaires | High-Bay | High-Bay Luminaires for Commercial and Industrial Buildings | Standard | FALSE | [9 empty] | 42376 | Dimmable | Continuous Below 10 | NotYetVerified |  | 3 | 16564.596 | 106.607 | 155.38 | 13.36 | 0.995 | 3055 | 71.9
PT7D33F8 | Global Energy & Lighting | Blaze LED | GEL- AL-120W-3K-6090-D | Indoor Luminaires | High-Bay | High-Bay Luminaires for Commercial and Industrial Buildings | Standard | FALSE | [9 empty] | 42376 | Dimmable | Continuous Below 10 | NotYetVerified |  | 3 | 12963.75 | 104.758 | 123.75 | 13.36 | 0.996 | 3051 | 71.9
PMCJT1NW | Global Energy & Lighting | Blaze LED | GEL- AL-180W-3K-3070-D | Indoor Luminaires | High-Bay | High-Bay Luminaires for Commercial and Industrial Buildings | Standard | FALSE | [9 empty] | 42376 | Dimmable | Continuous Below 10 | NotYetVerified |  | 3 | 18645.88 | 101.314 | 184.04 | 13.36 | 0.996 | 3039 | 72.1
P5WQHNKZ | Global Energy & Lighting | Blaze LED | GEL- AL-90W-3K-6090-D | Indoor Luminaires | High-Bay | High-Bay Luminaires for Commercial and Industrial Buildings | Standard | FALSE | [9 empty] | 42376 | Dimmable | Continuous Below 10 | NotYetVerified |  | 3 | 10110.333 | 106.37 | 95.05 | 13.36 | 0.989 | 3038 | 71.9
PRNP9956 | Global Energy & Lighting | Blaze LED | GEL- AL-180W-3K-6090-D | Indoor Luminaires | High-Bay | High-Bay Luminaires for Commercial and Industrial Buildings | Standard | FALSE | [9 empty] | 42376 | Dimmable | Continuous Below 10 | NotYetVerified |  | 3 | 19466.46 | 105.601 | 184.34 | 13.36 | 0.996 | 3028 | 72
P6PHKT9F | Global Energy & Lighting | Blaze LED | GEL- AL-180W-3K-3070 | Indoor Luminaires | High-Bay | High-Bay Luminaires for Commercial and Industrial Buildings | Standard | FALSE | [9 empty] | 42376 | Not Dimmable | Not Dimmable | NotYetVerified |  | 3 | 18645.88 | 101.314 | 184.04 | 13.36 | 0.996 | 3000 | 72.1
PSUK23T9 | Global Energy & Lighting | Blaze LED | GEL- AL-180W-3K-6090 | Indoor Luminaires | High-Bay | High-Bay Luminaires for Commercial and Industrial Buildings | Standard | FALSE | [9 empty] | 42376 | Not Dimmable | Not Dimmable | NotYetVerified |  | 3 | 19466.46 | 105.601 | 184.34 | 13.36 | 0.996 | 3000 | 72
PUJD5MJ4 | Global Energy & Lighting | Blaze LED | GEL- AL-150W-3K-6090 | Indoor Luminaires | High-Bay | High-Bay Luminaires for Commercial and Industrial Buildings | Standard | FALSE | [9 empty] | 42376 | Not Dimmable | Not Dimmable | NotYetVerified |  | 3 | 16564.596 | 106.607 | 155.38 | 13.36 | 0.995 | 3000 | 71.9
PFUJ2WHQ | Global Energy & Lighting | Blaze LED | GEL- AL-150W-3K-3070 | Indoor Luminaires | High-Bay | High-Bay Luminaires for Commercial and Industrial Buildings | Standard | FALSE | [9 empty] | 42376 | Not Dimmable | Not Dimmable | NotYetVerified |  | 3 | 16329.39 | 104.918 | 155.64 | 13.36 | 0.996 | 3000 | 71.9
PMUFJ7N5 | Global Energy & Lighting | Blaze LED | GEL- AL-120W-3K-6090 | Indoor Luminaires | High-Bay | High-Bay Luminaires for Commercial and Industrial Buildings | Standard | FALSE | [9 empty] | 42376 | Not Dimmable | Not Dimmable | NotYetVerified |  | 3 | 12963.75 | 104.758 | 123.75 | 13.36 | 0.996 | 3000 | 71.9
P8AFSZRC | Global Energy & Lighting | Blaze LED | GEL- AL-120W-3K-3070 | Indoor Luminaires | High-Bay | High-Bay Luminaires for Commercial and Industrial Buildings | Standard | FALSE | [9 empty] | 42376 | Not Dimmable | Not Dimmable | NotYetVerified |  | 3 | 12683.66 | 102.677 | 123.53 | 13.36 | 0.996 | 3000 | 71.9
PD9J331U | Global Energy & Lighting | Blaze LED | GEL- AL-90W-3K-6090 | Indoor Luminaires | High-Bay | High-Bay Luminaires for Commercial and Industrial Buildings | Standard | FALSE | [9 empty] | 42376 | Not Dimmable | Not Dimmable | NotYetVerified |  | 3 | 10110.333 | 106.37 | 95.05 | 13.36 | 0.989 | 3000 | 71.9
PNQVRYNS | Global Energy & Lighting | Blaze LED | GEL- AL-90W-3K-3070 | Indoor Luminaires | High-Bay | High-Bay Luminaires for Commercial and Industrial Buildings | Standard | FALSE | [9 empty] | 42376 | Not Dimmable | Not Dimmable | NotYetVerified |  | 3 | 9700.914 | 100.113 | 96.9 | 13.36 | 0.994 | 3000 | 71.8
PFSANZ8J | Los Angeles Lighting Mfg. Co. | Los Angeles Lighting Mfg. Co. | 2-EBY150-16K-4L-CA-XXXX-XXXXX-2DRDM-UNV-2/850 | Indoor Luminaires | High-Bay | High-Bay Luminaires for Commercial and Industrial Buildings | Premium | TRUE | 14455.3 | 110.5 | 130.8 | 11.54 | 0.9309 | 5046 | 83.36 | 5 | 50000 | 42375 |  |  | Yes |  | 3 | 14455.3 | 110.5 | 130 | 20 | 0.9 | 5000 | 83
PMKDJGUV | Los Angeles Lighting Mfg. Co. | Los Angeles Lighting Mfg. Co. | 2-EBY150-16K-4L-XX-XXXX-XXXXX-2DRDM-UNV-2/850 | Indoor Luminaires | High-Bay | High-Bay Luminaires for Commercial and Industrial Buildings | Premium | TRUE | 15554.6 | 118.6 | 131.2 | 11.53 | 0.9309 | 5046 | 83.1 | 5 | 50000 | 42375 |  |  | Yes |  | 3 | 15554.8 | 118.6 | 130 | 20 | 0.9 | 5000 | 83
PRJFBRZE | Los Angeles Lighting Mfg. Co. | Los Angeles Lighting Mfg. Co. | 2-EBY150-16K -4L-PA-XXXX-XXXXX-2DRDM-UNV-2/850 | Indoor Luminaires | High-Bay | High-Bay Luminaires for Commercial and Industrial Buildings | Standard | TRUE | 13578.6 | 103.7 | 130.9 | 11.43 | 0.9309 | 5079 | 83.35 | 5 | 50000 | 42375 |  |  | Yes |  | 3 | 13578.6 | 103.7 | 130 | 20 | 0.9 | 5000 | 83
PWPMT786 | Every Watt Matters | Every Watt Matters | HS-14-20-MED-CA10-850-YX-354 | Indoor Luminaires | High-Bay | High-Bay Luminaires for Commercial and Industrial Buildings | Standard | TRUE | 22253 | 117.6 | 189.26 | 14.33 | 0.92 | 4929 | 84 | 5 | 50000 | 42375 |  |  | No |  | 3.1 | 22253 | 117.6 | 189.26 | 6.15 | 0.9936 | 4929 | 84
PU9MQXRX | Los Angeles Lighting Mfg. Co. | Los Angeles Lighting Mfg. Co. | 2-EBY150-16K-4L-XX-XXXX-XXXXX-2DRSDM-UNV-2/850 | Indoor Luminaires | High-Bay | High-Bay Luminaires for Commercial and Industrial Buildings | Premium | FALSE | [9 empty] | 42375 |  |  | Yes |  | 3 | 15554.8 | 118.6 | 130 | 20 | 0.9 | 5000 | 83
PN1ZZ7DZ | Los Angeles Lighting Mfg. Co. | Los Angeles Lighting Mfg. Co. | 2-EBY150-16K-4L-CA-XXXX-XXXXX-2DRSDM-UNV-2/850 | Indoor Luminaires | High-Bay | High-Bay Luminaires for Commercial and Industrial Buildings | Premium | FALSE | [9 empty] | 42375 |  |  | Yes |  | 3 | 14455.3 | 110.5 | 130 | 20 | 0.9 | 5000 | 83
PEZVS76P | Los Angeles Lighting Mfg. Co. | Los Angeles Lighting Mfg. Co. | 2-EBY150-16K -4L-PA-XXXX-XXXXX-2DRSDM-UNV-2/850 | Indoor Luminaires | High-Bay | High-Bay Luminaires for Commercial and Industrial Buildings | Standard | FALSE | [9 empty] | 42375 |  |  | Yes |  | 3 | 13578.6 | 103.7 | 130 | 20 | 0.9 | 5000 | 83
PZZTPCR7 | Green Lighting LED | GREEN LIGHTING LED | GLL-RK-120W-V1 (4000K) | Indoor Retrofit Kit | High-Bay | Retrofit Kits for High-Bay Luminaires for Commercial and Industrial Buildings | Standard | TRUE | 13413 | 110.76 | 121.1 | 13.28 | 0.936 | 3997 | 73.8 | 5 | 50000 | 42374 |  |  | No |  | 3 | 13413 | 110.76 | 121.1 | 13.28 | 0.9361 | 4000 | 73.8
PGJQQTC4 | Green Lighting LED | GREEN LIGHTING LED | GLL-RK-150W-V1 (4000K) | Indoor Retrofit Kit | High-Bay | Retrofit Kits for High-Bay Luminaires for Commercial and Industrial Buildings | Standard | TRUE | 16393 | 108.92 | 150.5 | 13.28 | 0.927 | 3977 | 73.7 | 5 | 50000 | 42374 |  |  | No |  | 3 | 16393 | 108.92 | 150.5 | 13.28 | 0.9271 | 4000 | 73.7
PEZPD2TD | Green Lighting LED | GREEN LIGHTING LED | GLL-RK-400W-V1 (4000K) | Indoor Retrofit Kit | High-Bay | Retrofit Kits for High-Bay Luminaires for Commercial and Industrial Buildings | Standard | TRUE | 44586 | 110.09 | 405 | 13.66 | 0.924 | 3987 | 73.7 | 5 | 50000 | 42374 |  |  | No |  | 3 | 44586 | 110.09 | 405 | 13.66 | 0.9248 | 4000 | 73.7
PVU7QNWE | High Energy Group/LEDGREEN | LEDGREEN LED | LEDG-RTSN-200D(4000K) | Indoor Retrofit Kit | High-Bay | Retrofit Kits for High-Bay Luminaires for Commercial and Industrial Buildings | Standard | TRUE | 27078 | 129.15 | 210.2 | 9.75 | 0.9209 | 3990 | 83.6 | 5 | 50000 | 42374 |  |  | No |  | 3 | 27078 | 129.15 | 209.7 | 9.75 | 0.9209 | 4000 | 83.6
PV34UTZ2 | High Energy Group/LEDGREEN | LEDGREEN LED | LEDG-RTSN-120D(4000K) | Indoor Retrofit Kit | High-Bay | Retrofit Kits for High-Bay Luminaires for Commercial and Industrial Buildings | Standard | TRUE | 16250 | 124.9 | 130.1 | 12.36 | 0.9102 | 3996 | 83.4 | 5 | 50000 | 42374 |  |  | No |  | 3 | 16250 | 124.9 | 130.1 | 12.36 | 0.9102 | 4000 | 83.4
PS2U3DSV | Visioneering Corp | Visioneering | CRV24-LED850K042L[UNV 347]-[P69 All Emergency Construction Packaging Mounting and Wiring Options] | Indoor Luminaires | High-Bay | Low-Bay Luminaires for Commercial and Industrial Buildings | Standard | TRUE | 4803 | 123.7 | 38.84 | 11.2 | 0.893 | 5011 | 84 | 5 | 50000 | 42374 |  |  | No |  | 3.1 | 4526 | 113 | 40 | 10 | 0.96 | 5000 | 84
PGPEHWTF | Visioneering Corp | Visioneering | CRV48-LED835K100L[UNV 347]-[P69 All Emergency Construction Packaging Mounting and Wiring Options] | Indoor Luminaires | High-Bay | High-Bay Luminaires for Commercial and Industrial Buildings | Standard | TRUE | 10233 | 115.9 | 88.31 | 11.2 | 0.893 | 3521 | 84.65 | 5 | 50000 | 42374 |  |  | No |  | 3.1 | 9536 | 109 | 88 | 10 | 0.96 | 3500 | 84
P6B5RBQS | High Energy Group/LEDGREEN | LEDGREEN LED | LEDG-RTSN-120D(5700K) | Indoor Retrofit Kit | High-Bay | Retrofit Kits for High-Bay Luminaires for Commercial and Industrial Buildings | Standard | FALSE | [9 empty] | 42374 |  |  | No |  | 3 | 16895 | 128.48 | 131.5 | 12.36 | 0.9104 | 5700 | 83.8
PHR5GE5X | High Energy Group/LEDGREEN | LEDGREEN LED | LEDG-RTSN-200D(5700K) | Indoor Retrofit Kit | High-Bay | Retrofit Kits for High-Bay Luminaires for Commercial and Industrial Buildings | Standard | FALSE | [9 empty] | 42374 |  |  | No |  | 3 | 28161 | 131.84 | 213.6 | 9.37 | 0.9203 | 5700 | 83.5
PJ2AM1B4 | High Energy Group/LEDGREEN | LEDGREEN LED | LEDG-RTSN-200D(5000K) | Indoor Retrofit Kit | High-Bay | Retrofit Kits for High-Bay Luminaires for Commercial and Industrial Buildings | Standard | FALSE | [9 empty] | 42374 |  |  | No |  | 3 | 25242 | 119.63 | 211 | 9.57 | 0.9947 | 5000 | 83.6
PH7JQ1Y6 | High Energy Group/LEDGREEN | LEDGREEN LED | LEDG-RTSN-120D(5000K) | Indoor Retrofit Kit | High-Bay | Retrofit Kits for High-Bay Luminaires for Commercial and Industrial Buildings | Standard | FALSE | [9 empty] | 42374 |  |  | No |  | 3 | 16250 | 124.9 | 130.1 | 12.36 | 0.9102 | 5000 | 83.4
PTAPYMD8 | High Energy Group/LEDGREEN | LEDGREEN LED | LEDG-RTSN-200D(4500K) | Indoor Retrofit Kit | High-Bay | Retrofit Kits for High-Bay Luminaires for Commercial and Industrial Buildings | Standard | FALSE | [9 empty] | 42374 |  |  | No |  | 3 | 25242 | 119.63 | 211 | 9.57 | 0.9947 | 4500 | 83.6
PE5K78HQ | High Energy Group/LEDGREEN | LEDGREEN LED | LEDG-RTSN-120D(4500K) | Indoor Retrofit Kit | High-Bay | Retrofit Kits for High-Bay Luminaires for Commercial and Industrial Buildings | Standard | FALSE | [9 empty] | 42374 |  |  | No |  | 3 | 16250 | 124.9 | 130.1 | 12.36 | 0.9102 | 4500 | 83.4
PH3S8KY9 | Green Lighting LED | GREEN LIGHTING LED | GLL-RK-400W-V1 (5700K) | Indoor Retrofit Kit | High-Bay | Retrofit Kits for High-Bay Luminaires for Commercial and Industrial Buildings | Standard | FALSE | [9 empty] | 42374 |  |  | No |  | 3 | 45823 | 112.37 | 407.8 | 13.66 | 0.9181 | 5700 | 69.7
PJQKEENZ | Green Lighting LED | GREEN LIGHTING LED | GLL-RK-150W-V1 (5700K) | Indoor Retrofit Kit | High-Bay | Retrofit Kits for High-Bay Luminaires for Commercial and Industrial Buildings | Standard | FALSE | [9 empty] | 42374 |  |  | No |  | 3 | 16989 | 111.33 | 152.6 | 13.61 | 0.9422 | 5700 | 69.5
P9CG7ZHN | Green Lighting LED | GREEN LIGHTING LED | GLL-RK-120W-V1 (5700K) | Indoor Retrofit Kit | High-Bay | Retrofit Kits for High-Bay Luminaires for Commercial and Industrial Buildings | Standard | FALSE | [9 empty] | 42374 |  |  | No |  | 3 | 13835 | 112.75 | 122.7 | 13.61 | 0.9481 | 5700 | 69.4
PPP1RQKU | Green Lighting LED | GREEN LIGHTING LED | GLL-RK-120W-V1 (5000K) | Indoor Retrofit Kit | High-Bay | Retrofit Kits for High-Bay Luminaires for Commercial and Industrial Buildings | Standard | FALSE | [9 empty] | 42374 |  |  | No |  | 3 | 13694.3 | 112.34 | 121.9 | 13.28 | 0.9361 | 5000 | 73.8
PZSNVUKF | Green Lighting LED | GREEN LIGHTING LED | GLL-RK-400W-V1 (5000K) | Indoor Retrofit Kit | High-Bay | Retrofit Kits for High-Bay Luminaires for Commercial and Industrial Buildings | Standard | FALSE | [9 empty] | 42374 |  |  | No |  | 3 | 45410.7 | 111.74 | 406.4 | 13.66 | 0.9248 | 5000 | 73.7
PMTNFSZ7 | Green Lighting LED | GREEN LIGHTING LED | GLL-RK-150W-V1 (5000K) | Indoor Retrofit Kit | High-Bay | Retrofit Kits for High-Bay Luminaires for Commercial and Industrial Buildings | Standard | FALSE | [9 empty] | 42374 |  |  | No |  | 3 | 16790.3 | 110.79 | 151.6 | 13.28 | 0.9271 | 5000 | 73.7
PDCQTV5M | Green Lighting LED | GREEN LIGHTING LED | GLL-RK-120W-V1 (4500K) | Indoor Retrofit Kit | High-Bay | Retrofit Kits for High-Bay Luminaires for Commercial and Industrial Buildings | Standard | FALSE | [9 empty] | 42374 |  |  | No |  | 3 | 13553.7 | 111.19 | 121.9 | 13.28 | 0.9361 | 4500 | 73.8
PVYZMCZG | Green Lighting LED | GREEN LIGHTING LED | GLL-RK-400W-V1 (4500K) | Indoor Retrofit Kit | High-Bay | Retrofit Kits for High-Bay Luminaires for Commercial and Industrial Buildings | Standard | FALSE | [9 empty] | 42374 |  |  | No |  | 3 | 44998.3 | 110.72 | 406.4 | 13.66 | 0.9248 | 4500 | 73.7
P562VNQV | Green Lighting LED | GREEN LIGHTING LED | GLL-RK-150W-V1 (4500K) | Indoor Retrofit Kit | High-Bay | Retrofit Kits for High-Bay Luminaires for Commercial and Industrial Buildings | Standard | FALSE | [9 empty] | 42374 |  |  | No |  | 3 | 16591.7 | 109.48 | 151.6 | 13.28 | 0.9271 | 4500 | 73.7
PQQE2ZQW | Visioneering Corp | Visioneering | CRV96-LED850K200L[UNV 347]-[P70 All Emergency Construction Packaging Mounting and Wiring Options] | Indoor Luminaires | High-Bay | High-Bay Luminaires for Commercial and Industrial Buildings | Standard | FALSE | [9 empty] | 42374 |  |  | No |  | 3 | 21629 | 121 | 176 | 10 | 0.96 | 5000 | 84
P7M6DVXX | Visioneering Corp | Visioneering | CRV96-LED850K200L[UNV 347]-[P84 All Emergency Construction Packaging Mounting and Wiring Options] | Indoor Luminaires | High-Bay | High-Bay Luminaires for Commercial and Industrial Buildings | Standard | FALSE | [9 empty] | 42374 |  |  | No |  | 3 | 21629 | 121 | 176 | 10 | 0.96 | 5000 | 84
PMPNXCPK | Visioneering Corp | Visioneering | CRV96-LED850K200L[UNV 347]-[P83 All Emergency Construction Packaging Mounting and Wiring Options] | Indoor Luminaires | High-Bay | High-Bay Luminaires for Commercial and Industrial Buildings | Standard | FALSE | [9 empty] | 42374 |  |  | No |  | 3 | 21400 | 120 | 176 | 10 | 0.96 | 5000 | 84
P85XRQQH | Visioneering Corp | Visioneering | CRV96-LED850K200L[UNV 347]-[P67 All Emergency Construction Packaging Mounting and Wiring Options] | Indoor Luminaires | High-Bay | High-Bay Luminaires for Commercial and Industrial Buildings | Standard | FALSE | [9 empty] | 42374 |  |  | No |  | 3 | 21400 | 120 | 176 | 10 | 0.96 | 5000 | 84
PXDDEZYV | Visioneering Corp | Visioneering | CRV96-LED850K200L[UNV 347]-[P69 All Emergency Construction Packaging Mounting and Wiring Options] | Indoor Luminaires | High-Bay | High-Bay Luminaires for Commercial and Industrial Buildings | Standard | FALSE | [9 empty] | 42374 |  |  | No |  | 3 | 20480 | 116 | 176 | 10 | 0.96 | 5000 | 84
PBC7TBNR | Visioneering Corp | Visioneering | LSVA96-LED850K168L[UNV 347]-[All Emergency Construction Packaging Mounting and Wiring Options] | Indoor Luminaires | High-Bay | High-Bay Luminaires for Commercial and Industrial Buildings | Standard | FALSE | [9 empty] | 42374 |  |  | No |  | 3 | 17239 | 113 | 154 | 10 | 0.96 | 5000 | 84
P4NMZYVK | Visioneering Corp | Visioneering | LSVA96-LED850K168L[UNV 347]-P16 [All Emergency Construction Packaging Mounting and Wiring Options] | Indoor Luminaires | High-Bay | High-Bay Luminaires for Commercial and Industrial Buildings | Standard | FALSE | [9 empty] | 42374 |  |  | No |  | 3 | 16520 | 108 | 154 | 10 | 0.96 | 5000 | 84
P71J9UAT | Visioneering Corp | Visioneering | LSVA96-LED850K168L[UNV 347]-P69 [All Emergency Construction Packaging Mounting and Wiring Options] | Indoor Luminaires | High-Bay | High-Bay Luminaires for Commercial and Industrial Buildings | Standard | FALSE | [9 empty] | 42374 |  |  | No |  | 3 | 16072 | 105 | 154 | 10 | 0.96 | 5000 | 84
PVT4QQ8G | Visioneering Corp | Visioneering | LSVA48-LED850K100L[UNV 347]-[All Emergency Construction Packaging Mounting and Wiring Options] | Indoor Luminaires | High-Bay | High-Bay Luminaires for Commercial and Industrial Buildings | Standard | FALSE | [9 empty] | 42374 |  |  | No |  | 3 | 10752 | 121 | 88 | 10 | 0.96 | 5000 | 84
PSK3MA77 | Visioneering Corp | Visioneering | CRV96-LED850K100L[UNV 347]-[P70 All Emergency Construction Packaging Mounting and Wiring Options] | Indoor Luminaires | High-Bay | High-Bay Luminaires for Commercial and Industrial Buildings | Standard | FALSE | [9 empty] | 42374 |  |  | No |  | 3 | 10752 | 121 | 88 | 10 | 0.96 | 5000 | 84
PQSVCUZY | Visioneering Corp | Visioneering | CRV48-LED850K100L[UNV 347]-[P84 All Emergency Construction Packaging Mounting and Wiring Options] | Indoor Luminaires | High-Bay | High-Bay Luminaires for Commercial and Industrial Buildings | Standard | FALSE | [9 empty] | 42374 |  |  | No |  | 3 | 10752 | 121 | 88 | 10 | 0.96 | 5000 | 84
PNBD68DX | Visioneering Corp | Visioneering | CRV48-LED850K100L[UNV 347]-[P70 All Emergency Construction Packaging Mounting and Wiring Options] | Indoor Luminaires | High-Bay | High-Bay Luminaires for Commercial and Industrial Buildings | Standard | FALSE | [9 empty] | 42374 |  |  | No |  | 3 | 10752 | 121 | 88 | 10 | 0.96 | 5000 | 84
PJHTP11V | Visioneering Corp | Visioneering | CRV96-LED850K100L[UNV 347]-[P84 All Emergency Construction Packaging Mounting and Wiring Options] | Indoor Luminaires | High-Bay | High-Bay Luminaires for Commercial and Industrial Buildings | Standard | FALSE | [9 empty] | 42374 |  |  | No |  | 3 | 10752 | 121 | 88 | 10 | 0.96 | 5000 | 84
PK2DJP3F | Visioneering Corp | Visioneering | CRV96-LED850K100L[UNV 347]-[P67 All Emergency Construction Packaging Mounting and Wiring Options] | Indoor Luminaires | High-Bay | High-Bay Luminaires for Commercial and Industrial Buildings | Standard | FALSE | [9 empty] | 42374 |  |  | No |  | 3 | 10638 | 120 | 88 | 10 | 0.96 | 5000 | 84
PJB9B9CN | Visioneering Corp | Visioneering | CRV48-LED850K100L[UNV 347]-[P67 All Emergency Construction Packaging Mounting and Wiring Options] | Indoor Luminaires | High-Bay | High-Bay Luminaires for Commercial and Industrial Buildings | Standard | FALSE | [9 empty] | 42374 |  |  | No |  | 3 | 10638 | 120 | 88 | 10 | 0.96 | 5000 | 84
P6P574PZ | Visioneering Corp | Visioneering | CRV48-LED850K100L[UNV 347]-[P83 All Emergency Construction Packaging Mounting and Wiring Options] | Indoor Luminaires | High-Bay | High-Bay Luminaires for Commercial and Industrial Buildings | Standard | FALSE | [9 empty] | 42374 |  |  | No |  | 3 | 10638 | 120 | 88 | 10 | 0.96 | 5000 | 84
P1QBFS4C | Visioneering Corp | Visioneering | CRV96-LED850K100L[UNV 347]-[P83 All Emergency Construction Packaging Mounting and Wiring Options] | Indoor Luminaires | High-Bay | High-Bay Luminaires for Commercial and Industrial Buildings | Standard | FALSE | [9 empty] | 42374 |  |  | No |  | 3 | 10638 | 120 | 88 | 10 | 0.96 | 5000 | 84
PZKYFHQW | Visioneering Corp | Visioneering | LSVA48-LED850K100L[UNV 347]-P16 [All Emergency Construction Packaging Mounting and Wiring Options] | Indoor Luminaires | High-Bay | High-Bay Luminaires for Commercial and Industrial Buildings | Standard | FALSE | [9 empty] | 42374 |  |  | No |  | 3 | 10523.23 | 118.42 | 88 | 10 | 0.96 | 5000 | 84
PSMDGD1W | Visioneering Corp | Visioneering | LSVA48-LED850K100L[UNV 347]-P69 [All Emergency Construction Packaging Mounting and Wiring Options] | Indoor Luminaires | High-Bay | High-Bay Luminaires for Commercial and Industrial Buildings | Standard | FALSE | [9 empty] | 42374 |  |  | No |  | 3 | 10294.47 | 115.85 | 88 | 10 | 0.96 | 5000 | 84
PE9VWQKP | Visioneering Corp | Visioneering | CRV96-LED850K100L[UNV 347]-[P69 All Emergency Construction Packaging Mounting and Wiring Options] | Indoor Luminaires | High-Bay | High-Bay Luminaires for Commercial and Industrial Buildings | Standard | FALSE | [9 empty] | 42374 |  |  | No |  | 3 | 10180 | 116 | 88 | 10 | 0.96 | 5000 | 84
P89R3CYJ | Visioneering Corp | Visioneering | CRV48-LED850K100L[UNV 347]-[P69 All Emergency Construction Packaging Mounting and Wiring Options] | Indoor Luminaires | High-Bay | High-Bay Luminaires for Commercial and Industrial Buildings | Standard | FALSE | [9 empty] | 42374 |  |  | No |  | 3 | 10180 | 116 | 88 | 10 | 0.96 | 5000 | 84
PV2S4E5V | Visioneering Corp | Visioneering | LSVA96-LED850K084L[UNV 347]-[All Emergency Construction Packaging Mounting and Wiring Options] | Indoor Luminaires | High-Bay | Low-Bay Luminaires for Commercial and Industrial Buildings | Standard | FALSE | [9 empty] | 42374 |  |  | No |  | 3 | 8620 | 113 | 77 | 10 | 0.96 | 5000 | 84
PRRA6NUE | Visioneering Corp | Visioneering | LSVA48-LED850K084L[UNV 347]-[All Emergency Construction Packaging Mounting and Wiring Options] | Indoor Luminaires | High-Bay | Low-Bay Luminaires for Commercial and Industrial Buildings | Standard | FALSE | [9 empty] | 42374 |  |  | No |  | 3 | 8620 | 113 | 77 | 10 | 0.96 | 5000 | 84
PDGE7531 | Visioneering Corp | Visioneering | LSVA48-LED850K084L[UNV 347]-P16 [All Emergency Construction Packaging Mounting and Wiring Options] | Indoor Luminaires | High-Bay | Low-Bay Luminaires for Commercial and Industrial Buildings | Standard | FALSE | [9 empty] | 42374 |  |  | No |  | 3 | 8261 | 108 | 77 | 10 | 0.96 | 5000 | 84
P5ZUKDEV | Visioneering Corp | Visioneering | LSVA96-LED850K084L[UNV 347]-P16 [All Emergency Construction Packaging Mounting and Wiring Options] | Indoor Luminaires | High-Bay | Low-Bay Luminaires for Commercial and Industrial Buildings | Standard | FALSE | [9 empty] | 42374 |  |  | No |  | 3 | 8261 | 108 | 77 | 10 | 0.96 | 5000 | 84
PPE9M3BX | Visioneering Corp | Visioneering | LSVA96-LED850K084L[UNV 347]-P69 [All Emergency Construction Packaging Mounting and Wiring Options] | Indoor Luminaires | High-Bay | Low-Bay Luminaires for Commercial and Industrial Buildings | Standard | FALSE | [9 empty] | 42374 |  |  | No |  | 3 | 8036 | 105 | 77 | 10 | 0.96 | 5000 | 84
P4RZZVNH | Visioneering Corp | Visioneering | LSVA48-LED850K084L[UNV 347]-P69 [All Emergency Construction Packaging Mounting and Wiring Options] | Indoor Luminaires | High-Bay | Low-Bay Luminaires for Commercial and Industrial Buildings | Standard | FALSE | [9 empty] | 42374 |  |  | No |  | 3 | 8036 | 105 | 77 | 10 | 0.96 | 5000 | 84
PGGCV78F | Visioneering Corp | Visioneering | LSVA48-LED850K058L[UNV 347]-[All Emergency Construction Packaging Mounting and Wiring Options] | Indoor Luminaires | High-Bay | Low-Bay Luminaires for Commercial and Industrial Buildings | Standard | FALSE | [9 empty] | 42374 |  |  | No |  | 3 | 6289 | 113 | 48.5 | 10 | 0.96 | 5000 | 84
PD5DAWG3 | Visioneering Corp | Visioneering | LSVA48-LED850K058L[UNV 347]-P16 [All Emergency Construction Packaging Mounting and Wiring Options] | Indoor Luminaires | High-Bay | Low-Bay Luminaires for Commercial and Industrial Buildings | Standard | FALSE | [9 empty] | 42374 |  |  | No |  | 3 | 6027 | 108 | 48.5 | 10 | 0.96 | 5000 | 84
PXC13Z4U | Visioneering Corp | Visioneering | LSVA48-LED850K058L[UNV 347]-P69 [All Emergency Construction Packaging Mounting and Wiring Options] | Indoor Luminaires | High-Bay | Low-Bay Luminaires for Commercial and Industrial Buildings | Standard | FALSE | [9 empty] | 42374 |  |  | No |  | 3 | 5863 | 105 | 48.5 | 10 | 0.96 | 5000 | 84
PWB4EUU4 | Visioneering Corp | Visioneering | CRV48-LED850K050L[UNV 347]-[P70 All Emergency Construction Packaging Mounting and Wiring Options] | Indoor Luminaires | High-Bay | Low-Bay Luminaires for Commercial and Industrial Buildings | Standard | FALSE | [9 empty] | 42374 |  |  | No |  | 3 | 5365 | 137 | 39 | 10 | 0.96 | 5000 | 84
PNARPKVS | Visioneering Corp | Visioneering | CRV48-LED850K050L[UNV 347]-[P84 All Emergency Construction Packaging Mounting and Wiring Options] | Indoor Luminaires | High-Bay | Low-Bay Luminaires for Commercial and Industrial Buildings | Standard | FALSE | [9 empty] | 42374 |  |  | No |  | 3 | 5365 | 137 | 39 | 10 | 0.96 | 5000 | 84
PYKTARQF | Visioneering Corp | Visioneering | CRV48-LED850K050L[UNV 347]-[P83 All Emergency Construction Packaging Mounting and Wiring Options] | Indoor Luminaires | High-Bay | Low-Bay Luminaires for Commercial and Industrial Buildings | Standard | FALSE | [9 empty] | 42374 |  |  | No |  | 3 | 5304 | 135 | 39 | 10 | 0.96 | 5000 | 84
PXRF9TVQ | Visioneering Corp | Visioneering | CRV48-LED850K050L[UNV 347]-[P67 All Emergency Construction Packaging Mounting and Wiring Options] | Indoor Luminaires | High-Bay | Low-Bay Luminaires for Commercial and Industrial Buildings | Standard | FALSE | [9 empty] | 42374 |  |  | No |  | 3 | 5304 | 135 | 39 | 10 | 0.96 | 5000 | 84
PHK9C4ZF | Visioneering Corp | Visioneering | CRV48-LED850K050L[UNV 347]-[P69 All Emergency Construction Packaging Mounting and Wiring Options] | Indoor Luminaires | High-Bay | Low-Bay Luminaires for Commercial and Industrial Buildings | Standard | FALSE | [9 empty] | 42374 |  |  | No |  | 3 | 5075 | 130 | 39 | 10 | 0.96 | 5000 | 84
PEY9CFH9 | Visioneering Corp | Visioneering | CRV48-LED850K042L[UNV 347]-[P70 All Emergency Construction Packaging Mounting and Wiring Options] | Indoor Luminaires | High-Bay | Low-Bay Luminaires for Commercial and Industrial Buildings | Standard | FALSE | [9 empty] | 42374 |  |  | No |  | 3 | 4799 | 110 | 43 | 10 | 0.96 | 5000 | 84
P9U7XZAX | Visioneering Corp | Visioneering | CRV48-LED850K042L[UNV 347]-[P84 All Emergency Construction Packaging Mounting and Wiring Options] | Indoor Luminaires | High-Bay | Low-Bay Luminaires for Commercial and Industrial Buildings | Standard | FALSE | [9 empty] | 42374 |  |  | No |  | 3 | 4799 | 110 | 43 | 10 | 0.96 | 5000 | 84
PS9CK44Q | Visioneering Corp | Visioneering | CRV24-LED850K042L[UNV 347]-[P84 All Emergency Construction Packaging Mounting and Wiring Options] | Indoor Luminaires | High-Bay | Low-Bay Luminaires for Commercial and Industrial Buildings | Standard | FALSE | [9 empty] | 42374 |  |  | No |  | 3 | 4781 | 118 | 40 | 10 | 0.96 | 5000 | 84
P4QTMZF9 | Visioneering Corp | Visioneering | CRV24-LED850K042L[UNV 347]-[P70 All Emergency Construction Packaging Mounting and Wiring Options] | Indoor Luminaires | High-Bay | Low-Bay Luminaires for Commercial and Industrial Buildings | Standard | FALSE | [9 empty] | 42374 |  |  | No |  | 3 | 4781 | 118 | 40 | 10 | 0.96 | 5000 | 84
PX2HU8Y8 | Visioneering Corp | Visioneering | CRV48-LED850K042L[UNV 347]-[P67 All Emergency Construction Packaging Mounting and Wiring Options] | Indoor Luminaires | High-Bay | Low-Bay Luminaires for Commercial and Industrial Buildings | Standard | FALSE | [9 empty] | 42374 |  |  | No |  | 3 | 4748 | 109 | 43 | 10 | 0.96 | 5000 | 84
PS83BX82 | Visioneering Corp | Visioneering | CRV48-LED850K042L[UNV 347]-[P83 All Emergency Construction Packaging Mounting and Wiring Options] | Indoor Luminaires | High-Bay | Low-Bay Luminaires for Commercial and Industrial Buildings | Standard | FALSE | [9 empty] | 42374 |  |  | No |  | 3 | 4748 | 109 | 43 | 10 | 0.96 | 5000 | 84
PRPVWJBD | Visioneering Corp | Visioneering | CRV24-LED850K042L[UNV 347]-[P83 All Emergency Construction Packaging Mounting and Wiring Options] | Indoor Luminaires | High-Bay | Low-Bay Luminaires for Commercial and Industrial Buildings | Standard | FALSE | [9 empty] | 42374 |  |  | No |  | 3 | 4730 | 117 | 40 | 10 | 0.96 | 5000 | 84
PQX5WN53 | Visioneering Corp | Visioneering | CRV24-LED850K042L[UNV 347]-[P67 All Emergency Construction Packaging Mounting and Wiring Options] | Indoor Luminaires | High-Bay | Low-Bay Luminaires for Commercial and Industrial Buildings | Standard | FALSE | [9 empty] | 42374 |  |  | No |  | 3 | 4730 | 117 | 40 | 10 | 0.96 | 5000 | 84
PXR48ME8 | Visioneering Corp | Visioneering | CRV48-LED850K042L[UNV 347]-[P69 All Emergency Construction Packaging Mounting and Wiring Options] | Indoor Luminaires | High-Bay | Low-Bay Luminaires for Commercial and Industrial Buildings | Standard | FALSE | [9 empty] | 42374 |  |  | No |  | 3 | 4544 | 105 | 43 | 10 | 0.96 | 5000 | 84
PHAXBA4T | Visioneering Corp | Visioneering | CRV96-LED840K200L[UNV 347]-[P84 All Emergency Construction Packaging Mounting and Wiring Options] | Indoor Luminaires | High-Bay | High-Bay Luminaires for Commercial and Industrial Buildings | Standard | FALSE | [9 empty] | 42374 |  |  | No |  | 3 | 20945 | 117 | 176 | 10 | 0.96 | 4000 | 84
P71BCGMM | Visioneering Corp | Visioneering | CRV96-LED840K200L[UNV 347]-[P70 All Emergency Construction Packaging Mounting and Wiring Options] | Indoor Luminaires | High-Bay | High-Bay Luminaires for Commercial and Industrial Buildings | Standard | FALSE | [9 empty] | 42374 |  |  | No |  | 3 | 20945 | 117 | 176 | 10 | 0.96 | 4000 | 84
PJUE12AZ | Visioneering Corp | Visioneering | CRV96-LED840K200L[UNV 347]-[P67 All Emergency Construction Packaging Mounting and Wiring Options] | Indoor Luminaires | High-Bay | High-Bay Luminaires for Commercial and Industrial Buildings | Standard | FALSE | [9 empty] | 42374 |  |  | No |  | 3 | 20723 | 116 | 176 | 10 | 0.96 | 4000 | 84
PCYUJF69 | Visioneering Corp | Visioneering | CRV96-LED840K200L[UNV 347]-[P83 All Emergency Construction Packaging Mounting and Wiring Options] | Indoor Luminaires | High-Bay | High-Bay Luminaires for Commercial and Industrial Buildings | Standard | FALSE | [9 empty] | 42374 |  |  | No |  | 3 | 20723 | 116 | 176 | 10 | 0.96 | 4000 | 84
PKB4FR1E | Visioneering Corp | Visioneering | CRV96-LED840K200L[UNV 347]-[P69 All Emergency Construction Packaging Mounting and Wiring Options] | Indoor Luminaires | High-Bay | High-Bay Luminaires for Commercial and Industrial Buildings | Standard | FALSE | [9 empty] | 42374 |  |  | No |  | 3 | 19832 | 112 | 176 | 10 | 0.96 | 4000 | 84
PJ59S1Q1 | Visioneering Corp | Visioneering | LSVA96-LED840K168L[UNV 347]-[All Emergency Construction Packaging Mounting and Wiring Options] | Indoor Luminaires | High-Bay | High-Bay Luminaires for Commercial and Industrial Buildings | Standard | FALSE | [9 empty] | 42374 |  |  | No |  | 3 | 16693 | 109 | 154 | 10 | 0.96 | 4000 | 84
P1RGKQSW | Visioneering Corp | Visioneering | LSVA96-LED840K168L[UNV 347]-P16 [All Emergency Construction Packaging Mounting and Wiring Options] | Indoor Luminaires | High-Bay | High-Bay Luminaires for Commercial and Industrial Buildings | Standard | FALSE | [9 empty] | 42374 |  |  | No |  | 3 | 15997 | 104 | 154 | 10 | 0.96 | 4000 | 84
PN2FTA25 | Visioneering Corp | Visioneering | LSVA96-LED840K168L[UNV 347]-P69 [All Emergency Construction Packaging Mounting and Wiring Options] | Indoor Luminaires | High-Bay | High-Bay Luminaires for Commercial and Industrial Buildings | Standard | FALSE | [9 empty] | 42374 |  |  | No |  | 3 | 15563 | 102 | 154 | 10 | 0.96 | 4000 | 84
PY8PAJ88 | Visioneering Corp | Visioneering | LSVA48-LED840K100L[UNV 347]-[All Emergency Construction Packaging Mounting and Wiring Options] | Indoor Luminaires | High-Bay | High-Bay Luminaires for Commercial and Industrial Buildings | Standard | FALSE | [9 empty] | 42374 |  |  | No |  | 3 | 10412 | 117 | 88 | 10 | 0.96 | 4000 | 84
PW1CZF55 | Visioneering Corp | Visioneering | CRV96-LED840K100L[UNV 347]-[P84 All Emergency Construction Packaging Mounting and Wiring Options] | Indoor Luminaires | High-Bay | High-Bay Luminaires for Commercial and Industrial Buildings | Standard | FALSE | [9 empty] | 42374 |  |  | No |  | 3 | 10412 | 117 | 88 | 10 | 0.96 | 4000 | 84
PTKHBCVG | Visioneering Corp | Visioneering | CRV48-LED840K100L[UNV 347]-[P70 All Emergency Construction Packaging Mounting and Wiring Options] | Indoor Luminaires | High-Bay | High-Bay Luminaires for Commercial and Industrial Buildings | Standard | FALSE | [9 empty] | 42374 |  |  | No |  | 3 | 10412 | 117 | 88 | 10 | 0.96 | 4000 | 84
PMNNPXF2 | Visioneering Corp | Visioneering | CRV48-LED840K100L[UNV 347]-[P84 All Emergency Construction Packaging Mounting and Wiring Options] | Indoor Luminaires | High-Bay | High-Bay Luminaires for Commercial and Industrial Buildings | Standard | FALSE | [9 empty] | 42374 |  |  | No |  | 3 | 10412 | 117 | 88 | 10 | 0.96 | 4000 | 84
P5WRVDZH | Visioneering Corp | Visioneering | CRV96-LED840K100L[UNV 347]-[P70 All Emergency Construction Packaging Mounting and Wiring Options] | Indoor Luminaires | High-Bay | High-Bay Luminaires for Commercial and Industrial Buildings | Standard | FALSE | [9 empty] | 42374 |  |  | No |  | 3 | 10412 | 117 | 88 | 10 | 0.96 | 4000 | 84
PZF57UMS | Visioneering Corp | Visioneering | CRV96-LED840K100L[UNV 347]-[P83 All Emergency Construction Packaging Mounting and Wiring Options] | Indoor Luminaires | High-Bay | High-Bay Luminaires for Commercial and Industrial Buildings | Standard | FALSE | [9 empty] | 42374 |  |  | No |  | 3 | 10301 | 116 | 88 | 10 | 0.96 | 4000 | 84
PWR9ZG3N | Visioneering Corp | Visioneering | CRV48-LED840K100L[UNV 347]-[P83 All Emergency Construction Packaging Mounting and Wiring Options] | Indoor Luminaires | High-Bay | High-Bay Luminaires for Commercial and Industrial Buildings | Standard | FALSE | [9 empty] | 42374 |  |  | No |  | 3 | 10301 | 116 | 88 | 10 | 0.96 | 4000 | 84
P82BTPJC | Visioneering Corp | Visioneering | CRV48-LED840K100L[UNV 347]-[P67 All Emergency Construction Packaging Mounting and Wiring Options] | Indoor Luminaires | High-Bay | High-Bay Luminaires for Commercial and Industrial Buildings | Standard | FALSE | [9 empty] | 42374 |  |  | No |  | 3 | 10301 | 116 | 88 | 10 | 0.96 | 4000 | 84
P4ZFEVQC | Visioneering Corp | Visioneering | CRV96-LED840K100L[UNV 347]-[P67 All Emergency Construction Packaging Mounting and Wiring Options] | Indoor Luminaires | High-Bay | High-Bay Luminaires for Commercial and Industrial Buildings | Standard | FALSE | [9 empty] | 42374 |  |  | No |  | 3 | 10301 | 116 | 88 | 10 | 0.96 | 4000 | 84
PCJXE28Z | Visioneering Corp | Visioneering | LSVA48-LED840K100L[UNV 347]-P16 [All Emergency Construction Packaging Mounting and Wiring Options] | Indoor Luminaires | High-Bay | High-Bay Luminaires for Commercial and Industrial Buildings | Standard | FALSE | [9 empty] | 42374 |  |  | No |  | 3 | 10190.47 | 114.51 | 88 | 10 | 0.96 | 4000 | 84
P4BZEZRY | Visioneering Corp | Visioneering | LSVA48-LED840K100L[UNV 347]-P69 [All Emergency Construction Packaging Mounting and Wiring Options] | Indoor Luminaires | High-Bay | High-Bay Luminaires for Commercial and Industrial Buildings | Standard | FALSE | [9 empty] | 42374 |  |  | No |  | 3 | 9968.94 | 112.02 | 88 | 10 | 0.96 | 4000 | 84
PNTHYEWB | Visioneering Corp | Visioneering | CRV48-LED840K100L[UNV 347]-[P69 All Emergency Construction Packaging Mounting and Wiring Options] | Indoor Luminaires | High-Bay | High-Bay Luminaires for Commercial and Industrial Buildings | Standard | FALSE | [9 empty] | 42374 |  |  | No |  | 3 | 9858 | 112 | 88 | 10 | 0.96 | 4000 | 84
PN5TUEYM | Visioneering Corp | Visioneering | CRV96-LED840K100L[UNV 347]-[P69 All Emergency Construction Packaging Mounting and Wiring Options] | Indoor Luminaires | High-Bay | High-Bay Luminaires for Commercial and Industrial Buildings | Standard | FALSE | [9 empty] | 42374 |  |  | No |  | 3 | 9858 | 112 | 88 | 10 | 0.96 | 4000 | 84
PJE7JFMM | Visioneering Corp | Visioneering | LSVA48-LED840K084L[UNV 347]-[All Emergency Construction Packaging Mounting and Wiring Options] | Indoor Luminaires | High-Bay | Low-Bay Luminaires for Commercial and Industrial Buildings | Standard | FALSE | [9 empty] | 42374 |  |  | No |  | 3 | 8347 | 109 | 77 | 10 | 0.96 | 4000 | 84
PDGZT37N | Visioneering Corp | Visioneering | LSVA96-LED840K084L[UNV 347]-[All Emergency Construction Packaging Mounting and Wiring Options] | Indoor Luminaires | High-Bay | Low-Bay Luminaires for Commercial and Industrial Buildings | Standard | FALSE | [9 empty] | 42374 |  |  | No |  | 3 | 8347 | 109 | 77 | 10 | 0.96 | 4000 | 84
PGVQPZEU | Visioneering Corp | Visioneering | LSVA96-LED840K084L[UNV 347]-P16 [All Emergency Construction Packaging Mounting and Wiring Options] | Indoor Luminaires | High-Bay | Low-Bay Luminaires for Commercial and Industrial Buildings | Standard | FALSE | [9 empty] | 42374 |  |  | No |  | 3 | 7999 | 104 | 77 | 10 | 0.96 | 4000 | 84
PAN2H8MZ | Visioneering Corp | Visioneering | LSVA48-LED840K084L[UNV 347]-P16 [All Emergency Construction Packaging Mounting and Wiring Options] | Indoor Luminaires | High-Bay | Low-Bay Luminaires for Commercial and Industrial Buildings | Standard | FALSE | [9 empty] | 42374 |  |  | No |  | 3 | 7999 | 104 | 77 | 10 | 0.96 | 4000 | 84
PZ3H7NBH | Visioneering Corp | Visioneering | LSVA96-LED840K084L[UNV 347]-P69 [All Emergency Construction Packaging Mounting and Wiring Options] | Indoor Luminaires | High-Bay | Low-Bay Luminaires for Commercial and Industrial Buildings | Standard | FALSE | [9 empty] | 42374 |  |  | No |  | 3 | 7782 | 102 | 77 | 10 | 0.96 | 4000 | 84
PURT8AMX | Visioneering Corp | Visioneering | LSVA48-LED840K084L[UNV 347]-P69 [All Emergency Construction Packaging Mounting and Wiring Options] | Indoor Luminaires | High-Bay | Low-Bay Luminaires for Commercial and Industrial Buildings | Standard | FALSE | [9 empty] | 42374 |  |  | No |  | 3 | 7782 | 102 | 77 | 10 | 0.96 | 4000 | 84
PE6M7FR3 | Visioneering Corp | Visioneering | LSVA48-LED840K058L[UNV 347]-[All Emergency Construction Packaging Mounting and Wiring Options] | Indoor Luminaires | High-Bay | Low-Bay Luminaires for Commercial and Industrial Buildings | Standard | FALSE | [9 empty] | 42374 |  |  | No |  | 3 | 6090 | 109 | 48.5 | 10 | 0.96 | 4000 | 84
PCMWB65Q | Visioneering Corp | Visioneering | LSVA48-LED840K058L[UNV 347]-P16 [All Emergency Construction Packaging Mounting and Wiring Options] | Indoor Luminaires | High-Bay | Low-Bay Luminaires for Commercial and Industrial Buildings | Standard | FALSE | [9 empty] | 42374 |  |  | No |  | 3 | 5836 | 104 | 48.5 | 10 | 0.96 | 4000 | 84
P2VW3XYU | Visioneering Corp | Visioneering | LSVA48-LED840K058L[UNV 347]-P69 [All Emergency Construction Packaging Mounting and Wiring Options] | Indoor Luminaires | High-Bay | Low-Bay Luminaires for Commercial and Industrial Buildings | Standard | FALSE | [9 empty] | 42374 |  |  | No |  | 3 | 5678 | 102 | 48.5 | 10 | 0.96 | 4000 | 84
PMVVWTTT | Visioneering Corp | Visioneering | CRV48-LED840K050L[UNV 347]-[P70 All Emergency Construction Packaging Mounting and Wiring Options] | Indoor Luminaires | High-Bay | Low-Bay Luminaires for Commercial and Industrial Buildings | Standard | FALSE | [9 empty] | 42374 |  |  | No |  | 3 | 5204 | 133 | 39 | 10 | 0.96 | 4000 | 84
PHCX3S6U | Visioneering Corp | Visioneering | CRV48-LED840K050L[UNV 347]-[P84 All Emergency Construction Packaging Mounting and Wiring Options] | Indoor Luminaires | High-Bay | Low-Bay Luminaires for Commercial and Industrial Buildings | Standard | FALSE | [9 empty] | 42374 |  |  | No |  | 3 | 5204 | 133 | 39 | 10 | 0.96 | 4000 | 84
PKMMZC2Y | Visioneering Corp | Visioneering | CRV48-LED840K050L[UNV 347]-[P67 All Emergency Construction Packaging Mounting and Wiring Options] | Indoor Luminaires | High-Bay | Low-Bay Luminaires for Commercial and Industrial Buildings | Standard | FALSE | [9 empty] | 42374 |  |  | No |  | 3 | 5149 | 132 | 39 | 10 | 0.96 | 4000 | 84
P3EBT9PN | Visioneering Corp | Visioneering | CRV48-LED840K050L[UNV 347]-[P83 All Emergency Construction Packaging Mounting and Wiring Options] | Indoor Luminaires | High-Bay | Low-Bay Luminaires for Commercial and Industrial Buildings | Standard | FALSE | [9 empty] | 42374 |  |  | No |  | 3 | 5149 | 132 | 39 | 10 | 0.96 | 4000 | 84
PDGN4CSF | Visioneering Corp | Visioneering | CRV48-LED840K050L[UNV 347]-[P69 All Emergency Construction Packaging Mounting and Wiring Options] | Indoor Luminaires | High-Bay | Low-Bay Luminaires for Commercial and Industrial Buildings | Standard | FALSE | [9 empty] | 42374 |  |  | No |  | 3 | 4927 | 126 | 39 | 10 | 0.96 | 4000 | 84
PHZPXNBS | Visioneering Corp | Visioneering | CRV48-LED840K042L[UNV 347]-[P70 All Emergency Construction Packaging Mounting and Wiring Options] | Indoor Luminaires | High-Bay | Low-Bay Luminaires for Commercial and Industrial Buildings | Standard | FALSE | [9 empty] | 42374 |  |  | No |  | 3 | 4647 | 107 | 43 | 10 | 0.96 | 4000 | 84
P4HAC22R | Visioneering Corp | Visioneering | CRV48-LED840K042L[UNV 347]-[P84 All Emergency Construction Packaging Mounting and Wiring Options] | Indoor Luminaires | High-Bay | Low-Bay Luminaires for Commercial and Industrial Buildings | Standard | FALSE | [9 empty] | 42374 |  |  | No |  | 3 | 4647 | 107 | 43 | 10 | 0.96 | 4000 | 84
PGKFDNMG | Visioneering Corp | Visioneering | CRV24-LED840K042L[UNV 347]-[P84 All Emergency Construction Packaging Mounting and Wiring Options] | Indoor Luminaires | High-Bay | Low-Bay Luminaires for Commercial and Industrial Buildings | Standard | FALSE | [9 empty] | 42374 |  |  | No |  | 3 | 4630 | 114 | 40 | 10 | 0.96 | 4000 | 84
PE8WKN43 | Visioneering Corp | Visioneering | CRV24-LED840K042L[UNV 347]-[P70 All Emergency Construction Packaging Mounting and Wiring Options] | Indoor Luminaires | High-Bay | Low-Bay Luminaires for Commercial and Industrial Buildings | Standard | FALSE | [9 empty] | 42374 |  |  | No |  | 3 | 4630 | 114 | 40 | 10 | 0.96 | 4000 | 84
PVFZ7FMY | Visioneering Corp | Visioneering | CRV48-LED840K042L[UNV 347]-[P83 All Emergency Construction Packaging Mounting and Wiring Options] | Indoor Luminaires | High-Bay | Low-Bay Luminaires for Commercial and Industrial Buildings | Standard | FALSE | [9 empty] | 42374 |  |  | No |  | 3 | 4598 | 106 | 43 | 10 | 0.96 | 4000 | 84
PCSJT24G | Visioneering Corp | Visioneering | CRV48-LED840K042L[UNV 347]-[P67 All Emergency Construction Packaging Mounting and Wiring Options] | Indoor Luminaires | High-Bay | Low-Bay Luminaires for Commercial and Industrial Buildings | Standard | FALSE | [9 empty] | 42374 |  |  | No |  | 3 | 4598 | 106 | 43 | 10 | 0.96 | 4000 | 84
PMAW5EH8 | Visioneering Corp | Visioneering | CRV24-LED840K042L[UNV 347]-[P83 All Emergency Construction Packaging Mounting and Wiring Options] | Indoor Luminaires | High-Bay | Low-Bay Luminaires for Commercial and Industrial Buildings | Standard | FALSE | [9 empty] | 42374 |  |  | No |  | 3 | 4580 | 113 | 40 | 10 | 0.96 | 4000 | 84
PDHMH3W9 | Visioneering Corp | Visioneering | CRV24-LED840K042L[UNV 347]-[P67 All Emergency Construction Packaging Mounting and Wiring Options] | Indoor Luminaires | High-Bay | Low-Bay Luminaires for Commercial and Industrial Buildings | Standard | FALSE | [9 empty] | 42374 |  |  | No |  | 3 | 4580 | 113 | 40 | 10 | 0.96 | 4000 | 84
P3ARKMVN | Visioneering Corp | Visioneering | CRV48-LED835K055L[UNV 347]-[P69 All Emergency Construction Packaging Mounting and Wiring Options] | Indoor Luminaires | High-Bay | Low-Bay Luminaires for Commercial and Industrial Buildings | Standard | FALSE | [9 empty] | 42374 |  |  | No |  | 3 | 4939 | 94 | 52.55 | 10 | 0.96 | 3546 | 84
PYWGCH1Z | Visioneering Corp | Visioneering | CRV96-LED835K200L[UNV 347]-[P70 All Emergency Construction Packaging Mounting and Wiring Options] | Indoor Luminaires | High-Bay | High-Bay Luminaires for Commercial and Industrial Buildings | Standard | FALSE | [9 empty] | 42374 |  |  | No |  | 3 | 20261 | 114 | 176 | 10 | 0.96 | 3500 | 84
PK6AHMFP | Visioneering Corp | Visioneering | CRV96-LED835K200L[UNV 347]-[P84 All Emergency Construction Packaging Mounting and Wiring Options] | Indoor Luminaires | High-Bay | High-Bay Luminaires for Commercial and Industrial Buildings | Standard | FALSE | [9 empty] | 42374 |  |  | No |  | 3 | 20261 | 114 | 176 | 10 | 0.96 | 3500 | 84
P1J882VX | Visioneering Corp | Visioneering | CRV96-LED835K200L[UNV 347]-[P83 All Emergency Construction Packaging Mounting and Wiring Options] | Indoor Luminaires | High-Bay | High-Bay Luminaires for Commercial and Industrial Buildings | Standard | FALSE | [9 empty] | 42374 |  |  | No |  | 3 | 20046 | 113 | 176 | 10 | 0.96 | 3500 | 84
P13XCETP | Visioneering Corp | Visioneering | CRV96-LED835K200L[UNV 347]-[P67 All Emergency Construction Packaging Mounting and Wiring Options] | Indoor Luminaires | High-Bay | High-Bay Luminaires for Commercial and Industrial Buildings | Standard | FALSE | [9 empty] | 42374 |  |  | No |  | 3 | 20046 | 113 | 176 | 10 | 0.96 | 3500 | 84
P1R6JPKD | Visioneering Corp | Visioneering | CRV96-LED835K200L[UNV 347]-[P69 All Emergency Construction Packaging Mounting and Wiring Options] | Indoor Luminaires | High-Bay | High-Bay Luminaires for Commercial and Industrial Buildings | Standard | FALSE | [9 empty] | 42374 |  |  | No |  | 3 | 19184 | 109 | 176 | 10 | 0.96 | 3500 | 84
P3FAG9WM | Visioneering Corp | Visioneering | LSVA96-LED835K168L[UNV 347]-[All Emergency Construction Packaging Mounting and Wiring Options] | Indoor Luminaires | High-Bay | High-Bay Luminaires for Commercial and Industrial Buildings | Standard | FALSE | [9 empty] | 42374 |  |  | No |  | 3 | 16148 | 105 | 154 | 10 | 0.96 | 3500 | 84
P7JK79CK | Visioneering Corp | Visioneering | LSVA96-LED835K168L[UNV 347]-P16 [All Emergency Construction Packaging Mounting and Wiring Options] | Indoor Luminaires | High-Bay | High-Bay Luminaires for Commercial and Industrial Buildings | Standard | FALSE | [9 empty] | 42374 |  |  | No |  | 3 | 15475 | 101 | 154 | 10 | 0.96 | 3500 | 84
PVTSJ672 | Visioneering Corp | Visioneering | LSVA96-LED835K168L[UNV 347]-P69 [All Emergency Construction Packaging Mounting and Wiring Options] | Indoor Luminaires | High-Bay | High-Bay Luminaires for Commercial and Industrial Buildings | Standard | FALSE | [9 empty] | 42374 |  |  | No |  | 3 | 15055 | 98 | 154 | 10 | 0.96 | 3500 | 84
PZ2JPNRH | Visioneering Corp | Visioneering | LSVA48-LED835K100L[UNV 347]-[All Emergency Construction Packaging Mounting and Wiring Options] | Indoor Luminaires | High-Bay | High-Bay Luminaires for Commercial and Industrial Buildings | Standard | FALSE | [9 empty] | 42374 |  |  | No |  | 3 | 10072 | 114 | 88 | 10 | 0.96 | 3500 | 84
PUYEN81S | Visioneering Corp | Visioneering | CRV96-LED835K100L[UNV 347]-[P70 All Emergency Construction Packaging Mounting and Wiring Options] | Indoor Luminaires | High-Bay | High-Bay Luminaires for Commercial and Industrial Buildings | Standard | FALSE | [9 empty] | 42374 |  |  | No |  | 3 | 10072 | 114 | 88 | 10 | 0.96 | 3500 | 84
PTCJHPGA | Visioneering Corp | Visioneering | CRV48-LED835K100L[UNV 347]-[P70 All Emergency Construction Packaging Mounting and Wiring Options] | Indoor Luminaires | High-Bay | High-Bay Luminaires for Commercial and Industrial Buildings | Standard | FALSE | [9 empty] | 42374 |  |  | No |  | 3 | 10072 | 114 | 88 | 10 | 0.96 | 3500 | 84
PQ41CXQ9 | Visioneering Corp | Visioneering | CRV48-LED835K100L[UNV 347]-[P84 All Emergency Construction Packaging Mounting and Wiring Options] | Indoor Luminaires | High-Bay | High-Bay Luminaires for Commercial and Industrial Buildings | Standard | FALSE | [9 empty] | 42374 |  |  | No |  | 3 | 10072 | 114 | 88 | 10 | 0.96 | 3500 | 84
P4CZPJUY | Visioneering Corp | Visioneering | CRV96-LED835K100L[UNV 347]-[P84 All Emergency Construction Packaging Mounting and Wiring Options] | Indoor Luminaires | High-Bay | High-Bay Luminaires for Commercial and Industrial Buildings | Standard | FALSE | [9 empty] | 42374 |  |  | No |  | 3 | 10072 | 114 | 88 | 10 | 0.96 | 3500 | 84
PYB2QZ16 | Visioneering Corp | Visioneering | CRV48-LED835K100L[UNV 347]-[P83 All Emergency Construction Packaging Mounting and Wiring Options] | Indoor Luminaires | High-Bay | High-Bay Luminaires for Commercial and Industrial Buildings | Standard | FALSE | [9 empty] | 42374 |  |  | No |  | 3 | 9965 | 113 | 88 | 10 | 0.96 | 3500 | 84
PWB1EU3F | Visioneering Corp | Visioneering | CRV96-LED835K100L[UNV 347]-[P83 All Emergency Construction Packaging Mounting and Wiring Options] | Indoor Luminaires | High-Bay | High-Bay Luminaires for Commercial and Industrial Buildings | Standard | FALSE | [9 empty] | 42374 |  |  | No |  | 3 | 9965 | 113 | 88 | 10 | 0.96 | 3500 | 84
PQ2GM8EG | Visioneering Corp | Visioneering | CRV48-LED835K100L[UNV 347]-[P67 All Emergency Construction Packaging Mounting and Wiring Options] | Indoor Luminaires | High-Bay | High-Bay Luminaires for Commercial and Industrial Buildings | Standard | FALSE | [9 empty] | 42374 |  |  | No |  | 3 | 9965 | 113 | 88 | 10 | 0.96 | 3500 | 84
P1V3P2FN | Visioneering Corp | Visioneering | CRV96-LED835K100L[UNV 347]-[P67 All Emergency Construction Packaging Mounting and Wiring Options] | Indoor Luminaires | High-Bay | High-Bay Luminaires for Commercial and Industrial Buildings | Standard | FALSE | [9 empty] | 42374 |  |  | No |  | 3 | 9965 | 113 | 88 | 10 | 0.96 | 3500 | 84
PBK8KFNS | Visioneering Corp | Visioneering | LSVA48-LED835K100L[UNV 347]-P16 [All Emergency Construction Packaging Mounting and Wiring Options] | Indoor Luminaires | High-Bay | High-Bay Luminaires for Commercial and Industrial Buildings | Standard | FALSE | [9 empty] | 42374 |  |  | No |  | 3 | 9857.7 | 111.57 | 88 | 10 | 0.96 | 3500 | 84
PKEPS3XN | Visioneering Corp | Visioneering | LSVA48-LED835K100L[UNV 347]-P69 [All Emergency Construction Packaging Mounting and Wiring Options] | Indoor Luminaires | High-Bay | High-Bay Luminaires for Commercial and Industrial Buildings | Standard | FALSE | [9 empty] | 42374 |  |  | No |  | 3 | 9643.4 | 109.15 | 88 | 10 | 0.96 | 3500 | 84
P7X6QSE1 | Visioneering Corp | Visioneering | CRV96-LED835K100L[UNV 347]-[P69 All Emergency Construction Packaging Mounting and Wiring Options] | Indoor Luminaires | High-Bay | High-Bay Luminaires for Commercial and Industrial Buildings | Standard | FALSE | [9 empty] | 42374 |  |  | No |  | 3 | 9536 | 109 | 88 | 10 | 0.96 | 3500 | 84
PXPYAMYK | Visioneering Corp | Visioneering | LSVA96-LED835K084L[UNV 347]-[All Emergency Construction Packaging Mounting and Wiring Options] | Indoor Luminaires | High-Bay | Low-Bay Luminaires for Commercial and Industrial Buildings | Standard | FALSE | [9 empty] | 42374 |  |  | No |  | 3 | 8074 | 105 | 77 | 10 | 0.96 | 3500 | 84
P356E78X | Visioneering Corp | Visioneering | LSVA48-LED835K084L[UNV 347]-[All Emergency Construction Packaging Mounting and Wiring Options] | Indoor Luminaires | High-Bay | Low-Bay Luminaires for Commercial and Industrial Buildings | Standard | FALSE | [9 empty] | 42374 |  |  | No |  | 3 | 8074 | 105 | 77 | 10 | 0.96 | 3500 | 84
PXV6JUU4 | Visioneering Corp | Visioneering | LSVA96-LED835K084L[UNV 347]-P16 [All Emergency Construction Packaging Mounting and Wiring Options] | Indoor Luminaires | High-Bay | Low-Bay Luminaires for Commercial and Industrial Buildings | Standard | FALSE | [9 empty] | 42374 |  |  | No |  | 3 | 7737 | 101 | 77 | 10 | 0.96 | 3500 | 84
PEBRRGNJ | Visioneering Corp | Visioneering | LSVA48-LED835K084L[UNV 347]-P16 [All Emergency Construction Packaging Mounting and Wiring Options] | Indoor Luminaires | High-Bay | Low-Bay Luminaires for Commercial and Industrial Buildings | Standard | FALSE | [9 empty] | 42374 |  |  | No |  | 3 | 7737 | 101 | 77 | 10 | 0.96 | 3500 | 84
PR52H9FE | Visioneering Corp | Visioneering | LSVA96-LED835K084L[UNV 347]-P69 [All Emergency Construction Packaging Mounting and Wiring Options] | Indoor Luminaires | High-Bay | Low-Bay Luminaires for Commercial and Industrial Buildings | Standard | FALSE | [9 empty] | 42374 |  |  | No |  | 3 | 7527 | 98 | 77 | 10 | 0.96 | 3500 | 84
PP9NUZK6 | Visioneering Corp | Visioneering | LSVA48-LED835K084L[UNV 347]-P69 [All Emergency Construction Packaging Mounting and Wiring Options] | Indoor Luminaires | High-Bay | Low-Bay Luminaires for Commercial and Industrial Buildings | Standard | FALSE | [9 empty] | 42374 |  |  | No |  | 3 | 7527 | 98 | 77 | 10 | 0.96 | 3500 | 84
P8KAE54H | Visioneering Corp | Visioneering | LSVA48-LED835K058L[UNV 347]-[All Emergency Construction Packaging Mounting and Wiring Options] | Indoor Luminaires | High-Bay | Low-Bay Luminaires for Commercial and Industrial Buildings | Standard | FALSE | [9 empty] | 42374 |  |  | No |  | 3 | 5891 | 105 | 48.5 | 10 | 0.96 | 3500 | 84
PMMA9T3H | Visioneering Corp | Visioneering | LSVA48-LED835K058L[UNV 347]-P16 [All Emergency Construction Packaging Mounting and Wiring Options] | Indoor Luminaires | High-Bay | Low-Bay Luminaires for Commercial and Industrial Buildings | Standard | FALSE | [9 empty] | 42374 |  |  | No |  | 3 | 5645 | 101 | 48.5 | 10 | 0.96 | 3500 | 84
PXGKPPMS | Visioneering Corp | Visioneering | LSVA48-LED835K058L[UNV 347]-P69 [All Emergency Construction Packaging Mounting and Wiring Options] | Indoor Luminaires | High-Bay | Low-Bay Luminaires for Commercial and Industrial Buildings | Standard | FALSE | [9 empty] | 42374 |  |  | No |  | 3 | 5492 | 98 | 48.5 | 10 | 0.96 | 3500 | 84
PRWS5W6Z | Visioneering Corp | Visioneering | CRV48-LED835K050L[UNV 347]-[P70 All Emergency Construction Packaging Mounting and Wiring Options] | Indoor Luminaires | High-Bay | Low-Bay Luminaires for Commercial and Industrial Buildings | Standard | FALSE | [9 empty] | 42374 |  |  | No |  | 3 | 5088 | 130 | 39 | 10 | 0.96 | 3500 | 84
PRRKMPDT | Visioneering Corp | Visioneering | CRV48-LED835K050L[UNV 347]-[P84 All Emergency Construction Packaging Mounting and Wiring Options] | Indoor Luminaires | High-Bay | Low-Bay Luminaires for Commercial and Industrial Buildings | Standard | FALSE | [9 empty] | 42374 |  |  | No |  | 3 | 5088 | 130 | 39 | 10 | 0.96 | 3500 | 84
PD8TRRB7 | Visioneering Corp | Visioneering | CRV48-LED835K050L[UNV 347]-[P83 All Emergency Construction Packaging Mounting and Wiring Options] | Indoor Luminaires | High-Bay | Low-Bay Luminaires for Commercial and Industrial Buildings | Standard | FALSE | [9 empty] | 42374 |  |  | No |  | 3 | 5034 | 129 | 39 | 10 | 0.96 | 3500 | 84
PAM2WBYD | Visioneering Corp | Visioneering | CRV48-LED835K050L[UNV 347]-[P67 All Emergency Construction Packaging Mounting and Wiring Options] | Indoor Luminaires | High-Bay | Low-Bay Luminaires for Commercial and Industrial Buildings | Standard | FALSE | [9 empty] | 42374 |  |  | No |  | 3 | 5034 | 129 | 39 | 10 | 0.96 | 3500 | 84
PQBSBKJ4 | Visioneering Corp | Visioneering | CRV48-LED835K050L[UNV 347]-[P69 All Emergency Construction Packaging Mounting and Wiring Options] | Indoor Luminaires | High-Bay | Low-Bay Luminaires for Commercial and Industrial Buildings | Standard | FALSE | [9 empty] | 42374 |  |  | No |  | 3 | 4818 | 124 | 39 | 10 | 0.96 | 3500 | 84
PF8ZHMWS | Go Green LED International | Go Green LED International | GGLI-4RFK-120-PW-H-D | Indoor Retrofit Kit | High-Bay | Retrofit Kits for High-Bay Luminaires for Commercial and Industrial Buildings | Premium | TRUE | 16648 | 143.59 | 115.9 | 11.26 | 0.9304 | 4152 | 74.8 | 5 | 50000 | 42373 |  |  | No |  | 3 | 16648 | 143.59 | 115.9 | 11.26 | 0.9304 | 4000 | 74.8
PR7TCCH2 | Green Ignite | GREEN IGNITE | GI-RKD-D400-DLC | Indoor Retrofit Kit | High-Bay | Retrofit Kits for High-Bay Luminaires for Commercial and Industrial Buildings | Standard | TRUE | 10668 | 108.81 | 98.04 | 10.04 | 0.9081 | 4044 | 72.7 | 5 | 50000 | 42373 |  |  | No |  | 3.1 | 10668 | 108.81 | 98.04 | 10.04 | 0.9081 | 4100 | 72.7
P8HFFRZU | SMART ENERGY SOLUTIONS | SES LED | SES-RK-80WA1(4000K) | Indoor Retrofit Kit | High-Bay | Retrofit Kits for High-Bay Luminaires for Commercial and Industrial Buildings | Standard | TRUE | 9142.5 | 116.17 | 78.7 | 10.64 | 0.906 | 3979 | 73.7 | 5 |  | 42373 |  |  | No |  | 3
P2SZUUX8 | SMART ENERGY SOLUTIONS | SES LED | SES-RK-120WA1(4000K) | Indoor Retrofit Kit | High-Bay | Retrofit Kits for High-Bay Luminaires for Commercial and Industrial Buildings | Standard | TRUE | 13435 | 110.3 | 121.8 | 10.31 | 0.9029 | 3986 | 73.7 | 5 |  | 42373 |  |  | No |  | 3
P3Z892J2 | SMART ENERGY SOLUTIONS | SES LED | SES-RK-120WA1(5700K) | Indoor Retrofit Kit | High-Bay | Retrofit Kits for High-Bay Luminaires for Commercial and Industrial Buildings | Standard | FALSE | [9 empty] | 42373 |  |  | No |  | 3 | 13682 | 111.96 | 122.2 | 10.93 | 0.9069 | 5700 | 69.7
PGX7KDSB | SMART ENERGY SOLUTIONS | SES LED | SES-RK-80WA1(5700K) | Indoor Retrofit Kit | High-Bay | Retrofit Kits for High-Bay Luminaires for Commercial and Industrial Buildings | Standard | FALSE | [9 empty] | 42373 |  |  | No |  | 3 | 9586 | 121.8 | 78.7 | 10.64 | 0.9045 | 5700 | 69.6
P83P3ZZS | SMART ENERGY SOLUTIONS | SES LED | SES-RK-80WA1(5000K) | Indoor Retrofit Kit | High-Bay | Retrofit Kits for High-Bay Luminaires for Commercial and Industrial Buildings | Standard | FALSE | [9 empty] | 42373 |  |  | No |  | 3 | 9438.2 | 120.06 | 78.62 | 10.64 | 0.906 | 5000 | 73.7
P9981RTB | SMART ENERGY SOLUTIONS | SES LED | SES-RK-120WA1(5000K) | Indoor Retrofit Kit | High-Bay | Retrofit Kits for High-Bay Luminaires for Commercial and Industrial Buildings | Standard | FALSE | [9 empty] | 42373 |  |  | No |  | 3 | 13599.7 | 111.47 | 122 | 10.31 | 0.9029 | 5000 | 73.7
PZV3SUEF | SMART ENERGY SOLUTIONS | SES LED | SES-RK-80WA1(4500K) | Indoor Retrofit Kit | High-Bay | Retrofit Kits for High-Bay Luminaires for Commercial and Industrial Buildings | Standard | FALSE | [9 empty] | 42373 |  |  | No |  | 3 | 9290.3 | 118.18 | 78.62 | 10.64 | 0.906 | 4500 | 73.7
PRMDSUZA | SMART ENERGY SOLUTIONS | SES LED | SES-RK-120WA1(4500K) | Indoor Retrofit Kit | High-Bay | Retrofit Kits for High-Bay Luminaires for Commercial and Industrial Buildings | Standard | FALSE | [9 empty] | 42373 |  |  | No |  | 3 | 13517.3 | 110.8 | 122 | 10.31 | 0.9029 | 4500 | 73.7
PWS3P47Z | Go Green LED International | Go Green LED International | GGLI-4RFK-120-CW50-H | Indoor Retrofit Kit | High-Bay | Retrofit Kits for High-Bay Luminaires for Commercial and Industrial Buildings | Premium | FALSE | [9 empty] | 42373 |  |  | No |  | 3 | 16993 | 145.86 | 116.5 | 11.52 | 0.9328 | 5000 | 75.2
PB56T59H | Go Green LED International | Go Green LED International | GGLI-4RFK-120-CW50-H-D | Indoor Retrofit Kit | High-Bay | Retrofit Kits for High-Bay Luminaires for Commercial and Industrial Buildings | Premium | FALSE | [9 empty] | 42373 | Dimmable | Continuous Below 10 | No |  | 3 | 16993 | 145.86 | 116.5 | 11.52 | 0.9328 | 5000 | 75.2
P3G9SREW | Go Green LED International | Go Green LED International | GGLI-4RFK-120-PW45-H | Indoor Retrofit Kit | High-Bay | Retrofit Kits for High-Bay Luminaires for Commercial and Industrial Buildings | Premium | FALSE | [9 empty] | 42373 | Not Dimmable | Not Dimmable | No |  | 3 | 16648 | 143.59 | 115.9 | 11.26 | 0.9304 | 4500 | 74.8
P2R51CJE | Go Green LED International | Go Green LED International | GGLI-4RFK-120-PW45-H-D | Indoor Retrofit Kit | High-Bay | Retrofit Kits for High-Bay Luminaires for Commercial and Industrial Buildings | Premium | FALSE | [9 empty] | 42373 | Dimmable | Continuous Below 10 | No |  | 3 | 16648 | 143.59 | 115.9 | 11.26 | 0.9304 | 4500 | 74.8
PQECT1MX | Go Green LED International | Go Green LED International | GGLI-4RFK-120-PW-H | Indoor Retrofit Kit | High-Bay | Retrofit Kits for High-Bay Luminaires for Commercial and Industrial Buildings | Premium | FALSE | [9 empty] | 42373 |  |  | No |  | 3 | 16648 | 143.59 | 115.9 | 11.26 | 0.9304 | 4000 | 74.8
PBZWBPCH | Green Ignite | GREEN IGNITE | GI-RKD-C400-DLC | Indoor Retrofit Kit | High-Bay | Retrofit Kits for High-Bay Luminaires for Commercial and Industrial Buildings | Standard | FALSE | [9 empty] | 42373 |  |  | No |  | 3.1 | 11078 | 113.24 | 97.83 | 10.23 | 0.9073 | 5700 | 73.3
PDTWWYNU | KRYPTON LIGHTING. LLC |  | KL-SA4-EXT-H-370-5K-CPL | Indoor Luminaires | High-Bay | High-Bay Luminaires for Commercial and Industrial Buildings | Standard | TRUE | 42440 | 109 | 391.2 | 12.2 | 0.941 | 5003 | 83.9 | 5 | 100000 | 42372 | Dimmable | Continuous Below 10 | Yes |  | 4.1 | 43860 | 112.1 | 391.2 | 6.44 | 0.995 | 5003 | 83.9
P16SHWMF | Enpac Industries Inc DBA VM5 Lighting Solutions | VM5 Lighting | MHB-40-150-UNV | Indoor Luminaires | High-Bay | High-Bay Luminaires for Commercial and Industrial Buildings | Premium | TRUE | 16305.5 | 111.84 | 145.8 | 10.7 | 0.965 | 3888 | 75.1 | 5 | 50000 | 42369 | Dimmable | Continuous Below 10 | No |  | 3 | 16000 | 110 | 145 | 10.7 | 0.965 | 4000 | 70
PQ9JNVFT | Enpac Industries Inc DBA VM5 Lighting Solutions | VM5 Lighting | MHB-40-200-347/480 | Indoor Luminaires | High-Bay | High-Bay Luminaires for Commercial and Industrial Buildings | Premium | TRUE | 22600.4 | 108.12 | 209 | 12.3 | 0.964 | 3850 | 74.4 | 5 | 50000 | 42369 |  |  | No |  | 3 | 24000 | 110 | 210 | 12.3 | 0.964 | 4000 | 70
PR73F6P4 | Enpac Industries Inc DBA VM5 Lighting Solutions | VM5 Lighting | MHB-40-200-UNV | Indoor Luminaires | High-Bay | High-Bay Luminaires for Commercial and Industrial Buildings | Premium | TRUE | 23077 | 108.78 | 212.1 | 11.7 | 0.953 | 3845 | 74.2 | 5 | 50000 | 42369 |  |  | No |  | 3 | 24000 | 110 | 210 | 11.7 | 0.953 | 4000 | 70
PZ5DJKZW | Enpac Industries Inc DBA VM5 Lighting Solutions | VM5 Lighting | MHB-40-150-347/480 | Indoor Luminaires | High-Bay | High-Bay Luminaires for Commercial and Industrial Buildings | Premium | TRUE | 16218.5 | 113.95 | 142.3 | 15.9 | 0.952 | 3859 | 74.7 | 5 | 50000 | 42369 |  |  | No |  | 3 | 16000 | 110 | 145 | 2.45 | 0.952 | 4000 | 70
PRGPCGJ1 | Jiangsu Ever-Tie Lighting Co. Ltd | Ever-tie | ETLB9-2FT/4L/DM 4000K | Indoor Luminaires | High-Bay | Low-Bay Luminaires for Commercial and Industrial Buildings | Standard | TRUE | 7230.8 | 106.59 | 67.84 | 4.79 | 0.9418 | 3991 | 82.9 | 5 | 50000 | 42369 |  |  | No |  | 3 | 7230.8 | 106.59 | 67.84 | 20 | 0.997 | 4000 | 82.9
P4ARF7MP | Jiangsu Ever-Tie Lighting Co. Ltd | Ever-tie | ETLB9-2FT/6L/DM 4000K | Indoor Luminaires | High-Bay | High-Bay Luminaires for Commercial and Industrial Buildings | Standard | TRUE | 10370 | 100.56 | 103.1 | 4.98 | 0.9342 | 4009 | 82.9 | 5 | 50000 | 42369 |  |  | No |  | 3 | 10370 | 100.56 | 103.1 | 20 | 0.997 | 4000 | 82.9
PQCMWD9W | Enpac Industries Inc DBA VM5 Lighting Solutions | VM5 Lighting | MHB-40-100-UNV | Indoor Luminaires | High-Bay | High-Bay Luminaires for Commercial and Industrial Buildings | Premium | TRUE | 11900.1 | 108.57 | 109.6 | 13.2 | 0.931 | 3848 | 74.4 | 5 | 50000 | 42369 |  |  | No |  | 3 | 12500 | 108 | 110 | 13.2 | 0.931 | 4000 | 70
PU5927ZH | Enpac Industries Inc DBA VM5 Lighting Solutions | VM5 Lighting | MHB-40-100-347/480 | Indoor Luminaires | High-Bay | High-Bay Luminaires for Commercial and Industrial Buildings | Premium | TRUE | 12174.2 | 107.03 | 113.8 | 19.3 | 0.925 | 3869 | 74.5 | 5 | 50000 | 42369 |  |  | No |  | 3 | 12500 | 110 | 110 | 20.3 | 0.925 | 4000 | 70
P1RTNQHR | A Plus Lighting LLC | A Plus Lighting | AP-RKP-200-01(4000K) | Indoor Retrofit Kit | High-Bay | Retrofit Kits for High-Bay Luminaires for Commercial and Industrial Buildings | Standard | TRUE | 27078 | 129.15 | 210.2 | 9.75 | 0.9209 | 3990 | 83.6 | 5 | 50000 | 42369 |  |  | No |  | 3 | 27078 | 129.15 | 209.7 | 9.75 | 0.9209 | 4000 | 83.6
P1HK43Y3 | A Plus Lighting LLC | A Plus Lighting | AP-RKP-120-01(4000K) | Indoor Retrofit Kit | High-Bay | Retrofit Kits for High-Bay Luminaires for Commercial and Industrial Buildings | Standard | TRUE | 16250 | 124.9 | 130.1 | 12.36 | 0.9102 | 3996 | 83.4 | 5 | 50000 | 42369 |  |  | No |  | 3 | 16250 | 124.9 | 130.1 | 12.36 | 0.9102 | 4000 | 83.4
PXXXX6CM | A Plus Lighting LLC | A Plus Lighting | AP-RKP-120-01(5700K) | Indoor Retrofit Kit | High-Bay | Retrofit Kits for High-Bay Luminaires for Commercial and Industrial Buildings | Standard | FALSE | [9 empty] | 42369 |  |  | No |  | 3 | 16895 | 128.48 | 131.5 | 12.36 | 0.9104 | 5700 | 83.8
PWU9NMWD | A Plus Lighting LLC | A Plus Lighting | AP-RKP-200-01(5700K) | Indoor Retrofit Kit | High-Bay | Retrofit Kits for High-Bay Luminaires for Commercial and Industrial Buildings | Standard | FALSE | [9 empty] | 42369 |  |  | No |  | 3 | 28161 | 131.84 | 213.6 | 9.37 | 0.9203 | 5700 | 83.5
PZJ3DPP7 | A Plus Lighting LLC | A Plus Lighting | AP-RKP-200-01(5000K) | Indoor Retrofit Kit | High-Bay | Retrofit Kits for High-Bay Luminaires for Commercial and Industrial Buildings | Standard | FALSE | [9 empty] | 42369 |  |  | No |  | 3 | 25242 | 119.63 | 211 | 9.57 | 0.9947 | 5000 | 83.6
PWXU7S5S | A Plus Lighting LLC | A Plus Lighting | AP-RKP-120-01(5000K) | Indoor Retrofit Kit | High-Bay | Retrofit Kits for High-Bay Luminaires for Commercial and Industrial Buildings | Standard | FALSE | [9 empty] | 42369 |  |  | No |  | 3 | 16250 | 124.9 | 130.1 | 12.36 | 0.9102 | 5000 | 83.4
PN6186X4 | A Plus Lighting LLC | A Plus Lighting | AP-RKP-200-01(4500K) | Indoor Retrofit Kit | High-Bay | Retrofit Kits for High-Bay Luminaires for Commercial and Industrial Buildings | Standard | FALSE | [9 empty] | 42369 |  |  | No |  | 3 | 25242 | 119.63 | 211 | 9.57 | 0.9947 | 4500 | 83.6
PVG9U4MY | A Plus Lighting LLC | A Plus Lighting | AP-RKP-120-01(4500K) | Indoor Retrofit Kit | High-Bay | Retrofit Kits for High-Bay Luminaires for Commercial and Industrial Buildings | Standard | FALSE | [9 empty] | 42369 |  |  | No |  | 3 | 16250 | 124.9 | 130.1 | 12.36 | 0.9102 | 4500 | 83.4
PHWP37DH | Enpac Industries Inc DBA VM5 Lighting Solutions | VM5 Lighting | MHB-50-100-347/480 | Indoor Luminaires | High-Bay | High-Bay Luminaires for Commercial and Industrial Buildings | Premium | FALSE | [9 empty] | 42369 |  |  | No |  | 3 | 12500 | 110 | 110 | 20.3 | 0.925 | 5000 | 70
PUDPE3XF | Enpac Industries Inc DBA VM5 Lighting Solutions | VM5 Lighting | MHB-50-100-UNV | Indoor Luminaires | High-Bay | High-Bay Luminaires for Commercial and Industrial Buildings | Premium | FALSE | [9 empty] | 42369 |  |  | No |  | 3 | 12500 | 108 | 110 | 13.2 | 0.931 | 5000 | 70
P2KUXPWA | Enpac Industries Inc DBA VM5 Lighting Solutions | VM5 Lighting | MHB-50-200-347/480 | Indoor Luminaires | High-Bay | High-Bay Luminaires for Commercial and Industrial Buildings | Premium | FALSE | [9 empty] | 42369 | Dimmable | Continuous Below 10 | No |  | 3 | 24000 | 110 | 210 | 12.3 | 0.964 | 5000 | 70
PH66FM92 | Enpac Industries Inc DBA VM5 Lighting Solutions | VM5 Lighting | MHB-50-200-UNV | Indoor Luminaires | High-Bay | High-Bay Luminaires for Commercial and Industrial Buildings | Premium | FALSE | [9 empty] | 42369 |  |  | No |  | 3 | 24000 | 110 | 210 | 11.7 | 0.953 | 5000 | 70
P2Q9SUEB | Enpac Industries Inc DBA VM5 Lighting Solutions | VM5 Lighting | MHB-50-150-UNV | Indoor Luminaires | High-Bay | High-Bay Luminaires for Commercial and Industrial Buildings | Premium | FALSE | [9 empty] | 42369 | Dimmable | Continuous Below 10 | No |  | 3 | 16000 | 110 | 145 | 10.7 | 0.965 | 5000 | 70
PZJ8BSHG | Enpac Industries Inc DBA VM5 Lighting Solutions | VM5 Lighting | MHB-50-150-347/480 | Indoor Luminaires | High-Bay | High-Bay Luminaires for Commercial and Industrial Buildings | Premium | FALSE | [9 empty] | 42369 |  |  | No |  | 3 | 16000 | 110 | 145 | 2.45 | 0.952 | 5000 | 70
P49VHY7P | Jiangsu Ever-Tie Lighting Co. Ltd | Ever-tie | ETLB9-2FT/4L/DM 5000K | Indoor Luminaires | High-Bay | Low-Bay Luminaires for Commercial and Industrial Buildings | Standard | FALSE | [9 empty] | 42369 |  |  | No |  | 3 | 7459.86 | 108.92 | 68.49 | 20 | 0.997 | 5000 | 81.7
PVF6R2DG | Jiangsu Ever-Tie Lighting Co. Ltd | Ever-tie | ETLB9-2FT/6L/DM 5000K | Indoor Luminaires | High-Bay | High-Bay Luminaires for Commercial and Industrial Buildings | Standard | FALSE | [9 empty] | 42369 |  |  | No |  | 3 | 10514.2 | 100.84 | 104.27 | 20 | 0.997 | 5000 | 81.4
P31HJE7Y | Coronet Inc. | Coronet LED | HE HBA 4FT LTG2 4000K | Indoor Luminaires | High-Bay | High-Bay Luminaires for Commercial and Industrial Buildings | Standard | TRUE | 19468.6 | 101.44 | 191.92 | 10.93 | 0.935 | 4110 | 83 | 5 | 50000 | 42367 |  |  | NotYetVerified |  | 3 | 19468.59 | 101.441 | 191.92 | 10.93 | 0.996 | 4110 | 82.9
PA5WS169 | Net Zero USA | Net Zero USA | NZ-9080 (4000K) | Indoor Retrofit Kit | High-Bay | Retrofit Kits for High-Bay Luminaires for Commercial and Industrial Buildings | Standard | TRUE | 9240.6 | 115.45 | 80.04 | 10.82 | 0.9305 | 3973 | 73.8 | 5 |  | 42367 |  |  | No |  | 3
PFRKR494 | LEDrock | LEDrock | Jup100W-30MMHH | Indoor Luminaires | High-Bay | High-Bay Luminaires for Commercial and Industrial Buildings | Standard | TRUE | 9132.9 | 98.77 | 92.47 | 14.81 | 0.9288 | 2969 | 83.3 | 5 | 50000 | 42367 |  |  | NotYetVerified |  | 3 | 9132.9 | 98.77 | 92.47 | 14.81 | 0.9288 | 3000 | 83.3
P3MFWMPF | AGC Lighting Co. Ltd | AGC lighting | HB01-100/GT-3000-90 | Indoor Luminaires | High-Bay | High-Bay Luminaires for Commercial and Industrial Buildings | Premium | TRUE | 11448 | 114.96 | 99.58 | 11.71 | 0.928 | 3087 | 74 | 5 | 50000 | 42367 |  |  | No |  | 3.1 | 11483 | 116.45 | 98.61 | 11.71 | 0.928 | 3000 | 74
PN1KSJ5Y | Coronet Inc. | Coronet LED | HE HBA 4FT LTG1 4000K | Indoor Luminaires | High-Bay | High-Bay Luminaires for Commercial and Industrial Buildings | Standard | TRUE | 21731 | 106.34 | 204.4 | 6.89 | 0.921 | 4044 | 83 | 5 | 50000 | 42367 |  |  | NotYetVerified |  | 3 | 21731 | 106.34 | 204.4 | 6.89 | 0.994 | 4044 | 83.2
PZVTQW8B | LEDrock | LEDrock | Jup210W-30MMHH | Indoor Luminaires | High-Bay | High-Bay Luminaires for Commercial and Industrial Buildings | Standard | TRUE | 20366 | 96.72 | 210.6 | 13.66 | 0.9193 | 3009 | 83.7 | 5 | 50000 | 42367 |  |  | NotYetVerified |  | 3 | 20366 | 96.72 | 210.6 | 13.66 | 0.9193 | 3000 | 83.7
P8BFRDMW | LEDrock | LEDrock | Jup150W-30MMHH | Indoor Luminaires | High-Bay | High-Bay Luminaires for Commercial and Industrial Buildings | Standard | TRUE | 15460.3 | 106.04 | 145.8 | 13.58 | 0.9188 | 2994 | 83.9 | 5 | 50000 | 42367 |  |  | NotYetVerified |  | 3 | 15876 | 109.36 | 145.2 | 13.58 | 0.9188 | 3000 | 84.2
P28U3Q1W | LEDrock | LEDrock | Jup100WH-30MMHH | Indoor Luminaires | High-Bay | High-Bay Luminaires for Commercial and Industrial Buildings | Standard | TRUE | 9257.5 | 99.72 | 92.84 | 16.12 | 0.9106 | 2981 | 83.1 | 5 | 50000 | 42367 |  |  | NotYetVerified | 277-480V | 3 | 9257.5 | 99.72 | 92.84 | 16.12 | 0.9106 | 3000 | 83
PTXPZW6S | AGC Lighting Co. Ltd | AGC lighting | HB01-120/GT-3000-90 | Indoor Luminaires | High-Bay | High-Bay Luminaires for Commercial and Industrial Buildings | Premium | TRUE | 14440 | 114.06 | 126.6 | 11.86 | 0.9033 | 3057 | 73.7 | 5 | 50000 | 42367 |  |  | No |  | 3.1 | 14531 | 115.88 | 125.4 | 11.86 | 0.9033 | 3000 | 73.7
PUB9EJKK | LEDrock | LEDrock | Jup150WH-30MMHH | Indoor Luminaires | High-Bay | High-Bay Luminaires for Commercial and Industrial Buildings | Standard | TRUE | 14521 | 102.04 | 142.3 | 16.81 | 0.9026 | 2985 | 83.9 | 5 | 50000 | 42367 |  |  | NotYetVerified | 277-480V | 3 | 15555 | 111.66 | 139.3 | 16.21 | 0.9026 | 3000 | 84.3
PAZGNTKH | Net Zero USA | Net Zero USA | NZ-9080 (5700K) | Indoor Retrofit Kit | High-Bay | Retrofit Kits for High-Bay Luminaires for Commercial and Industrial Buildings | Standard | FALSE | [9 empty] | 42367 |  |  | No |  | 3 | 9592 | 119.81 | 80.06 | 10.63 | 0.9389 | 5700 | 70
PSHT5HAV | Net Zero USA | Net Zero USA | NZ-9080 (5000K) | Indoor Retrofit Kit | High-Bay | Retrofit Kits for High-Bay Luminaires for Commercial and Industrial Buildings | Standard | FALSE | [9 empty] | 42367 |  |  | No |  | 3 | 9474.9 | 118.36 | 80.05 | 10.82 | 0.9305 | 5000 | 73.8
P3MBD277 | Net Zero USA | Net Zero USA | NZ-9080 (4500K) | Indoor Retrofit Kit | High-Bay | Retrofit Kits for High-Bay Luminaires for Commercial and Industrial Buildings | Standard | FALSE | [9 empty] | 42367 |  |  | No |  | 3 | 9357.7 | 116.9 | 80.05 | 10.82 | 0.9305 | 4500 | 73.8
P2BV24QK | AGC Lighting Co. Ltd | AGC lighting | HB01-120/G-5000-90 | Indoor Luminaires | High-Bay | High-Bay Luminaires for Commercial and Industrial Buildings | Premium | FALSE | [9 empty] | 42367 |  |  | No |  | 3.1 | 15184 | 118.81 | 127.8 | 11.6 | 0.9187 | 5000 | 75.7
PV4T3CNX | AGC Lighting Co. Ltd | AGC lighting | HB01-100/G-5000-90 | Indoor Luminaires | High-Bay | High-Bay Luminaires for Commercial and Industrial Buildings | Premium | FALSE | [9 empty] | 42367 |  |  | No |  | 3.1 | 12165 | 122.83 | 99.04 | 11.84 | 0.94 | 5000 | 75
PX7RFTTV | AGC Lighting Co. Ltd | AGC lighting | HB01-150/G-5000-50 | Indoor Luminaires | High-Bay | High-Bay Luminaires for Commercial and Industrial Buildings | Premium | FALSE | [9 empty] | 42367 |  |  | No |  | 3.1 | 19410.875 | 127.5353 | 152.2 | 11.91 | 0.9354 | 5000 | 73.8
PHW2BM7W | AGC Lighting Co. Ltd | AGC lighting | HB01-120/G-5000-50 | Indoor Luminaires | High-Bay | High-Bay Luminaires for Commercial and Industrial Buildings | Premium | FALSE | [9 empty] | 42367 |  |  | No |  | 3.1 | 15354.185 | 122.5394 | 125.3 | 11.66 | 0.9037 | 5000 | 73.8
PNB73FB9 | AGC Lighting Co. Ltd | AGC lighting | HB01-150/G-5000-90 | Indoor Luminaires | High-Bay | High-Bay Luminaires for Commercial and Industrial Buildings | Premium | FALSE | [9 empty] | 42367 |  |  | No |  | 3.1 | 18969.885 | 124.556 | 152.3 | 11.53 | 0.9356 | 5000 | 73.8
P6AHE7CQ | AGC Lighting Co. Ltd | AGC lighting | HB01-100/G-5000-50 | Indoor Luminaires | High-Bay | High-Bay Luminaires for Commercial and Industrial Buildings | Premium | FALSE | [9 empty] | 42367 |  |  | No |  | 3.1 | 12302.403 | 124.7708 | 98.6 | 13.65 | 0.9283 | 5000 | 73.6
P3APK9Q2 | AGC Lighting Co. Ltd | AGC lighting | HB01-100/G-5000-120 | Indoor Luminaires | High-Bay | High-Bay Luminaires for Commercial and Industrial Buildings | Premium | FALSE | [9 empty] | 42367 |  |  | No |  | 3.1 | 12466.548 | 126.4741 | 98.57 | 11.91 | 0.9279 | 5000 | 72.5
PQPAPMNB | AGC Lighting Co. Ltd | AGC lighting | HB01-150/G-5000-120 | Indoor Luminaires | High-Bay | High-Bay Luminaires for Commercial and Industrial Buildings | Premium | FALSE | [9 empty] | 42367 |  |  | No |  | 3.1 | 19844.55 | 130.3847 | 152.2 | 11.39 | 0.9356 | 5000 | 72.4
PCHMS4V5 | AGC Lighting Co. Ltd | AGC lighting | HB01-120/G-5000-120 | Indoor Luminaires | High-Bay | High-Bay Luminaires for Commercial and Industrial Buildings | Premium | FALSE | [9 empty] | 42367 |  |  | No |  | 3.1 | 15175.49 | 121.21 | 125.2 | 11.34 | 0.9047 | 5000 | 72.4
P5JZP33W | AGC Lighting Co. Ltd | AGC lighting | HB01-120/GT-5000-90 | Indoor Luminaires | High-Bay | High-Bay Luminaires for Commercial and Industrial Buildings | Premium | FALSE | [9 empty] | 42367 |  |  | No |  | 3.1 | 15184 | 118.81 | 127.8 | 11.6 | 0.9187 | 5000 | 75.7
P6MCZZ8X | AGC Lighting Co. Ltd | AGC lighting | HB01-100/GT-5000-90 | Indoor Luminaires | High-Bay | High-Bay Luminaires for Commercial and Industrial Buildings | Premium | FALSE | [9 empty] | 42367 |  |  | No |  | 3.1 | 12165 | 122.83 | 99.04 | 11.84 | 0.94 | 5000 | 75
PJB925F9 | AGC Lighting Co. Ltd | AGC lighting | HB01-150/GT-5000-50 | Indoor Luminaires | High-Bay | High-Bay Luminaires for Commercial and Industrial Buildings | Premium | FALSE | [9 empty] | 42367 |  |  | No |  | 3.1 | 19410.875 | 127.5353 | 152.2 | 11.91 | 0.9354 | 5000 | 73.8
PGEVBYJG | AGC Lighting Co. Ltd | AGC lighting | HB01-120/GT-5000-50 | Indoor Luminaires | High-Bay | High-Bay Luminaires for Commercial and Industrial Buildings | Premium | FALSE | [9 empty] | 42367 |  |  | No |  | 3.1 | 15354.185 | 122.5394 | 125.3 | 11.66 | 0.9037 | 5000 | 73.8
P1VKT17P | AGC Lighting Co. Ltd | AGC lighting | HB01-150/GT-5000-90 | Indoor Luminaires | High-Bay | High-Bay Luminaires for Commercial and Industrial Buildings | Premium | FALSE | [9 empty] | 42367 |  |  | No |  | 3.1 | 18969.885 | 124.556 | 152.3 | 11.53 | 0.9356 | 5000 | 73.8
PP6KMHH9 | AGC Lighting Co. Ltd | AGC lighting | HB01-100/GT-5000-50 | Indoor Luminaires | High-Bay | High-Bay Luminaires for Commercial and Industrial Buildings | Premium | FALSE | [9 empty] | 42367 |  |  | No |  | 3.1 | 12302.403 | 124.7708 | 98.6 | 13.65 | 0.9283 | 5000 | 73.6
PYPXKBWJ | AGC Lighting Co. Ltd | AGC lighting | HB01-100/GT-5000-120 | Indoor Luminaires | High-Bay | High-Bay Luminaires for Commercial and Industrial Buildings | Premium | FALSE | [9 empty] | 42367 |  |  | No |  | 3.1 | 12466.548 | 126.4741 | 98.57 | 11.91 | 0.9279 | 5000 | 72.5
PGKK6P1U | AGC Lighting Co. Ltd | AGC lighting | HB01-150/GT-5000-120 | Indoor Luminaires | High-Bay | High-Bay Luminaires for Commercial and Industrial Buildings | Premium | FALSE | [9 empty] | 42367 |  |  | No |  | 3.1 | 19844.55 | 130.3847 | 152.2 | 11.39 | 0.9356 | 5000 | 72.4
PKTMNY26 | AGC Lighting Co. Ltd | AGC lighting | HB01-120/GT-5000-120 | Indoor Luminaires | High-Bay | High-Bay Luminaires for Commercial and Industrial Buildings | Premium | FALSE | [9 empty] | 42367 |  |  | No |  | 3.1 | 15175.49 | 121.21 | 125.2 | 11.34 | 0.9047 | 5000 | 72.4
PTM162Q9 | AGC Lighting Co. Ltd | AGC lighting | HB01-100/G-4000-90 | Indoor Luminaires | High-Bay | High-Bay Luminaires for Commercial and Industrial Buildings | Premium | FALSE | [9 empty] | 42367 |  |  | No |  | 3.1 | 11824 | 119.9067 | 98.61 | 11.71 | 0.928 | 4000 | 74
PPQUSN2A | AGC Lighting Co. Ltd | AGC lighting | HB01-150/G-4000-50 | Indoor Luminaires | High-Bay | High-Bay Luminaires for Commercial and Industrial Buildings | Premium | FALSE | [9 empty] | 42367 |  |  | No |  | 3.1 | 18992.938 | 124.7893 | 152.2 | 11.91 | 0.9354 | 4000 | 73.8
P9458XXA | AGC Lighting Co. Ltd | AGC lighting | HB01-120/G-4000-50 | Indoor Luminaires | High-Bay | High-Bay Luminaires for Commercial and Industrial Buildings | Premium | FALSE | [9 empty] | 42367 |  |  | No |  | 3.1 | 15023.593 | 119.901 | 125.3 | 11.66 | 0.9037 | 4000 | 73.8
PQ41TSYQ | AGC Lighting Co. Ltd | AGC lighting | HB01-150/G-4000-90 | Indoor Luminaires | High-Bay | High-Bay Luminaires for Commercial and Industrial Buildings | Premium | FALSE | [9 empty] | 42367 |  |  | No |  | 3.1 | 18561.443 | 121.8742 | 152.3 | 11.53 | 0.9356 | 4000 | 73.8
P4KXFKGV | AGC Lighting Co. Ltd | AGC lighting | HB01-120/G-4000-90 | Indoor Luminaires | High-Bay | High-Bay Luminaires for Commercial and Industrial Buildings | Premium | FALSE | [9 empty] | 42367 |  |  | No |  | 3.1 | 14857.5 | 118.4809 | 125.4 | 11.86 | 0.9033 | 4000 | 73.7
P1Y6RQQ6 | AGC Lighting Co. Ltd | AGC lighting | HB01-100/G-4000-50 | Indoor Luminaires | High-Bay | High-Bay Luminaires for Commercial and Industrial Buildings | Premium | FALSE | [9 empty] | 42367 |  |  | No |  | 3.1 | 11959.701 | 121.2952 | 98.6 | 12.65 | 0.9283 | 4000 | 73.6
PR3CKP7X | AGC Lighting Co. Ltd | AGC lighting | HB01-100/G-4000-120 | Indoor Luminaires | High-Bay | High-Bay Luminaires for Commercial and Industrial Buildings | Premium | FALSE | [9 empty] | 42367 |  |  | No |  | 3.1 | 12119.274 | 122.9509 | 98.57 | 11.91 | 0.9279 | 4000 | 72.5
PGPZYT5S | AGC Lighting Co. Ltd | AGC lighting | HB01-150/G-4000-120 | Indoor Luminaires | High-Bay | High-Bay Luminaires for Commercial and Industrial Buildings | Premium | FALSE | [9 empty] | 42367 |  |  | No |  | 3.1 | 19417.275 | 127.5774 | 152.2 | 11.39 | 0.9356 | 4000 | 72.4
P94TE9S2 | AGC Lighting Co. Ltd | AGC lighting | HB01-120/G-4000-120 | Indoor Luminaires | High-Bay | High-Bay Luminaires for Commercial and Industrial Buildings | Premium | FALSE | [9 empty] | 42367 |  |  | No |  | 3.1 | 14848.745 | 118.6002 | 125.2 | 11.34 | 0.9047 | 4000 | 72.4
PSU8A6HP | AGC Lighting Co. Ltd | AGC lighting | HB01-100/GT-4000-90 | Indoor Luminaires | High-Bay | High-Bay Luminaires for Commercial and Industrial Buildings | Premium | FALSE | [9 empty] | 42367 |  |  | No |  | 3.1 | 11824 | 119.9067 | 98.61 | 11.71 | 0.928 | 4000 | 74
PWJZASKW | AGC Lighting Co. Ltd | AGC lighting | HB01-150/GT-4000-50 | Indoor Luminaires | High-Bay | High-Bay Luminaires for Commercial and Industrial Buildings | Premium | FALSE | [9 empty] | 42367 |  |  | No |  | 3.1 | 18992.938 | 124.7893 | 152.2 | 11.91 | 0.9354 | 4000 | 73.8
PTYBGWZG | AGC Lighting Co. Ltd | AGC lighting | HB01-120/GT-4000-50 | Indoor Luminaires | High-Bay | High-Bay Luminaires for Commercial and Industrial Buildings | Premium | FALSE | [9 empty] | 42367 |  |  | No |  | 3.1 | 15023.593 | 119.901 | 125.3 | 11.66 | 0.9037 | 4000 | 73.8
PEENDUQ4 | AGC Lighting Co. Ltd | AGC lighting | HB01-150/GT-4000-90 | Indoor Luminaires | High-Bay | High-Bay Luminaires for Commercial and Industrial Buildings | Premium | FALSE | [9 empty] | 42367 |  |  | No |  | 3.1 | 18561.443 | 121.8742 | 152.3 | 11.53 | 0.9356 | 4000 | 73.8
PQ3PRZY4 | AGC Lighting Co. Ltd | AGC lighting | HB01-120/GT-4000-90 | Indoor Luminaires | High-Bay | High-Bay Luminaires for Commercial and Industrial Buildings | Premium | FALSE | [9 empty] | 42367 |  |  | No |  | 3.1 | 14857.5 | 118.4809 | 125.4 | 11.86 | 0.9033 | 4000 | 73.7
PGBMWFXT | AGC Lighting Co. Ltd | AGC lighting | HB01-100/GT-4000-50 | Indoor Luminaires | High-Bay | High-Bay Luminaires for Commercial and Industrial Buildings | Premium | FALSE | [9 empty] | 42367 |  |  | No |  | 3.1 | 11959.701 | 121.2952 | 98.6 | 12.65 | 0.9283 | 4000 | 73.6
PWT923PK | AGC Lighting Co. Ltd | AGC lighting | HB01-100/GT-4000-120 | Indoor Luminaires | High-Bay | High-Bay Luminaires for Commercial and Industrial Buildings | Premium | FALSE | [9 empty] | 42367 |  |  | No |  | 3.1 | 12119.274 | 122.9509 | 98.57 | 11.91 | 0.9279 | 4000 | 72.5
P8A474SN | AGC Lighting Co. Ltd | AGC lighting | HB01-150/GT-4000-120 | Indoor Luminaires | High-Bay | High-Bay Luminaires for Commercial and Industrial Buildings | Premium | FALSE | [9 empty] | 42367 |  |  | No |  | 3.1 | 19417.275 | 127.5774 | 152.2 | 11.39 | 0.9356 | 4000 | 72.4
PD76H4Y8 | AGC Lighting Co. Ltd | AGC lighting | HB01-120/GT-4000-120 | Indoor Luminaires | High-Bay | High-Bay Luminaires for Commercial and Industrial Buildings | Premium | FALSE | [9 empty] | 42367 |  |  | No |  | 3.1 | 14848.745 | 118.6002 | 125.2 | 11.34 | 0.9047 | 4000 | 72.4
P6XDBDGS | AGC Lighting Co. Ltd | AGC lighting | HB01-100/G-3000-90 | Indoor Luminaires | High-Bay | High-Bay Luminaires for Commercial and Industrial Buildings | Premium | FALSE | [9 empty] | 42367 |  |  | No |  | 3.1 | 11483 | 116.45 | 98.61 | 11.71 | 0.928 | 3000 | 74
P9N3XFHF | AGC Lighting Co. Ltd | AGC lighting | HB01-150/G-3000-50 | Indoor Luminaires | High-Bay | High-Bay Luminaires for Commercial and Industrial Buildings | Premium | FALSE | [9 empty] | 42367 |  |  | No |  | 3.1 | 18575 | 122.04 | 152.2 | 11.91 | 0.9354 | 3000 | 73.8
P63FATHD | AGC Lighting Co. Ltd | AGC lighting | HB01-120/G-3000-50 | Indoor Luminaires | High-Bay | High-Bay Luminaires for Commercial and Industrial Buildings | Premium | FALSE | [9 empty] | 42367 |  |  | No |  | 3.1 | 14693 | 117.26 | 125.3 | 11.66 | 0.9037 | 3000 | 73.8
PS3GXUVT | AGC Lighting Co. Ltd | AGC lighting | HB01-150/G-3000-90 | Indoor Luminaires | High-Bay | High-Bay Luminaires for Commercial and Industrial Buildings | Premium | FALSE | [9 empty] | 42367 |  |  | No |  | 3.1 | 18153 | 119.19 | 152.3 | 11.53 | 0.9356 | 3000 | 73.8
PY5QMACZ | AGC Lighting Co. Ltd | AGC lighting | HB01-120/G-3000-90 | Indoor Luminaires | High-Bay | High-Bay Luminaires for Commercial and Industrial Buildings | Premium | FALSE | [9 empty] | 42367 |  |  | No |  | 3.1 | 14531 | 115.88 | 125.4 | 11.86 | 0.9033 | 3000 | 73.7
PH5CX4HB | AGC Lighting Co. Ltd | AGC lighting | HB01-100/G-3000-50 | Indoor Luminaires | High-Bay | High-Bay Luminaires for Commercial and Industrial Buildings | Premium | FALSE | [9 empty] | 42367 |  |  | No |  | 3.1 | 11617 | 117.82 | 98.6 | 11.65 | 0.9283 | 3000 | 73.6
PYCBCBPW | AGC Lighting Co. Ltd | AGC lighting | HB01-100/G-3000-120 | Indoor Luminaires | High-Bay | High-Bay Luminaires for Commercial and Industrial Buildings | Premium | FALSE | [9 empty] | 42367 |  |  | No |  | 3.1 | 11772 | 119.43 | 98.57 | 11.91 | 0.9279 | 3000 | 72.5
PA3XT3NZ | AGC Lighting Co. Ltd | AGC lighting | HB01-150/G-3000-120 | Indoor Luminaires | High-Bay | High-Bay Luminaires for Commercial and Industrial Buildings | Premium | FALSE | [9 empty] | 42367 |  |  | No |  | 3.1 | 18990 | 124.77 | 152.2 | 11.39 | 0.9356 | 3000 | 72.4
PSREDZCB | AGC Lighting Co. Ltd | AGC lighting | HB01-120/G-3000-120 | Indoor Luminaires | High-Bay | High-Bay Luminaires for Commercial and Industrial Buildings | Premium | FALSE | [9 empty] | 42367 |  |  | No |  | 3.1 | 14522 | 115.99 | 125.2 | 11.34 | 0.9047 | 3000 | 72.4
P1E83BH7 | AGC Lighting Co. Ltd | AGC lighting | HB01-150/GT-3000-50 | Indoor Luminaires | High-Bay | High-Bay Luminaires for Commercial and Industrial Buildings | Premium | FALSE | [9 empty] | 42367 |  |  | No |  | 3.1 | 18575 | 122.04 | 152.2 | 11.91 | 0.9354 | 3000 | 73.8
PUN5PHG1 | AGC Lighting Co. Ltd | AGC lighting | HB01-120/GT-3000-50 | Indoor Luminaires | High-Bay | High-Bay Luminaires for Commercial and Industrial Buildings | Premium | FALSE | [9 empty] | 42367 |  |  | No |  | 3.1 | 14693 | 117.26 | 125.3 | 11.66 | 0.9037 | 3000 | 73.8
PDNJD8WX | AGC Lighting Co. Ltd | AGC lighting | HB01-150/GT-3000-90 | Indoor Luminaires | High-Bay | High-Bay Luminaires for Commercial and Industrial Buildings | Premium | FALSE | [9 empty] | 42367 |  |  | No |  | 3.1 | 18153 | 119.19 | 152.3 | 11.53 | 0.9356 | 3000 | 73.8
PTY39BNU | AGC Lighting Co. Ltd | AGC lighting | HB01-100/GT-3000-50 | Indoor Luminaires | High-Bay | High-Bay Luminaires for Commercial and Industrial Buildings | Premium | FALSE | [9 empty] | 42367 |  |  | No |  | 3.1 | 11617 | 117.82 | 98.6 | 11.65 | 0.9283 | 3000 | 73.6
PZ4TJXU1 | AGC Lighting Co. Ltd | AGC lighting | HB01-100/GT-3000-120 | Indoor Luminaires | High-Bay | High-Bay Luminaires for Commercial and Industrial Buildings | Premium | FALSE | [9 empty] | 42367 |  |  | No |  | 3.1 | 11772 | 119.43 | 98.57 | 11.91 | 0.9279 | 3000 | 72.5
P2UDJJEU | AGC Lighting Co. Ltd | AGC lighting | HB01-150/GT-3000-120 | Indoor Luminaires | High-Bay | High-Bay Luminaires for Commercial and Industrial Buildings | Premium | FALSE | [9 empty] | 42367 |  |  | No |  | 3.1 | 18990 | 124.77 | 152.2 | 11.39 | 0.9356 | 3000 | 72.4
P1WKC1S4 | AGC Lighting Co. Ltd | AGC lighting | HB01-120/GT-3000-120 | Indoor Luminaires | High-Bay | High-Bay Luminaires for Commercial and Industrial Buildings | Premium | FALSE | [9 empty] | 42367 |  |  | No |  | 3.1 | 14522 | 115.99 | 125.2 | 11.34 | 0.9047 | 3000 | 72.4
PD119U7U | LEDrock | LEDrock | Jup100WH-50MMHH | Indoor Luminaires | High-Bay | High-Bay Luminaires for Commercial and Industrial Buildings | Standard | FALSE | [9 empty] | 42367 |  |  | NotYetVerified | 277-480V | 3 | 9989 | 106.96 | 93.39 | 15.77 | 0.9029 | 5000 | 83.7
PY1S12YW | LEDrock | LEDrock | Jup150WH-50MMHH | Indoor Luminaires | High-Bay | High-Bay Luminaires for Commercial and Industrial Buildings | Standard | FALSE | [9 empty] | 42367 |  |  | NotYetVerified | 277-480V | 3 | 18492 | 128.12 | 144.3 | 15.59 | 0.9013 | 5000 | 82.4
PEG6N3TT | LEDrock | LEDrock | Jup100W-50MMHH | Indoor Luminaires | High-Bay | High-Bay Luminaires for Commercial and Industrial Buildings | Standard | FALSE | [9 empty] | 42367 |  |  | NotYetVerified |  | 3 | 9954 | 104.34 | 95.39 | 14.14 | 0.9325 | 5000 | 83.9
PST5GAZJ | LEDrock | LEDrock | Jup210W-50MMHH | Indoor Luminaires | High-Bay | High-Bay Luminaires for Commercial and Industrial Buildings | Standard | FALSE | [9 empty] | 42367 |  |  | NotYetVerified |  | 3 | 25045 | 118.7 | 211 | 13.47 | 0.9303 | 5000 | 82.5
P38QSVAF | LEDrock | LEDrock | Jup150W-50MMHH | Indoor Luminaires | High-Bay | High-Bay Luminaires for Commercial and Industrial Buildings | Standard | FALSE | [9 empty] | 42367 |  |  | NotYetVerified |  | 3 | 17371 | 118.9 | 146.1 | 13.39 | 0.9168 | 5000 | 82.5
PDWHY5JB | LEDrock | LEDrock | Jup150WH-40MMHH | Indoor Luminaires | High-Bay | High-Bay Luminaires for Commercial and Industrial Buildings | Standard | FALSE | [9 empty] | 42367 |  |  | NotYetVerified | 277-480V | 3 | 15555 | 111.66 | 139.3 | 16.21 | 0.9026 | 4000 | 84.3
P15X5UJF | LEDrock | LEDrock | Jup100WH-40MMHH | Indoor Luminaires | High-Bay | High-Bay Luminaires for Commercial and Industrial Buildings | Standard | FALSE | [9 empty] | 42367 |  |  | NotYetVerified | 277-480V | 3 | 9257.5 | 99.72 | 92.84 | 16.12 | 0.9106 | 4000 | 83
PZVRKBJV | LEDrock | LEDrock | Jup150W-40MMHH | Indoor Luminaires | High-Bay | High-Bay Luminaires for Commercial and Industrial Buildings | Standard | FALSE | [9 empty] | 42367 |  |  | NotYetVerified |  | 3 | 15876 | 109.36 | 145.2 | 13.58 | 0.9188 | 4000 | 84.2
PVYZ7HS4 | LEDrock | LEDrock | Jup210W-40MMHH | Indoor Luminaires | High-Bay | High-Bay Luminaires for Commercial and Industrial Buildings | Standard | FALSE | [9 empty] | 42367 |  |  | NotYetVerified |  | 3 | 20366 | 96.72 | 210.6 | 13.66 | 0.9193 | 4000 | 83.7
PE47V25M | LEDrock | LEDrock | Jup100W-40MMHH | Indoor Luminaires | High-Bay | High-Bay Luminaires for Commercial and Industrial Buildings | Standard | FALSE | [9 empty] | 42367 |  |  | NotYetVerified |  | 3 | 9132.9 | 98.77 | 92.47 | 14.81 | 0.9288 | 4000 | 83.3
P5CHPM6D | Coronet Inc. | Coronet LED | HE HBA 4FT LTG2 5000K | Indoor Luminaires | High-Bay | High-Bay Luminaires for Commercial and Industrial Buildings | Standard | FALSE | [9 empty] | 42367 |  |  | NotYetVerified |  | 3 | 18641.236 | 102.385 | 182.07 | 10.93 | 0.996 | 5278 | 84.4
PWBP1918 | Coronet Inc. | Coronet LED | HE HBA 4FT LTG1 5000K | Indoor Luminaires | High-Bay | High-Bay Luminaires for Commercial and Industrial Buildings | Standard | FALSE | [9 empty] | 42367 |  |  | NotYetVerified |  | 3 | 22005 | 107.5 | 204.7 | 6.89 | 0.99 | 5132 | 84.1
PTSZGY7U | ATG Electronics Corp. | ATG Electronics Corp. | LBCC60 (5000K) | Indoor Luminaires | High-Bay | Low-Bay Luminaires for Commercial and Industrial Buildings | Standard | FALSE | [9 empty] | 42367 | Dimmable | Continuous Below 10 | No |  | 3 | 6500 | 105 | 60 | 15 | 0.9 | 5000 | 70
P5RZDJF5 | ATG Electronics Corp. | ATG Electronics Corp. | LBCC60 (4000K) | Indoor Luminaires | High-Bay | Low-Bay Luminaires for Commercial and Industrial Buildings | Standard | FALSE | [9 empty] | 42367 | Dimmable | Continuous Below 10 | No |  | 3 | 6500 | 105 | 60 | 15 | 0.9 | 4000 | 70
PY295NZE | LEDLUCKY HOLDINGS COMPANY LTD. | LED LUCKY | FK-RL200-120N-H(2700K) | Indoor Retrofit Kit | High-Bay | Retrofit Kits for High-Bay Luminaires for Commercial and Industrial Buildings | Premium | TRUE | 26102 | 128.41 | 203.3 | 10.26 | 0.9938 | 2703 | 71.2 | 5 | 50000 | 42366 |  |  | No |  | 3.1 | 26102 | 128.41 | 203.3 | 10.26 | 0.9241 | 2700 | 71.2
PN732156 | LEDLUCKY HOLDINGS COMPANY LTD. | LED LUCKY | FK-RL150-120N-H(2700K) | Indoor Retrofit Kit | High-Bay | Retrofit Kits for High-Bay Luminaires for Commercial and Industrial Buildings | Premium | TRUE | 19948 | 134.14 | 148.7 | 13.84 | 0.9264 | 2702 | 71.2 | 5 | 50000 | 42366 |  |  | No |  | 3.1 | 19948 | 134.14 | 148.7 | 13.84 | 0.9264 | 2700 | 71.2
PEPUBG8D | LEDLUCKY HOLDINGS COMPANY LTD. | LED LUCKY | FK-RL200-120N-H(5700K) | Indoor Retrofit Kit | High-Bay | Retrofit Kits for High-Bay Luminaires for Commercial and Industrial Buildings | Premium | FALSE | [9 empty] | 42366 |  |  | No |  | 3.1 | 26990 | 130.89 | 206.2 | 9.57 | 0.9203 | 5700 | 75.5
PX3YYZAM | LEDLUCKY HOLDINGS COMPANY LTD. | LED LUCKY | FK-RL150-120N-H(5700K) | Indoor Retrofit Kit | High-Bay | Retrofit Kits for High-Bay Luminaires for Commercial and Industrial Buildings | Premium | FALSE | [9 empty] | 42366 |  |  | No |  | 3.1 | 20602 | 134.48 | 153.2 | 13.06 | 0.9247 | 5700 | 75.4
PHAU613S | LEDLUCKY HOLDINGS COMPANY LTD. | LED LUCKY | FK-RL150-120N-H(5000K) | Indoor Retrofit Kit | High-Bay | Retrofit Kits for High-Bay Luminaires for Commercial and Industrial Buildings | Premium | FALSE | [9 empty] | 42366 |  |  | No |  | 3.1 | 21737 | 143.57 | 151.4 | 13.27 | 0.933 | 5000 | 73.5
P812EVKH | LEDLUCKY HOLDINGS COMPANY LTD. | LED LUCKY | FK-RL200-120N-H(5000K) | Indoor Retrofit Kit | High-Bay | Retrofit Kits for High-Bay Luminaires for Commercial and Industrial Buildings | Premium | FALSE | [9 empty] | 42366 |  |  | No |  | 3.1 | 28150 | 137.37 | 204.9 | 10.21 | 0.9196 | 5000 | 73.5
P6P5Z3RX | LEDLUCKY HOLDINGS COMPANY LTD. | LED LUCKY | FK-RL150-120N-H(4500K) | Indoor Retrofit Kit | High-Bay | Retrofit Kits for High-Bay Luminaires for Commercial and Industrial Buildings | Premium | FALSE | [9 empty] | 42366 |  |  | No |  | 3.1 | 21379 | 142.48 | 150.05 | 13.84 | 0.9264 | 4500 | 71.2
P9F3MXVY | LEDLUCKY HOLDINGS COMPANY LTD. | LED LUCKY | FK-RL200-120N-H(4500K) | Indoor Retrofit Kit | High-Bay | Retrofit Kits for High-Bay Luminaires for Commercial and Industrial Buildings | Premium | FALSE | [9 empty] | 42366 |  |  | No |  | 3.1 | 27740 | 135.92 | 204.1 | 10.26 | 0.9241 | 4500 | 71.2
PVR42JJX | LEDLUCKY HOLDINGS COMPANY LTD. | LED LUCKY | FK-RL150-120N-H(4000K) | Indoor Retrofit Kit | High-Bay | Retrofit Kits for High-Bay Luminaires for Commercial and Industrial Buildings | Premium | FALSE | [9 empty] | 42366 |  |  | No |  | 3.1 | 21021 | 140.1 | 150.05 | 13.84 | 0.9264 | 4000 | 71.2
P2J7662U | LEDLUCKY HOLDINGS COMPANY LTD. | LED LUCKY | FK-RL200-120N-H(4000K) | Indoor Retrofit Kit | High-Bay | Retrofit Kits for High-Bay Luminaires for Commercial and Industrial Buildings | Premium | FALSE | [9 empty] | 42366 |  |  | No |  | 3.1 | 27331 | 133.91 | 204.1 | 10.26 | 0.9241 | 4000 | 71.2
P48GKP3G | LEDLUCKY HOLDINGS COMPANY LTD. | LED LUCKY | FK-RL150-120N-H(3500K) | Indoor Retrofit Kit | High-Bay | Retrofit Kits for High-Bay Luminaires for Commercial and Industrial Buildings | Premium | FALSE | [9 empty] | 42366 |  |  | No |  | 3.1 | 20664 | 137.71 | 150.05 | 13.84 | 0.9264 | 3500 | 71.2
PEMG9NVT | LEDLUCKY HOLDINGS COMPANY LTD. | LED LUCKY | FK-RL200-120N-H(3500K) | Indoor Retrofit Kit | High-Bay | Retrofit Kits for High-Bay Luminaires for Commercial and Industrial Buildings | Premium | FALSE | [9 empty] | 42366 |  |  | No |  | 3.1 | 26921 | 131.9 | 204.1 | 10.26 | 0.9241 | 3500 | 71.2
PSC9S7WH | LEDLUCKY HOLDINGS COMPANY LTD. | LED LUCKY | FK-RL150-120N-H(3000K) | Indoor Retrofit Kit | High-Bay | Retrofit Kits for High-Bay Luminaires for Commercial and Industrial Buildings | Premium | FALSE | [9 empty] | 42366 |  |  | No |  | 3.1 | 20306 | 135.33 | 150.05 | 13.84 | 0.9264 | 3000 | 71.2
PG91T79S | LEDLUCKY HOLDINGS COMPANY LTD. | LED LUCKY | FK-RL200-120N-H(3000K) | Indoor Retrofit Kit | High-Bay | Retrofit Kits for High-Bay Luminaires for Commercial and Industrial Buildings | Premium | FALSE | [9 empty] | 42366 |  |  | No |  | 3.1 | 26512 | 129.9 | 204.1 | 10.26 | 0.9241 | 3000 | 71.2
PE4GBUBX | Lumax Lighting | Lumax Lighting | EHLED248L5K48-9 | Indoor Luminaires | High-Bay | High-Bay Luminaires for Commercial and Industrial Buildings | Standard | TRUE | 25620 | 116.9 | 219.2 | 10.3 | 0.98 | 5133 | 83.2 | 5 | 60000 | 42361 |  |  | Yes | Updated 1/20/2017 | 3 | 25200 | 115 | 219.2 | 10.3 | 0.98 | 5000 | 80
PQTS583Z | Lumax Lighting | Lumax Lighting | EHLED175L4K48-9 | Indoor Luminaires | High-Bay | High-Bay Luminaires for Commercial and Industrial Buildings | Standard | TRUE | 17710 | 126 | 140.2 | 10.3 | 0.98 | 4071 | 83.4 | 5 | 60000 | 42361 |  |  | Yes | Updated 1/20/2017 | 3 | 17710 | 126 | 140.2 | 10.3 | 0.98 | 4000 | 80
PMRD9GEA | Enpac Industries Inc DBA VM5 Lighting Solutions | VM5 Lighting Solutions | MHB-40-150-UNV | Indoor Luminaires | High-Bay | High-Bay Luminaires for Commercial and Industrial Buildings | Premium | TRUE | 16305.5 | 111.84 | 145.8 | 10.7 | 0.965 | 3888 | 75.1 | 5 | 50000 | 42361 |  |  | No |  | 3 | 16000 | 110 | 145 | 10.7 | 0.965 | 4000 | 70
PW3QQSJ9 | Enpac Industries Inc DBA VM5 Lighting Solutions | VM5 Lighting Solutions | MHB-40-200-347/480 | Indoor Luminaires | High-Bay | High-Bay Luminaires for Commercial and Industrial Buildings | Premium | TRUE | 22600.4 | 108.12 | 209 | 12.3 | 0.964 | 3850 | 74.4 | 5 | 50000 | 42361 |  |  | No |  | 3 | 24000 | 110 | 210 | 12.3 | 0.964 | 4000 | 70
PW3JRJPK | Enpac Industries Inc DBA VM5 Lighting Solutions | VM5 Lighting Solutions | MHB-40-200-UNV | Indoor Luminaires | High-Bay | High-Bay Luminaires for Commercial and Industrial Buildings | Premium | TRUE | 23077 | 108.78 | 212.1 | 11.7 | 0.953 | 3845 | 74.2 | 5 | 50000 | 42361 |  |  | No |  | 3 | 24000 | 110 | 210 | 11.7 | 0.953 | 4000 | 70
P2MAG57A | Enpac Industries Inc DBA VM5 Lighting Solutions | VM5 Lighting Solutions | MHB-40-150-347/480 | Indoor Luminaires | High-Bay | High-Bay Luminaires for Commercial and Industrial Buildings | Premium | TRUE | 16218.5 | 113.95 | 142.3 | 15.9 | 0.952 | 3859 | 74.7 | 5 | 50000 | 42361 | Dimmable | Continuous Below 10 | No |  | 3 | 16000 | 110 | 145 | 2.45 | 0.952 | 4000 | 70
PZXSBY3D | Enpac Industries Inc DBA VM5 Lighting Solutions | VM5 Lighting Solutions | MHB-40-100-UNV | Indoor Luminaires | High-Bay | High-Bay Luminaires for Commercial and Industrial Buildings | Premium | TRUE | 11900.1 | 108.57 | 109.6 | 13.2 | 0.931 | 3848 | 74.4 | 5 | 50000 | 42361 |  |  | No |  | 3 | 12500 | 108 | 110 | 13.2 | 0.931 | 4000 | 70
PU5MB3HU | Enpac Industries Inc DBA VM5 Lighting Solutions | VM5 Lighting Solutions | MHB-40-100-347/480 | Indoor Luminaires | High-Bay | High-Bay Luminaires for Commercial and Industrial Buildings | Premium | TRUE | 12174.2 | 107.03 | 113.8 | 19.3 | 0.925 | 3869 | 74.5 | 5 | 50000 | 42361 |  |  | No |  | 3 | 12500 | 110 | 110 | 20.3 | 0.925 | 4000 | 70
P1AZ2HUZ | Enpac Industries Inc DBA VM5 Lighting Solutions | VM5 Lighting Solutions | MHB-50-100-347/480 | Indoor Luminaires | High-Bay | High-Bay Luminaires for Commercial and Industrial Buildings | Premium | FALSE | [9 empty] | 42361 | Dimmable | Continuous Below 10 | No |  | 3 | 12500 | 110 | 110 | 20.3 | 0.925 | 5000 | 70
PWSAE5K4 | Enpac Industries Inc DBA VM5 Lighting Solutions | VM5 Lighting Solutions | MHB-50-100-UNV | Indoor Luminaires | High-Bay | High-Bay Luminaires for Commercial and Industrial Buildings | Premium | FALSE | [9 empty] | 42361 |  |  | No |  | 3 | 12500 | 108 | 110 | 13.2 | 0.931 | 5000 | 70
PZYVNWZ9 | Enpac Industries Inc DBA VM5 Lighting Solutions | VM5 Lighting Solutions | MHB-50-200-347/480 | Indoor Luminaires | High-Bay | High-Bay Luminaires for Commercial and Industrial Buildings | Premium | FALSE | [9 empty] | 42361 |  |  | No |  | 3 | 24000 | 110 | 210 | 12.3 | 0.964 | 5000 | 70
PB6FXE3K | Enpac Industries Inc DBA VM5 Lighting Solutions | VM5 Lighting Solutions | MHB-50-200-UNV | Indoor Luminaires | High-Bay | High-Bay Luminaires for Commercial and Industrial Buildings | Premium | FALSE | [9 empty] | 42361 | Dimmable | Continuous Below 10 | No |  | 3 | 24000 | 110 | 210 | 11.7 | 0.953 | 5000 | 70
PHJUXN2J | Enpac Industries Inc DBA VM5 Lighting Solutions | VM5 Lighting Solutions | MHB-50-150-UNV | Indoor Luminaires | High-Bay | High-Bay Luminaires for Commercial and Industrial Buildings | Premium | FALSE | [9 empty] | 42361 |  |  | No |  | 3 | 16000 | 110 | 145 | 10.7 | 0.965 | 5000 | 70
PN9DPA88 | Enpac Industries Inc DBA VM5 Lighting Solutions | VM5 Lighting Solutions | MHB-50-150-347/480 | Indoor Luminaires | High-Bay | High-Bay Luminaires for Commercial and Industrial Buildings | Premium | FALSE | [9 empty] | 42361 |  |  | No |  | 3 | 16000 | 110 | 145 | 2.45 | 0.952 | 5000 | 70
PSY733KM | Lumax Lighting | Lumax Lighting | EHLED229L5K48-9 | Indoor Luminaires | High-Bay | High-Bay Luminaires for Commercial and Industrial Buildings | Standard | FALSE | [9 empty] | 42361 |  |  | Yes | Updated 1/20/2017 | 3 | 24120 | 116 | 208.5 | 10.3 | 0.98 | 5000 | 80
PNNKPNEA | Lumax Lighting | Lumax Lighting | EHLED175L5K48-9 | Indoor Luminaires | High-Bay | High-Bay Luminaires for Commercial and Industrial Buildings | Standard | FALSE | [9 empty] | 42361 |  |  | Yes | Updated 1/20/2017 | 3 | 17799 | 126 | 140.9 | 10.3 | 0.98 | 5000 | 80
P6B62J9T | Lumax Lighting | Lumax Lighting | EHLED248L4K48-9 | Indoor Luminaires | High-Bay | High-Bay Luminaires for Commercial and Industrial Buildings | Standard | FALSE | [9 empty] | 42361 |  |  | Yes | Updated 1/20/2017 | 3 | 25075 | 115 | 218 | 10.3 | 0.98 | 4000 | 80
PUK1WHYN | Lumax Lighting | Lumax Lighting | EHLED229L4K48-9 | Indoor Luminaires | High-Bay | High-Bay Luminaires for Commercial and Industrial Buildings | Standard | FALSE | [9 empty] | 42361 |  |  | Yes | Updated 1/20/2017 | 3 | 24000 | 116 | 207.5 | 10.3 | 0.98 | 4000 | 80
PQVA7GX9 | Industrial Lighting Products | Industrial Lighting Products | HB-285WLED-UNIV-30-FRL-SD480-XXXXX | Indoor Luminaires | High-Bay | High-Bay Luminaires for Commercial and Industrial Buildings | Premium | TRUE | 32240 | 107 | 302.1 | 20.3 | 0.975 | 3067 | 80.4 | 5 | 50000 | 42360 |  |  | No |  | 3.1 | 32359 | 113.7 | 284.5 | 14.5 | 0.951 | 3000 | 80
PYY5USTG | Industrial Lighting Products | Industrial Lighting Products | HB-380WLED-UNIV-30-FRL-SD480-XXXXX | Indoor Luminaires | High-Bay | High-Bay Luminaires for Commercial and Industrial Buildings | Premium | TRUE | 44010 | 108 | 407.5 | 18.8 | 0.975 | 3043 | 80.7 | 5 | 50000 | 42360 |  |  | No |  | 3.1 | 44010 | 108 | 407.5 | 18.8 | 0.975 | 3000 | 80
PY6V2HE9 | Glowble Lighting | Glowble Lighting | EF-40-W | Indoor Luminaires | High-Bay | Low-Bay Luminaires for Commercial and Industrial Buildings | Premium | TRUE | 5431 | 119.31 | 45.52 | 10 | 0.97 | 5666 | 70.36 | 5 | 100000 | 42360 |  |  | No |  | 3 | 5431 | 119.31 | 45.52 |  | 0.9973 | 5666 | 70.36
PB3YPVTF | Philips Optimum | Philips Optimum | G16L(P) 4FT 25L UV 835 [OS OS(DIM) OS(FSP DIM)] | Indoor Luminaires | High-Bay | High-Bay Luminaires for Commercial and Industrial Buildings | Standard | TRUE | 23689.4 | 113.56 | 208.6 | 11.8 | 0.968 | 3611 | 81.9 | 5 | 50000 | 42360 |  |  | No |  | 3.1 | 23215 | 107.98 | 215 | 20 | 0.9 | 3500 | 80
P99ZAK7A | Philips Day-Brite | Philips Day-Brite | FBX12LL40-347-W-LFA-(MD360MD360DEMLED55SWI) | Indoor Luminaires | High-Bay | High-Bay Luminaires for Commercial and Industrial Buildings | Standard | FALSE | [9 empty] | 42360 |  |  | No | Product Updated on 3/8/2017 | 4.1 | 10956 | 106.7 | 102.7 | 20 | 0.9 | 4000 | 80
PJNPQBK7 | Philips Optimum | Philips Optimum | G10L(P) 4FT 16L UV 835 [OS OS(DIM) OS(FSP DIM)] | Indoor Luminaires | High-Bay | High-Bay Luminaires for Commercial and Industrial Buildings | Standard | TRUE | 15752.2 | 116.17 | 135.6 | 13.1 | 0.964 | 3571 | 82.38 | 5 | 50000 | 42360 |  |  | No |  | 3.1 | 15437 | 109.48 | 141 | 20 | 0.9 | 3500 | 80
PB5SZSVS | Philips Optimum | Philips Optimum | G10L(P) 4FT 08L UV 835 [OS OS(DIM) OS(FSP DIM)] | Indoor Luminaires | High-Bay | Low-Bay Luminaires for Commercial and Industrial Buildings | Standard | TRUE | 8594.1 | 132.42 | 64.9 | 13.1 | 0.964 | 3529 | 82.49 | 5 | 50000 | 42360 |  |  | No |  | 3.1 | 8422 | 123.85 | 68 | 20 | 0.9 | 3500 | 80
PT78PQZC | Acuity Brands Lighting | Lithonia Lighting | IBH 15000LM L/LENS ND XXXXX OZ10 50K 80CRI | Indoor Luminaires | High-Bay | High-Bay Luminaires for Commercial and Industrial Buildings | Premium | TRUE | 14600 | 107.02 | 136.42 | 8.75 | 0.96 | 5171 | 83.11 | 5 | 50000 | 42360 |  |  | Yes |  | 4.1 | 15061.56 | 108.16 | 139.08 | 17.68 | 0.92 | 5000 | 80
PTMNMWTY | YANKON LIGHTING INC. | Yankon | YGA15A01-200W-830-11 | Indoor Luminaires | High-Bay | High-Bay Luminaires for Commercial and Industrial Buildings | Standard | TRUE | 19789 | 90.61 | 218.4 | 11.07 | 0.9562 | 2933 | 82.9 | 5 | 50000 | 42360 |  |  | No |  | 3.1 | 19789 | 90.61 | 218.4 | 11.07 | 0.9562 | 3000 | 82.9
PC2TQCJ6 | Acuity Brands Lighting | Lithonia Lighting | IBH 36000LM SD080 ND XXXXX OZ10 30K 80CRI | Indoor Luminaires | High-Bay | High-Bay Luminaires for Commercial and Industrial Buildings | Standard | TRUE | 30750 | 87.33 | 352.1 | 9.69 | 0.953 | 3113 | 81.68 | 5 | 100000 | 42360 |  |  | Yes |  | 3 | 31045.87 | 108.16 | 273.2 | 17.68 | 0.92 | 3000 | 80
PGWKAF5J | Acuity Brands Lighting | Lithonia Lighting | IBH 12000LM SD080 ND XXXXX OZ10 30K 80CRI | Indoor Luminaires | High-Bay | High-Bay Luminaires for Commercial and Industrial Buildings | Standard | TRUE | 10680 | 98.93 | 107.96 | 9.69 | 0.953 | 3074 | 81.86 | 5 | 100000 | 42360 |  |  | Yes |  | 3 | 10782.76 | 108.16 | 107.96 | 13.61 | 0.95 | 3000 | 80
PFACY4U2 | Acuity Brands Lighting | Lithonia Lighting | IBH 9000LM SD080 ND XXXXX OZ10 30K 80CRI | Indoor Luminaires | High-Bay | Low-Bay Luminaires for Commercial and Industrial Buildings | Premium | TRUE | 8185 | 107.13 | 76.4 | 9.69 | 0.953 | 3057 | 82.04 | 5 | 100000 | 42360 |  |  | Yes |  | 4.1 | 8263.75 | 108.16 | 76.4 | 13.61 | 0.95 | 3000 | 80
PR6BKSS5F | LSI Industries | INTERIOR | AUK LED HO NW UE XXX | Indoor Retrofit Kit | High-Bay | Retrofit Kits for Low-Bay Luminaires for Commercial and Industrial Buildings | Standard | TRUE | 8803 | 104 | 84.5 | 13.4 | 0.952 | 4128 | 82 | 5 | 60000 | 42360 |  |  | No |  | 3.1 | 8803 | 104 | 84.5 | 6.14 | 0.995 | 4128 | 82
PU8AZJ3E | YANKON LIGHTING INC. | Yankon | YGA15A01-200W-830-21 | Indoor Luminaires | High-Bay | High-Bay Luminaires for Commercial and Industrial Buildings | Standard | TRUE | 18707 | 87.58 | 213.6 | 11.36 | 0.9513 | 2966 | 82.5 | 5 | 50000 | 42360 |  |  | No |  | 3.1 | 18707 | 87.58 | 213.6 | 11.36 | 0.9513 | 3000 | 82.5
PGVM9U5X | AGC Lighting Co. Ltd | AGC lighting | HB01-300/T-3000-90 | Indoor Luminaires | High-Bay | High-Bay Luminaires for Commercial and Industrial Buildings | Premium | TRUE | 38682 | 126.54 | 305.7 | 7.85 | 0.9475 | 3014 | 72.3 | 5 | 50000 | 42360 |  |  | No |  | 3.1 | 38682 | 126.54 | 305.7 | 7.85 | 0.9475 | 3000 | 72.1
PUBSUMDW | AGC Lighting Co. Ltd | AGC lighting | HB01-200/GT-3000-90 | Indoor Luminaires | High-Bay | High-Bay Luminaires for Commercial and Industrial Buildings | Premium | TRUE | 23412 | 118.96 | 196.8 | 11.82 | 0.9468 | 3113 | 73.8 | 5 | 50000 | 42360 |  |  | No |  | 3.1 | 23412 | 118.96 | 196.8 | 11.82 | 0.9468 | 3000 | 73.8
PHMN7CQD | AGC Lighting Co. Ltd | AGC lighting | HB01-200/GT-5000-90 | Indoor Luminaires | High-Bay | High-Bay Luminaires for Commercial and Industrial Buildings | Premium | TRUE | 24670 | 126.45 | 195.1 | 13.51 | 0.9394 | 5179 | 74.9 | 5 | 50000 | 42360 |  |  | No |  | 3.1 | 24670 | 126.45 | 195.1 | 13.51 | 0.9394 | 5000 | 74.9
PFMYU7WA | Damar | Damar | 38703A | Indoor Luminaires | High-Bay | High-Bay Luminaires for Commercial and Industrial Buildings | Standard | TRUE | 22787.77 | 114.864 | 198.39 | 7.28 | 0.9291 | 3906 | 73.9 | 5 | 50000 | 42360 |  |  | No |  | 3 | 22787.77 | 114.864 | 198.39 | 7.28 | 0.995 | 3906 | 73.9
P3S9KZGC5 | DAEDONG CO. LTD. | Daedong | D3HL120-5080P-E2 | Indoor Luminaires | High-Bay | High-Bay Luminaires for Commercial and Industrial Buildings | Premium | TRUE | 17010.02 | 140 | 121.9 | 21 | 0.92 | 5170 | 83 | 5 | 50000 | 42360 |  |  | No |  | 3.1 | 17010.02 | 140 | 121.9 | 15 | 0.99 | 5170 | 83
P82FX2W1 | AGC Lighting Co. Ltd | AGC lighting | HB01-70/T-3000-90 | Indoor Luminaires | High-Bay | Low-Bay Luminaires for Commercial and Industrial Buildings | Premium | TRUE | 7775.4 | 108.27 | 71.81 | 13.76 | 0.9122 | 3068 | 72.7 | 5 | 50000 | 42360 |  |  | No |  | 3.1 | 7880.6 | 108.79 | 72.44 | 13.76 | 0.9122 | 3000 | 72.7
PVE8HQDN | AGC Lighting Co. Ltd | AGC lighting | HB01-50/T-5000-90 | Indoor Luminaires | High-Bay | Low-Bay Luminaires for Commercial and Industrial Buildings | Premium | TRUE | 5981 | 114.21 | 52.37 | 13.66 | 0.9088 | 5213 | 75.6 | 5 | 50000 | 42360 |  |  | No |  | 3.1 | 6024 | 114.72 | 52.51 | 13.53 | 0.907 | 5000 | 75.6
PA83A7TE | AGC Lighting Co. Ltd | AGC lighting | HB01-50/T-3000-90 | Indoor Luminaires | High-Bay | Low-Bay Luminaires for Commercial and Industrial Buildings | Premium | TRUE | 5678.7 | 109.12 | 52.04 | 13.6 | 0.9069 | 3000 | 73.9 | 5 | 50000 | 42360 |  |  | No |  | 3.1 | 5695.3 | 109.97 | 51.79 | 13.6 | 0.9069 | 3000 | 73.9
P4NNDKAF | AGC Lighting Co. Ltd | AGC lighting | HB01-90/T-3000-90 | Indoor Luminaires | High-Bay | High-Bay Luminaires for Commercial and Industrial Buildings | Premium | TRUE | 9962.6 | 106.99 | 93.12 | 13.71 | 0.9043 | 3031 | 72.9 | 5 | 50000 | 42360 |  |  | No |  | 3.1 | 9962.6 | 106.99 | 93.12 | 13.71 | 0.9043 | 3000 | 72.9
PCGUGACAR | LSI Industries | INTERIOR | AUK LED HO NW UE XXX DIM | Indoor Retrofit Kit | High-Bay | Retrofit Kits for Low-Bay Luminaires for Commercial and Industrial Buildings | Standard | FALSE | [9 empty] | 42360 |  |  | No |  | 3.1 | 8803 | 104 | 84.5 | 6.14 | 0.995 | 4128 | 82
PMXKXMFR | AGC Lighting Co. Ltd | AGC lighting | HB01-50-5000-90 | Indoor Luminaires | High-Bay | Low-Bay Luminaires for Commercial and Industrial Buildings | Premium | FALSE | [9 empty] | 42360 |  |  | No |  | 3.1 | 6024 | 114.72 | 52.51 | 13.53 | 0.907 | 5000 | 75.6
P64UT6SS | AGC Lighting Co. Ltd | AGC lighting | HB01-90-5000-90 | Indoor Luminaires | High-Bay | High-Bay Luminaires for Commercial and Industrial Buildings | Premium | FALSE | [9 empty] | 42360 |  |  | No |  | 3.1 | 10387 | 109.66 | 94.72 | 13.38 | 0.9164 | 5000 | 74.9
PAGCC8BV | AGC Lighting Co. Ltd | AGC lighting | HB01-240-5000-90 | Indoor Luminaires | High-Bay | High-Bay Luminaires for Commercial and Industrial Buildings | Premium | FALSE | [9 empty] | 42360 |  |  | No |  | 3.1 | 33801 | 135.86 | 248.8 | 18.62 | 0.9406 | 5000 | 74
PC8UX2PQ | AGC Lighting Co. Ltd | AGC lighting | HB01-240-5000-60 | Indoor Luminaires | High-Bay | High-Bay Luminaires for Commercial and Industrial Buildings | Premium | FALSE | [9 empty] | 42360 |  |  | No |  | 3.1 | 36050 | 146.01 | 246.9 | 18.34 | 0.9256 | 5000 | 74
P99TZPCP | AGC Lighting Co. Ltd | AGC lighting | HB01-240-5000-120 | Indoor Luminaires | High-Bay | High-Bay Luminaires for Commercial and Industrial Buildings | Premium | FALSE | [9 empty] | 42360 |  |  | No |  | 3.1 | 34762 | 141.2 | 246.2 | 18.27 | 0.9093 | 5000 | 74
PRN41XQ4 | AGC Lighting Co. Ltd | AGC lighting | HB01-300-5000-60 | Indoor Luminaires | High-Bay | High-Bay Luminaires for Commercial and Industrial Buildings | Premium | FALSE | [9 empty] | 42360 |  |  | No |  | 3.1 | 44513 | 144.85 | 307.3 | 7.99 | 0.9594 | 5000 | 74
PXKVF157 | AGC Lighting Co. Ltd | AGC lighting | HB01-300-5000-120 | Indoor Luminaires | High-Bay | High-Bay Luminaires for Commercial and Industrial Buildings | Premium | FALSE | [9 empty] | 42360 |  |  | No |  | 3.1 | 42695 | 139.03 | 307.1 | 7.99 | 0.9594 | 5000 | 74
PXTFVZH9 | AGC Lighting Co. Ltd | AGC lighting | HB01-300-5000-90 | Indoor Luminaires | High-Bay | High-Bay Luminaires for Commercial and Industrial Buildings | Premium | FALSE | [9 empty] | 42360 |  |  | No |  | 3.1 | 40108 | 130.86 | 306.5 | 7.99 | 0.9594 | 5000 | 74
P8DCV1VD | AGC Lighting Co. Ltd | AGC lighting | HB01-70-5000-120 | Indoor Luminaires | High-Bay | Low-Bay Luminaires for Commercial and Industrial Buildings | Premium | FALSE | [9 empty] | 42360 |  |  | No |  | 3.1 | 9205 | 127.99 | 72.44 | 13.76 | 0.9122 | 5000 | 72.7
P5U4ZHWK | AGC Lighting Co. Ltd | AGC lighting | HB01-70-5000-90 | Indoor Luminaires | High-Bay | Low-Bay Luminaires for Commercial and Industrial Buildings | Premium | FALSE | [9 empty] | 42360 |  |  | No |  | 3.1 | 8220 | 113.47 | 72.44 | 13.76 | 0.9122 | 5000 | 72.7
P9W1WKXS | AGC Lighting Co. Ltd | AGC lighting | HB01-50-5000-120 | Indoor Luminaires | High-Bay | Low-Bay Luminaires for Commercial and Industrial Buildings | Premium | FALSE | [9 empty] | 42360 |  |  | No |  | 3.1 | 6706 | 129.33 | 51.85 | 13.66 | 0.9088 | 5000 | 72.1
PGGGUHRZ | AGC Lighting Co. Ltd | AGC lighting | HB01-90-5000-120 | Indoor Luminaires | High-Bay | High-Bay Luminaires for Commercial and Industrial Buildings | Premium | FALSE | [9 empty] | 42360 |  |  | No |  | 3.1 | 11440 | 121.7 | 94 | 12.85 | 0.9059 | 5000 | 72.1
P68YVFV4 | AGC Lighting Co. Ltd | AGC lighting | HB01-240/T-5000-90 | Indoor Luminaires | High-Bay | High-Bay Luminaires for Commercial and Industrial Buildings | Premium | FALSE | [9 empty] | 42360 |  |  | No |  | 3.1 | 33801 | 135.86 | 248.8 | 18.62 | 0.9406 | 5000 | 74
PQ1918CG | AGC Lighting Co. Ltd | AGC lighting | HB01-300/GT-5000-60 | Indoor Luminaires | High-Bay | High-Bay Luminaires for Commercial and Industrial Buildings | Premium | FALSE | [9 empty] | 42360 |  |  | No |  | 3.1 | 41880 | 140.16 | 298.8 | 18.34 | 0.9219 | 5000 | 74
PH4FVM4H | AGC Lighting Co. Ltd | AGC lighting | HB01-240/T-5000-60 | Indoor Luminaires | High-Bay | High-Bay Luminaires for Commercial and Industrial Buildings | Premium | FALSE | [9 empty] | 42360 |  |  | No |  | 3.1 | 36050 | 146.01 | 246.9 | 18.34 | 0.9256 | 5000 | 74
P7FNQ9QS | AGC Lighting Co. Ltd | AGC lighting | HB01-300/GT-5000-120 | Indoor Luminaires | High-Bay | High-Bay Luminaires for Commercial and Industrial Buildings | Premium | FALSE | [9 empty] | 42360 |  |  | No |  | 3.1 | 41454 | 138.88 | 298.5 | 18.27 | 0.9219 | 5000 | 74
P2WXF3RS | AGC Lighting Co. Ltd | AGC lighting | HB01-240/T-5000-120 | Indoor Luminaires | High-Bay | High-Bay Luminaires for Commercial and Industrial Buildings | Premium | FALSE | [9 empty] | 42360 |  |  | No |  | 3.1 | 34762 | 141.2 | 246.2 | 18.27 | 0.9093 | 5000 | 74
P1X9FG2D | AGC Lighting Co. Ltd | AGC lighting | HB01-300/GT-5000-90 | Indoor Luminaires | High-Bay | High-Bay Luminaires for Commercial and Industrial Buildings | Premium | FALSE | [9 empty] | 42360 |  |  | No |  | 3.1 | 38725 | 128.78 | 300.7 | 10.72 | 0.9219 | 5000 | 74
PQT7ZN36 | AGC Lighting Co. Ltd | AGC lighting | HB01-300/T-5000-60 | Indoor Luminaires | High-Bay | High-Bay Luminaires for Commercial and Industrial Buildings | Premium | FALSE | [9 empty] | 42360 |  |  | No |  | 3.1 | 44513 | 144.85 | 307.3 | 7.99 | 0.9594 | 5000 | 74
P4DTN1NP | AGC Lighting Co. Ltd | AGC lighting | HB01-300/T-5000-120 | Indoor Luminaires | High-Bay | High-Bay Luminaires for Commercial and Industrial Buildings | Premium | FALSE | [9 empty] | 42360 |  |  | No |  | 3.1 | 42695 | 139.03 | 307.1 | 7.99 | 0.9594 | 5000 | 74
PZRASUGQ | AGC Lighting Co. Ltd | AGC lighting | HB01-300/T-5000-90 | Indoor Luminaires | High-Bay | High-Bay Luminaires for Commercial and Industrial Buildings | Premium | FALSE | [9 empty] | 42360 |  |  | No |  | 3.1 | 40108 | 130.86 | 306.5 | 7.99 | 0.9594 | 5000 | 74
P3C4GHP6 | AGC Lighting Co. Ltd | AGC lighting | HB01-200/GT-5000-50 | Indoor Luminaires | High-Bay | High-Bay Luminaires for Commercial and Industrial Buildings | Premium | FALSE | [9 empty] | 42360 |  |  | No |  | 3.1 | 25557 | 128.3 | 199.2 | 11.37 | 0.9493 | 5000 | 73.4
PR71X61U | AGC Lighting Co. Ltd | AGC lighting | HB01-240/GT-5000-50 | Indoor Luminaires | High-Bay | High-Bay Luminaires for Commercial and Industrial Buildings | Premium | FALSE | [9 empty] | 42360 |  |  | No |  | 3.1 | 33636 | 141.87 | 237.1 | 12.04 | 0.9567 | 5000 | 73.1
PBUABT9V | AGC Lighting Co. Ltd | AGC lighting | HB01-70/T-5000-120 | Indoor Luminaires | High-Bay | Low-Bay Luminaires for Commercial and Industrial Buildings | Premium | FALSE | [9 empty] | 42360 |  |  | No |  | 3.1 | 9205 | 127.99 | 72.44 | 13.76 | 0.9122 | 5000 | 72.7
PY1UEP13 | AGC Lighting Co. Ltd | AGC lighting | HB01-70/T-5000-90 | Indoor Luminaires | High-Bay | Low-Bay Luminaires for Commercial and Industrial Buildings | Premium | FALSE | [9 empty] | 42360 |  |  | No |  | 3.1 | 8220 | 113.47 | 72.44 | 13.76 | 0.9122 | 5000 | 72.7
PJ3ZPK68 | AGC Lighting Co. Ltd | AGC lighting | HB01-240/GT-5000-90 | Indoor Luminaires | High-Bay | High-Bay Luminaires for Commercial and Industrial Buildings | Premium | FALSE | [9 empty] | 42360 |  |  | No |  | 3.1 | 30914 | 132.11 | 234 | 12.37 | 0.9511 | 5000 | 72.6
PCT2XP7E | AGC Lighting Co. Ltd | AGC lighting | HB01-240/GT-5000-120 | Indoor Luminaires | High-Bay | High-Bay Luminaires for Commercial and Industrial Buildings | Premium | FALSE | [9 empty] | 42360 |  |  | No |  | 3.1 | 31707 | 135.16 | 234.6 | 12.09 | 0.9564 | 5000 | 72.6
PF6UMNQQ | AGC Lighting Co. Ltd | AGC lighting | HB01-200/GT-5000-120 | Indoor Luminaires | High-Bay | High-Bay Luminaires for Commercial and Industrial Buildings | Premium | FALSE | [9 empty] | 42360 |  |  | No |  | 3.1 | 25318 | 127.87 | 198 | 11.73 | 0.9475 | 5000 | 72.2
PFMAFRVG | AGC Lighting Co. Ltd | AGC lighting | HB01-50/T-5000-120 | Indoor Luminaires | High-Bay | Low-Bay Luminaires for Commercial and Industrial Buildings | Premium | FALSE | [9 empty] | 42360 |  |  | No |  | 3.1 | 6706 | 129.33 | 51.85 | 13.66 | 0.9088 | 5000 | 72.1
P5PASTMP | AGC Lighting Co. Ltd | AGC lighting | HB01-50-4000-90 | Indoor Luminaires | High-Bay | Low-Bay Luminaires for Commercial and Industrial Buildings | Premium | FALSE | [9 empty] | 42360 |  |  | No |  | 3.1 | 5695.3 | 109.97 | 51.79 | 13.6 | 0.9069 | 4000 | 73.9
P2VSHTHB | AGC Lighting Co. Ltd | AGC lighting | HB01-240-4000-60 | Indoor Luminaires | High-Bay | High-Bay Luminaires for Commercial and Industrial Buildings | Premium | FALSE | [9 empty] | 42360 |  |  | No |  | 3.1 | 35094 | 142.14 | 246.9 | 18.34 | 0.9256 | 4000 | 72.9
PK2WP7YW | AGC Lighting Co. Ltd | AGC lighting | HB01-90-4000-90 | Indoor Luminaires | High-Bay | High-Bay Luminaires for Commercial and Industrial Buildings | Premium | FALSE | [9 empty] | 42360 |  |  | No |  | 3.1 | 9962.6 | 106.99 | 93.12 | 13.71 | 0.9043 | 4000 | 72.9
P74749QP | AGC Lighting Co. Ltd | AGC lighting | HB01-300-4000-60 | Indoor Luminaires | High-Bay | High-Bay Luminaires for Commercial and Industrial Buildings | Premium | FALSE | [9 empty] | 42360 |  |  | No |  | 3.1 | 43719 | 142.27 | 307.3 | 7.85 | 0.948 | 4000 | 72.9
PFTD62G5 | AGC Lighting Co. Ltd | AGC lighting | HB01-70-4000-120 | Indoor Luminaires | High-Bay | Low-Bay Luminaires for Commercial and Industrial Buildings | Premium | FALSE | [9 empty] | 42360 |  |  | No |  | 3.1 | 8889 | 122.72 | 72.44 | 13.76 | 0.9122 | 4000 | 72.7
P3TNWCGU | AGC Lighting Co. Ltd | AGC lighting | HB01-70-4000-90 | Indoor Luminaires | High-Bay | Low-Bay Luminaires for Commercial and Industrial Buildings | Premium | FALSE | [9 empty] | 42360 |  |  | No |  | 3.1 | 7880.6 | 108.79 | 72.44 | 13.76 | 0.9122 | 4000 | 72.7
P5X8UQ4R | AGC Lighting Co. Ltd | AGC lighting | HB01-240-4000-120 | Indoor Luminaires | High-Bay | High-Bay Luminaires for Commercial and Industrial Buildings | Premium | FALSE | [9 empty] | 42360 |  |  | No |  | 3.1 | 33841 | 137.45 | 246.2 | 18.27 | 0.9247 | 4000 | 72.3
PEC91PCU | AGC Lighting Co. Ltd | AGC lighting | HB01-300-4000-120 | Indoor Luminaires | High-Bay | High-Bay Luminaires for Commercial and Industrial Buildings | Premium | FALSE | [9 empty] | 42360 |  |  | No |  | 3.1 | 41934 | 136.55 | 307.1 | 7.85 | 0.9482 | 4000 | 72.3
PXN9XB37 | AGC Lighting Co. Ltd | AGC lighting | HB01-240-4000-90 | Indoor Luminaires | High-Bay | High-Bay Luminaires for Commercial and Industrial Buildings | Premium | FALSE | [9 empty] | 42360 |  |  | No |  | 3.1 | 32904 | 132.95 | 247.5 | 17.93 | 0.9268 | 4000 | 72.1
P9TBSA4A | AGC Lighting Co. Ltd | AGC lighting | HB01-50-4000-120 | Indoor Luminaires | High-Bay | Low-Bay Luminaires for Commercial and Industrial Buildings | Premium | FALSE | [9 empty] | 42360 |  |  | No |  | 3.1 | 6429.5 | 124 | 51.85 | 13.66 | 0.9088 | 4000 | 72.1
PSF2KBHW | AGC Lighting Co. Ltd | AGC lighting | HB01-90-4000-120 | Indoor Luminaires | High-Bay | High-Bay Luminaires for Commercial and Industrial Buildings | Premium | FALSE | [9 empty] | 42360 |  |  | No |  | 3.1 | 10968 | 116.68 | 94 | 12.85 | 0.9059 | 4000 | 72.1
PEE9RTUE | AGC Lighting Co. Ltd | AGC lighting | HB01-300-4000-90 | Indoor Luminaires | High-Bay | High-Bay Luminaires for Commercial and Industrial Buildings | Premium | FALSE | [9 empty] | 42360 |  |  | No |  | 3.1 | 39395 | 128.87 | 305.7 | 7.85 | 0.9475 | 4000 | 72.1
PYKUG7VB | AGC Lighting Co. Ltd | AGC lighting | HB01-50/T-4000-90 | Indoor Luminaires | High-Bay | Low-Bay Luminaires for Commercial and Industrial Buildings | Premium | FALSE | [9 empty] | 42360 |  |  | No |  | 3.1 | 5695.3 | 109.97 | 51.79 | 13.6 | 0.9069 | 4000 | 73.9
PNQ2ADG4 | AGC Lighting Co. Ltd | AGC lighting | HB01-200/GT-4000-90 | Indoor Luminaires | High-Bay | High-Bay Luminaires for Commercial and Industrial Buildings | Premium | FALSE | [9 empty] | 42360 |  |  | No |  | 3.1 | 24041 | 122.16 | 196.8 | 11.82 | 0.9468 | 4000 | 73.8
P47GASRU | AGC Lighting Co. Ltd | AGC lighting | HB01-200/GT-4000-50 | Indoor Luminaires | High-Bay | High-Bay Luminaires for Commercial and Industrial Buildings | Premium | FALSE | [9 empty] | 42360 |  |  | No |  | 3.1 | 24903 | 125.01 | 199.2 | 11.37 | 0.9493 | 4000 | 73.4
PGK669SN | AGC Lighting Co. Ltd | AGC lighting | HB01-240/GT-4000-50 | Indoor Luminaires | High-Bay | High-Bay Luminaires for Commercial and Industrial Buildings | Premium | FALSE | [9 empty] | 42360 |  |  | No |  | 3.1 | 32775 | 138.23 | 237.1 | 12.04 | 0.9567 | 4000 | 73.1
PHT8C555 | AGC Lighting Co. Ltd | AGC lighting | HB01-240/T-4000-60 | Indoor Luminaires | High-Bay | High-Bay Luminaires for Commercial and Industrial Buildings | Premium | FALSE | [9 empty] | 42360 |  |  | No |  | 3.1 | 35094 | 142.14 | 246.9 | 18.34 | 0.9256 | 4000 | 72.9
PM72QN91 | AGC Lighting Co. Ltd | AGC lighting | HB01-300/T-4000-60 | Indoor Luminaires | High-Bay | High-Bay Luminaires for Commercial and Industrial Buildings | Premium | FALSE | [9 empty] | 42360 |  |  | No |  | 3.1 | 43719 | 142.27 | 307.3 | 7.85 | 0.948 | 4000 | 72.9
P69ASTPN | AGC Lighting Co. Ltd | AGC lighting | HB01-70/T-4000-120 | Indoor Luminaires | High-Bay | Low-Bay Luminaires for Commercial and Industrial Buildings | Premium | FALSE | [9 empty] | 42360 |  |  | No |  | 3.1 | 8889 | 122.72 | 72.44 | 13.76 | 0.9122 | 4000 | 72.7
PGPQN9P4 | AGC Lighting Co. Ltd | AGC lighting | HB01-70/T-4000-90 | Indoor Luminaires | High-Bay | Low-Bay Luminaires for Commercial and Industrial Buildings | Premium | FALSE | [9 empty] | 42360 |  |  | No |  | 3.1 | 7880.6 | 108.79 | 72.44 | 13.76 | 0.9122 | 4000 | 72.7
PM73647P | AGC Lighting Co. Ltd | AGC lighting | HB01-240/GT-4000-90 | Indoor Luminaires | High-Bay | High-Bay Luminaires for Commercial and Industrial Buildings | Premium | FALSE | [9 empty] | 42360 |  |  | No |  | 3.1 | 30122 | 128.73 | 234 | 12.37 | 0.9511 | 4000 | 72.6
PD47BTRM | AGC Lighting Co. Ltd | AGC lighting | HB01-240/GT-4000-120 | Indoor Luminaires | High-Bay | High-Bay Luminaires for Commercial and Industrial Buildings | Premium | FALSE | [9 empty] | 42360 |  |  | No |  | 3.1 | 30895 | 131.69 | 234.6 | 12.09 | 0.9564 | 4000 | 72.6
PP6TXHMK | AGC Lighting Co. Ltd | AGC lighting | HB01-240/T-4000-120 | Indoor Luminaires | High-Bay | High-Bay Luminaires for Commercial and Industrial Buildings | Premium | FALSE | [9 empty] | 42360 |  |  | No |  | 3.1 | 33841 | 137.45 | 246.2 | 18.27 | 0.9247 | 4000 | 72.3
P9J5MQCK | AGC Lighting Co. Ltd | AGC lighting | HB01-300/T-4000-120 | Indoor Luminaires | High-Bay | High-Bay Luminaires for Commercial and Industrial Buildings | Premium | FALSE | [9 empty] | 42360 |  |  | No |  | 3.1 | 41934 | 136.55 | 307.1 | 7.85 | 0.9482 | 4000 | 72.3
P54EWYDP | AGC Lighting Co. Ltd | AGC lighting | HB01-200/GT-4000-120 | Indoor Luminaires | High-Bay | High-Bay Luminaires for Commercial and Industrial Buildings | Premium | FALSE | [9 empty] | 42360 |  |  | No |  | 3.1 | 24670 | 124.59 | 198 | 11.73 | 0.9475 | 4000 | 72.2
P6W9F1RN | AGC Lighting Co. Ltd | AGC lighting | HB01-240/T-4000-90 | Indoor Luminaires | High-Bay | High-Bay Luminaires for Commercial and Industrial Buildings | Premium | FALSE | [9 empty] | 42360 |  |  | No |  | 3.1 | 32904 | 132.95 | 247.5 | 17.93 | 0.9268 | 4000 | 72.1
PNWP75K2 | AGC Lighting Co. Ltd | AGC lighting | HB01-50/T-4000-120 | Indoor Luminaires | High-Bay | Low-Bay Luminaires for Commercial and Industrial Buildings | Premium | FALSE | [9 empty] | 42360 |  |  | No |  | 3.1 | 6429.5 | 124 | 51.85 | 13.66 | 0.9088 | 4000 | 72.1
PB851HKK | AGC Lighting Co. Ltd | AGC lighting | HB01-300/T-4000-90 | Indoor Luminaires | High-Bay | High-Bay Luminaires for Commercial and Industrial Buildings | Premium | FALSE | [9 empty] | 42360 |  |  | No |  | 3.1 | 39395 | 128.87 | 305.7 | 7.85 | 0.9475 | 4000 | 72.1
PP9AS3QK | AGC Lighting Co. Ltd | AGC lighting | HB01-300/GT-4000-60 | Indoor Luminaires | High-Bay | High-Bay Luminaires for Commercial and Industrial Buildings | Premium | FALSE | [9 empty] | 42360 |  |  | No |  | 3.1 | 41270 | 138.12 | 298.8 | 18.34 | 0.9318 | 4000 | 72
P52RGFAE | AGC Lighting Co. Ltd | AGC lighting | HB01-300/GT-4000-120 | Indoor Luminaires | High-Bay | High-Bay Luminaires for Commercial and Industrial Buildings | Premium | FALSE | [9 empty] | 42360 |  |  | No |  | 3.1 | 40851 | 136.85 | 298.5 | 18.27 | 0.9318 | 4000 | 72
P681QFQF | AGC Lighting Co. Ltd | AGC lighting | HB01-300/GT-4000-90 | Indoor Luminaires | High-Bay | High-Bay Luminaires for Commercial and Industrial Buildings | Premium | FALSE | [9 empty] | 42360 |  |  | No |  | 3.1 | 38161 | 127.8 | 298.6 | 10.62 | 0.9318 | 4000 | 72
PVQ7XT97 | AGC Lighting Co. Ltd | AGC lighting | HB01-50-3000-90 | Indoor Luminaires | High-Bay | Low-Bay Luminaires for Commercial and Industrial Buildings | Premium | FALSE | [9 empty] | 42360 |  |  | No |  | 3.1 | 5695.3 | 109.97 | 51.79 | 13.6 | 0.9069 | 3000 | 73.9
PJAUZXQ5 | AGC Lighting Co. Ltd | AGC lighting | HB01-240-3000-60 | Indoor Luminaires | High-Bay | High-Bay Luminaires for Commercial and Industrial Buildings | Premium | FALSE | [9 empty] | 42360 |  |  | No |  | 3.1 | 34138 | 138.27 | 246.9 | 18.34 | 0.9256 | 3000 | 72.9
P2AB4YRF | AGC Lighting Co. Ltd | AGC lighting | HB01-90-3000-90 | Indoor Luminaires | High-Bay | High-Bay Luminaires for Commercial and Industrial Buildings | Premium | FALSE | [9 empty] | 42360 |  |  | No |  | 3.1 | 9962.6 | 106.99 | 93.12 | 13.71 | 0.9043 | 3000 | 72.9
P35K11EC | AGC Lighting Co. Ltd | AGC lighting | HB01-300-3000-60 | Indoor Luminaires | High-Bay | High-Bay Luminaires for Commercial and Industrial Buildings | Premium | FALSE | [9 empty] | 42360 |  |  | No |  | 3.1 | 42925 | 139.68 | 307.3 | 7.85 | 0.948 | 3000 | 72.9
PQQ6S9SW | AGC Lighting Co. Ltd | AGC lighting | HB01-70-3000-120 | Indoor Luminaires | High-Bay | Low-Bay Luminaires for Commercial and Industrial Buildings | Premium | FALSE | [9 empty] | 42360 |  |  | No |  | 3.1 | 8889 | 122.72 | 72.44 | 13.76 | 0.9122 | 3000 | 72.7
PV2C1AYK | AGC Lighting Co. Ltd | AGC lighting | HB01-70-3000-90 | Indoor Luminaires | High-Bay | Low-Bay Luminaires for Commercial and Industrial Buildings | Premium | FALSE | [9 empty] | 42360 |  |  | No |  | 3.1 | 7880.6 | 108.79 | 72.44 | 13.76 | 0.9122 | 3000 | 72.7
P8S4MX4F | AGC Lighting Co. Ltd | AGC lighting | HB01-240-3000-120 | Indoor Luminaires | High-Bay | High-Bay Luminaires for Commercial and Industrial Buildings | Premium | FALSE | [9 empty] | 42360 |  |  | No |  | 3.1 | 32919 | 133.71 | 246.2 | 18.27 | 0.9247 | 3000 | 72.3
PD5VPUM9 | AGC Lighting Co. Ltd | AGC lighting | HB01-300-3000-120 | Indoor Luminaires | High-Bay | High-Bay Luminaires for Commercial and Industrial Buildings | Premium | FALSE | [9 empty] | 42360 |  |  | No |  | 3.1 | 41172 | 134.07 | 307.1 | 7.85 | 0.9482 | 3000 | 72.3
PW5C6QAZ | AGC Lighting Co. Ltd | AGC lighting | HB01-240-3000-90 | Indoor Luminaires | High-Bay | High-Bay Luminaires for Commercial and Industrial Buildings | Premium | FALSE | [9 empty] | 42360 |  |  | No |  | 3.1 | 32007 | 129.32 | 247.5 | 17.93 | 0.9268 | 3000 | 72.1
P29GRZPT | AGC Lighting Co. Ltd | AGC lighting | HB01-50-3000-120 | Indoor Luminaires | High-Bay | Low-Bay Luminaires for Commercial and Industrial Buildings | Premium | FALSE | [9 empty] | 42360 |  |  | No |  | 3.1 | 6429.5 | 124 | 51.85 | 13.66 | 0.9088 | 3000 | 72.1
PPEDFDJV | AGC Lighting Co. Ltd | AGC lighting | HB01-90-3000-120 | Indoor Luminaires | High-Bay | High-Bay Luminaires for Commercial and Industrial Buildings | Premium | FALSE | [9 empty] | 42360 |  |  | No |  | 3.1 | 10968 | 116.68 | 94 | 12.85 | 0.9059 | 3000 | 72.1
PSF3C4T5 | AGC Lighting Co. Ltd | AGC lighting | HB01-300-3000-90 | Indoor Luminaires | High-Bay | High-Bay Luminaires for Commercial and Industrial Buildings | Premium | FALSE | [9 empty] | 42360 |  |  | No |  | 3.1 | 38682 | 126.54 | 305.7 | 7.85 | 0.9475 | 3000 | 72.1
PF6WAA1G | AGC Lighting Co. Ltd | AGC lighting | HB01-200/GT-3000-50 | Indoor Luminaires | High-Bay | High-Bay Luminaires for Commercial and Industrial Buildings | Premium | FALSE | [9 empty] | 42360 |  |  | No |  | 3.1 | 24248 | 121.73 | 199.2 | 11.37 | 0.9493 | 3000 | 73.4
PCCP4NFX | AGC Lighting Co. Ltd | AGC lighting | HB01-240/GT-3000-50 | Indoor Luminaires | High-Bay | High-Bay Luminaires for Commercial and Industrial Buildings | Premium | FALSE | [9 empty] | 42360 |  |  | No |  | 3.1 | 31913 | 134.6 | 237.1 | 12.04 | 0.9567 | 3000 | 73.1
PU2EM3HK | AGC Lighting Co. Ltd | AGC lighting | HB01-240/T-3000-60 | Indoor Luminaires | High-Bay | High-Bay Luminaires for Commercial and Industrial Buildings | Premium | FALSE | [9 empty] | 42360 |  |  | No |  | 3.1 | 34138 | 138.27 | 246.9 | 18.34 | 0.9256 | 3000 | 72.9
PCZQHD5Q | AGC Lighting Co. Ltd | AGC lighting | HB01-300/T-3000-60 | Indoor Luminaires | High-Bay | High-Bay Luminaires for Commercial and Industrial Buildings | Premium | FALSE | [9 empty] | 42360 |  |  | No |  | 3.1 | 42925 | 139.68 | 307.3 | 7.85 | 0.948 | 3000 | 72.9
PR1G3VQ6 | AGC Lighting Co. Ltd | AGC lighting | HB01-70/T-3000-120 | Indoor Luminaires | High-Bay | Low-Bay Luminaires for Commercial and Industrial Buildings | Premium | FALSE | [9 empty] | 42360 |  |  | No |  | 3.1 | 8889 | 122.72 | 72.44 | 13.76 | 0.9122 | 3000 | 72.7
PPE7V9VV | AGC Lighting Co. Ltd | AGC lighting | HB01-240/GT-3000-90 | Indoor Luminaires | High-Bay | High-Bay Luminaires for Commercial and Industrial Buildings | Premium | FALSE | [9 empty] | 42360 |  |  | No |  | 3.1 | 29330 | 125.34 | 234 | 12.37 | 0.9511 | 3000 | 72.6
P7M14F96 | AGC Lighting Co. Ltd | AGC lighting | HB01-240/GT-3000-120 | Indoor Luminaires | High-Bay | High-Bay Luminaires for Commercial and Industrial Buildings | Premium | FALSE | [9 empty] | 42360 |  |  | No |  | 3.1 | 30083 | 128.23 | 234.6 | 12.09 | 0.9564 | 3000 | 72.6
P4AVF7B2 | AGC Lighting Co. Ltd | AGC lighting | HB01-240/T-3000-120 | Indoor Luminaires | High-Bay | High-Bay Luminaires for Commercial and Industrial Buildings | Premium | FALSE | [9 empty] | 42360 |  |  | No |  | 3.1 | 32919 | 133.71 | 246.2 | 18.27 | 0.9247 | 3000 | 72.3
PHGAEVQG | AGC Lighting Co. Ltd | AGC lighting | HB01-300/T-3000-120 | Indoor Luminaires | High-Bay | High-Bay Luminaires for Commercial and Industrial Buildings | Premium | FALSE | [9 empty] | 42360 |  |  | No |  | 3.1 | 41172 | 134.07 | 307.1 | 7.85 | 0.9482 | 3000 | 72.3
P2W4MXRK | AGC Lighting Co. Ltd | AGC lighting | HB01-200/GT-3000-120 | Indoor Luminaires | High-Bay | High-Bay Luminaires for Commercial and Industrial Buildings | Premium | FALSE | [9 empty] | 42360 |  |  | No |  | 3.1 | 24021 | 121.32 | 198 | 11.73 | 0.9475 | 3000 | 72.2
PSD7CAMU | AGC Lighting Co. Ltd | AGC lighting | HB01-240/T-3000-90 | Indoor Luminaires | High-Bay | High-Bay Luminaires for Commercial and Industrial Buildings | Premium | FALSE | [9 empty] | 42360 |  |  | No |  | 3.1 | 32007 | 129.32 | 247.5 | 17.93 | 0.9268 | 3000 | 72.1
PVQTNDJV | AGC Lighting Co. Ltd | AGC lighting | HB01-50/T-3000-120 | Indoor Luminaires | High-Bay | Low-Bay Luminaires for Commercial and Industrial Buildings | Premium | FALSE | [9 empty] | 42360 |  |  | No |  | 3.1 | 6429.5 | 124 | 51.85 | 13.66 | 0.9088 | 3000 | 72.1
PNGHAGZW | AGC Lighting Co. Ltd | AGC lighting | HB01-90/T-3000-120 | Indoor Luminaires | High-Bay | High-Bay Luminaires for Commercial and Industrial Buildings | Premium | FALSE | [9 empty] | 42360 |  |  | No |  | 3.1 | 10968 | 116.68 | 94 | 12.85 | 0.9059 | 3000 | 72.1
PR94SABP | AGC Lighting Co. Ltd | AGC lighting | HB01-300/GT-3000-60 | Indoor Luminaires | High-Bay | High-Bay Luminaires for Commercial and Industrial Buildings | Premium | FALSE | [9 empty] | 42360 |  |  | No |  | 3.1 | 40660 | 136.08 | 298.8 | 18.34 | 0.9318 | 3000 | 72
P6GWMBFM | AGC Lighting Co. Ltd | AGC lighting | HB01-300/GT-3000-120 | Indoor Luminaires | High-Bay | High-Bay Luminaires for Commercial and Industrial Buildings | Premium | FALSE | [9 empty] | 42360 |  |  | No |  | 3.1 | 40247 | 134.83 | 298.5 | 18.27 | 0.9318 | 3000 | 72
PW6A5RB3 | AGC Lighting Co. Ltd | AGC lighting | HB01-300/GT-3000-90 | Indoor Luminaires | High-Bay | High-Bay Luminaires for Commercial and Industrial Buildings | Premium | FALSE | [9 empty] | 42360 |  |  | No |  | 3.1 | 37596 | 125.91 | 298.6 | 10.62 | 0.9318 | 3000 | 72
P6Q4KE8U | Philips Day-Brite | Philips Day-Brite | FBX24LL50-347-A-(MD360MD360DEMLED55SWI) | Indoor Luminaires | High-Bay | High-Bay Luminaires for Commercial and Industrial Buildings | Standard | FALSE | [9 empty] | 42360 |  |  | No | Product Updated on 3/8/2017 | 4.1 | 24400 | 124.5 | 196 | 20 | 0.9 | 5000 | 80
P58YMJNP | Philips Day-Brite | Philips Day-Brite | FBX24LL50-347-A-LCA-(MD360MD360DEMLED55SWI) | Indoor Luminaires | High-Bay | High-Bay Luminaires for Commercial and Industrial Buildings | Standard | FALSE | [9 empty] | 42360 |  |  | No | Product Updated on 3/8/2017 | 4.1 | 23484 | 119.8 | 196 | 20 | 0.9 | 5000 | 80
PTDHF9GR | Philips Day-Brite | Philips Day-Brite | FBX24LL50-347-M-(MD360MD360DEMLED55SWI) | Indoor Luminaires | High-Bay | High-Bay Luminaires for Commercial and Industrial Buildings | Standard | FALSE | [9 empty] | 42360 |  |  | No | Product Updated on 3/8/2017 | 4.1 | 25166 | 128.4 | 196 | 20 | 0.9 | 5000 | 80
P2PM55DM | Philips Day-Brite | Philips Day-Brite | FBX24LL50-347-N-(MD360MD360DEMLED55SWI) | Indoor Luminaires | High-Bay | High-Bay Luminaires for Commercial and Industrial Buildings | Standard | FALSE | [9 empty] | 42360 |  |  | No | Product Updated on 3/8/2017 | 4.1 | 25137 | 128.2 | 196 | 20 | 0.9 | 5000 | 80
PFNQMYQY | Philips Day-Brite | Philips Day-Brite | FBX20LL50-347-A-(MD360MD360DEMLED55SWI) | Indoor Luminaires | High-Bay | High-Bay Luminaires for Commercial and Industrial Buildings | Standard | FALSE | [9 empty] | 42360 |  |  | No | Product Updated on 3/8/2017 | 4.1 | 20510 | 129 | 159 | 20 | 0.9 | 5000 | 80
P2XYK5HE | Philips Day-Brite | Philips Day-Brite | FBX24LL50-347-W-(MD360MD360DEMLED55SWI) | Indoor Luminaires | High-Bay | High-Bay Luminaires for Commercial and Industrial Buildings | Standard | FALSE | [9 empty] | 42360 |  |  | No | Product Updated on 3/8/2017 | 4.1 | 24800 | 126.5 | 196 | 20 | 0.9 | 5000 | 80
PQE17NR9 | Philips Day-Brite | Philips Day-Brite | FBX24LL50-347-_-(MD360MD360DEMLED55SWI) | Indoor Luminaires | High-Bay | High-Bay Luminaires for Commercial and Industrial Buildings | Standard | FALSE | [9 empty] | 42360 |  |  | No | Product Updated on 3/8/2017 | 4.1 | 24349 | 124.2 | 196 | 20 | 0.9 | 5000 | 80
PYXR8KDQ | Philips Day-Brite | Philips Day-Brite | FBX24LL50-347-A-LPA-(MD360MD360DEMLED55SWI) | Indoor Luminaires | High-Bay | High-Bay Luminaires for Commercial and Industrial Buildings | Standard | FALSE | [9 empty] | 42360 |  |  | No | Product Updated on 3/8/2017 | 4.1 | 22765 | 116.1 | 196 | 20 | 0.9 | 5000 | 80
P7Z644YN | Philips Day-Brite | Philips Day-Brite | FBX24LL50-347-M-LCA-(MD360MD360DEMLED55SWI) | Indoor Luminaires | High-Bay | High-Bay Luminaires for Commercial and Industrial Buildings | Standard | FALSE | [9 empty] | 42360 |  |  | No | Product Updated on 3/8/2017 | 4.1 | 24369 | 124.3 | 196 | 20 | 0.9 | 5000 | 80
P5QEKE7M | Philips Day-Brite | Philips Day-Brite | FBX24LL50-347-N-LCA-(MD360MD360DEMLED55SWI) | Indoor Luminaires | High-Bay | High-Bay Luminaires for Commercial and Industrial Buildings | Standard | FALSE | [9 empty] | 42360 |  |  | No | Product Updated on 3/8/2017 | 4.1 | 24329 | 124.1 | 196 | 20 | 0.9 | 5000 | 80
PNMUF93G | Philips Day-Brite | Philips Day-Brite | FBX24LL50-347-_-LCA-(MD360MD360DEMLED55SWI) | Indoor Luminaires | High-Bay | High-Bay Luminaires for Commercial and Industrial Buildings | Standard | FALSE | [9 empty] | 42360 |  |  | No | Product Updated on 3/8/2017 | 4.1 | 23402 | 119.4 | 196 | 20 | 0.9 | 5000 | 80
PMU88UBC | Philips Day-Brite | Philips Day-Brite | FBX24LL50-347-W-LCA-(MD360MD360DEMLED55SWI) | Indoor Luminaires | High-Bay | High-Bay Luminaires for Commercial and Industrial Buildings | Standard | FALSE | [9 empty] | 42360 |  |  | No | Product Updated on 3/8/2017 | 4.1 | 23830 | 121.6 | 196 | 20 | 0.9 | 5000 | 80
PB6MYGUC | Philips Day-Brite | Philips Day-Brite | FBX20LL50-347-A-LCA-(MD360MD360DEMLED55SWI) | Indoor Luminaires | High-Bay | High-Bay Luminaires for Commercial and Industrial Buildings | Standard | FALSE | [9 empty] | 42360 |  |  | No | Product Updated on 3/8/2017 | 4.1 | 19755 | 124.2 | 159 | 20 | 0.9 | 5000 | 80
P5H533ZB | Philips Day-Brite | Philips Day-Brite | FBX24LL50-347-N-LPA-(MD360MD360DEMLED55SWI) | Indoor Luminaires | High-Bay | High-Bay Luminaires for Commercial and Industrial Buildings | Standard | FALSE | [9 empty] | 42360 |  |  | No | Product Updated on 3/8/2017 | 4.1 | 23453 | 119.7 | 196 | 20 | 0.9 | 5000 | 80
PSMWSYNH | Philips Day-Brite | Philips Day-Brite | FBX24LL50-347-M-LPA-(MD360MD360DEMLED55SWI) | Indoor Luminaires | High-Bay | High-Bay Luminaires for Commercial and Industrial Buildings | Standard | FALSE | [9 empty] | 42360 |  |  | No | Product Updated on 3/8/2017 | 4.1 | 23480 | 119.8 | 196 | 20 | 0.9 | 5000 | 80
P9WXYGR2 | Philips Day-Brite | Philips Day-Brite | FBX24LL50-347-_-LPA-(MD360MD360DEMLED55SWI) | Indoor Luminaires | High-Bay | High-Bay Luminaires for Commercial and Industrial Buildings | Standard | FALSE | [9 empty] | 42360 |  |  | No | Product Updated on 3/8/2017 | 4.1 | 22718 | 115.9 | 196 | 20 | 0.9 | 5000 | 80
P7NWUNS7 | Philips Day-Brite | Philips Day-Brite | FBX24LL50-347-W-LPA-(MD360MD360DEMLED55SWI) | Indoor Luminaires | High-Bay | High-Bay Luminaires for Commercial and Industrial Buildings | Standard | FALSE | [9 empty] | 42360 |  |  | Yes | Product Updated on 3/8/2017 | 4.1 | 23138 | 118.1 | 196 | 20 | 0.9 | 5000 | 80
P6BBNRMF | Philips Day-Brite | Philips Day-Brite | FBX20LL50-347-M-(MD360MD360DEMLED55SWI) | Indoor Luminaires | High-Bay | High-Bay Luminaires for Commercial and Industrial Buildings | Standard | FALSE | [9 empty] | 42360 |  |  | No | Product Updated on 3/8/2017 | 4.1 | 20735 | 130.4 | 159 | 20 | 0.9 | 5000 | 80
PZ4HR9SG | Philips Day-Brite | Philips Day-Brite | FBX20LL50-347-_-(MD360MD360DEMLED55SWI) | Indoor Luminaires | High-Bay | High-Bay Luminaires for Commercial and Industrial Buildings | Standard | FALSE | [9 empty] | 42360 |  |  | No | Product Updated on 3/8/2017 | 4.1 | 19824 | 124.7 | 159 | 20 | 0.9 | 5000 | 80
PKNFC5HF | Philips Day-Brite | Philips Day-Brite | FBX20LL50-347-N-(MD360MD360DEMLED55SWI) | Indoor Luminaires | High-Bay | High-Bay Luminaires for Commercial and Industrial Buildings | Standard | FALSE | [9 empty] | 42360 |  |  | No | Product Updated on 3/8/2017 | 4.1 | 20741 | 130.4 | 159 | 20 | 0.9 | 5000 | 80
PKBCFWVR | Philips Day-Brite | Philips Day-Brite | FBX20LL50-347-A-LPA-(MD360MD360DEMLED55SWI) | Indoor Luminaires | High-Bay | High-Bay Luminaires for Commercial and Industrial Buildings | Standard | FALSE | [9 empty] | 42360 |  |  | No | Product Updated on 3/8/2017 | 4.1 | 19136 | 120.4 | 159 | 20 | 0.9 | 5000 | 80
P4QE26KA | Philips Day-Brite | Philips Day-Brite | FBX20LL50-347-W-(MD360MD360DEMLED55SWI) | Indoor Luminaires | High-Bay | High-Bay Luminaires for Commercial and Industrial Buildings | Standard | FALSE | [9 empty] | 42360 |  |  | No | Product Updated on 3/8/2017 | 4.1 | 20253 | 127.4 | 159 | 20 | 0.9 | 5000 | 80
PKNSJEPA | Philips Day-Brite | Philips Day-Brite | FBX20LL50-347-M-LCA-(MD360MD360DEMLED55SWI) | Indoor Luminaires | High-Bay | High-Bay Luminaires for Commercial and Industrial Buildings | Standard | FALSE | [9 empty] | 42360 |  |  | No | Product Updated on 3/8/2017 | 4.1 | 20104 | 126.4 | 159 | 20 | 0.9 | 5000 | 80
P5JK2G67 | Philips Day-Brite | Philips Day-Brite | FBX20LL50-347-N-LCA-(MD360MD360DEMLED55SWI) | Indoor Luminaires | High-Bay | High-Bay Luminaires for Commercial and Industrial Buildings | Standard | FALSE | [9 empty] | 42360 |  |  | No | Product Updated on 3/8/2017 | 4.1 | 20015 | 125.9 | 159 | 20 | 0.9 | 5000 | 80
PNY248VC | Philips Day-Brite | Philips Day-Brite | FBX20LL50-347-_-LCA-(MD360MD360DEMLED55SWI) | Indoor Luminaires | High-Bay | High-Bay Luminaires for Commercial and Industrial Buildings | Standard | FALSE | [9 empty] | 42360 |  |  | No | Product Updated on 3/8/2017 | 4.1 | 19094 | 120.1 | 159 | 20 | 0.9 | 5000 | 80
PJEKCZ3P | Philips Day-Brite | Philips Day-Brite | FBX24LL50-347-A-LFA-(MD360MD360DEMLED55SWI) | Indoor Luminaires | High-Bay | High-Bay Luminaires for Commercial and Industrial Buildings | Standard | FALSE | [9 empty] | 42360 |  |  | No | Product Updated on 3/8/2017 | 4.1 | 21576 | 110.1 | 196 | 20 | 0.9 | 5000 | 80
P9MGKF52 | Philips Day-Brite | Philips Day-Brite | FBX20LL50-347-W-LCA-(MD360MD360DEMLED55SWI) | Indoor Luminaires | High-Bay | High-Bay Luminaires for Commercial and Industrial Buildings | Standard | FALSE | [9 empty] | 42360 |  |  | No | Product Updated on 3/8/2017 | 4.1 | 19459 | 122.4 | 159 | 20 | 0.9 | 5000 | 80
PAEMQ9P3 | Philips Day-Brite | Philips Day-Brite | FBX20LL50-347-N-LPA-(MD360MD360DEMLED55SWI) | Indoor Luminaires | High-Bay | High-Bay Luminaires for Commercial and Industrial Buildings | Standard | FALSE | [9 empty] | 42360 |  |  | No | Product Updated on 3/8/2017 | 4.1 | 19352 | 121.7 | 159 | 20 | 0.9 | 5000 | 80
PCHXGYR6 | Philips Day-Brite | Philips Day-Brite | FBX20LL50-347-M-LPA-(MD360MD360DEMLED55SWI) | Indoor Luminaires | High-Bay | High-Bay Luminaires for Commercial and Industrial Buildings | Standard | FALSE | [9 empty] | 42360 |  |  | No | Product Updated on 3/8/2017 | 4.1 | 19346 | 121.7 | 159 | 20 | 0.9 | 5000 | 80
PQQH6EA1 | Philips Day-Brite | Philips Day-Brite | FBX24LL50-347-N-LFA-(MD360MD360DEMLED55SWI) | Indoor Luminaires | High-Bay | High-Bay Luminaires for Commercial and Industrial Buildings | Standard | FALSE | [9 empty] | 42360 |  |  | No | Product Updated on 3/8/2017 | 4.1 | 22764 | 116.1 | 196 | 20 | 0.9 | 5000 | 80
P72HDTK1 | Philips Day-Brite | Philips Day-Brite | FBX24LL50-347-M-LFA-(MD360MD360DEMLED55SWI) | Indoor Luminaires | High-Bay | High-Bay Luminaires for Commercial and Industrial Buildings | Standard | FALSE | [9 empty] | 42360 |  |  | No | Product Updated on 3/8/2017 | 4.1 | 22623 | 115.4 | 196 | 20 | 0.9 | 5000 | 80
PH8FPWA6 | Philips Day-Brite | Philips Day-Brite | FBX20LL50-347-_-LPA-(MD360MD360DEMLED55SWI) | Indoor Luminaires | High-Bay | High-Bay Luminaires for Commercial and Industrial Buildings | Standard | FALSE | [9 empty] | 42360 |  |  | No | Product Updated on 3/8/2017 | 4.1 | 18496 | 116.3 | 159 | 20 | 0.9 | 5000 | 80
PG6QUN5Y | Philips Day-Brite | Philips Day-Brite | FBX24LL50-347-_-LFA-(MD360MD360DEMLED55SWI) | Indoor Luminaires | High-Bay | High-Bay Luminaires for Commercial and Industrial Buildings | Standard | FALSE | [9 empty] | 42360 |  |  | No | Product Updated on 3/8/2017 | 4.1 | 21819 | 111.3 | 196 | 20 | 0.9 | 5000 | 80
P2F82AGK | Philips Day-Brite | Philips Day-Brite | FBX20LL50-347-W-LPA-(MD360MD360DEMLED55SWI) | Indoor Luminaires | High-Bay | High-Bay Luminaires for Commercial and Industrial Buildings | Standard | FALSE | [9 empty] | 42360 |  |  | Yes | Product Updated on 3/8/2017 | 4.1 | 18896 | 118.8 | 159 | 20 | 0.9 | 5000 | 80
PMC4NNPB | Philips Day-Brite | Philips Day-Brite | FBX24LL50-347-W-LFA-(MD360MD360DEMLED55SWI) | Indoor Luminaires | High-Bay | High-Bay Luminaires for Commercial and Industrial Buildings | Standard | FALSE | [9 empty] | 42360 |  |  | No | Product Updated on 3/8/2017 | 4.1 | 21842 | 111.4 | 196 | 20 | 0.9 | 5000 | 80
PG582PMR | Philips Day-Brite | Philips Day-Brite | FBX20LL50-347-A-LFA-(MD360MD360DEMLED55SWI) | Indoor Luminaires | High-Bay | High-Bay Luminaires for Commercial and Industrial Buildings | Standard | FALSE | [9 empty] | 42360 |  |  | No | Product Updated on 3/8/2017 | 4.1 | 17503 | 110.1 | 159 | 20 | 0.9 | 5000 | 80
PTRSJ7QY | Philips Day-Brite | Philips Day-Brite | FBX20LL50-347-N-LFA-(MD360MD360DEMLED55SWI) | Indoor Luminaires | High-Bay | High-Bay Luminaires for Commercial and Industrial Buildings | Standard | FALSE | [9 empty] | 42360 |  |  | No | Product Updated on 3/8/2017 | 4.1 | 18682 | 117.5 | 159 | 20 | 0.9 | 5000 | 80
PWB74FWB | Philips Day-Brite | Philips Day-Brite | FBX20LL50-347-M-LFA-(MD360MD360DEMLED55SWI) | Indoor Luminaires | High-Bay | High-Bay Luminaires for Commercial and Industrial Buildings | Standard | FALSE | [9 empty] | 42360 |  |  | No | Product Updated on 3/8/2017 | 4.1 | 18537 | 116.6 | 159 | 20 | 0.9 | 5000 | 80
PBSNWBZY | Philips Day-Brite | Philips Day-Brite | FBX20LL50-347-_-LFA-(MD360MD360DEMLED55SWI) | Indoor Luminaires | High-Bay | High-Bay Luminaires for Commercial and Industrial Buildings | Standard | FALSE | [9 empty] | 42360 |  |  | No | Product Updated on 3/8/2017 | 4.1 | 17793 | 111.9 | 159 | 20 | 0.9 | 5000 | 80
P2XC9ZDU | Philips Day-Brite | Philips Day-Brite | FBX20LL50-347-W-LFA-(MD360MD360DEMLED55SWI) | Indoor Luminaires | High-Bay | High-Bay Luminaires for Commercial and Industrial Buildings | Standard | FALSE | [9 empty] | 42360 |  |  | No | Product Updated on 3/8/2017 | 4.1 | 17795 | 111.9 | 159 | 20 | 0.9 | 5000 | 80
P4MZ4N44 | Philips Day-Brite | Philips Day-Brite | FBX12LL50-347-A-(MD360MD360DEMLED55SWI) | Indoor Luminaires | High-Bay | High-Bay Luminaires for Commercial and Industrial Buildings | Standard | FALSE | [9 empty] | 42360 |  |  | No | Product Updated on 3/8/2017 | 4.1 | 12021 | 117 | 102.7 | 20 | 0.9 | 5000 | 80
PUN3V2F5 | Philips Day-Brite | Philips Day-Brite | FBX12LL50-347-A-LCA-(MD360MD360DEMLED55SWI) | Indoor Luminaires | High-Bay | High-Bay Luminaires for Commercial and Industrial Buildings | Standard | FALSE | [9 empty] | 42360 |  |  | No | Product Updated on 3/8/2017 | 4.1 | 11548 | 112.4 | 102.7 | 20 | 0.9 | 5000 | 80
PVQQZQTC | Philips Day-Brite | Philips Day-Brite | FBX12LL50-347-A-LPA-(MD360MD360DEMLED55SWI) | Indoor Luminaires | High-Bay | High-Bay Luminaires for Commercial and Industrial Buildings | Standard | FALSE | [9 empty] | 42360 |  |  | No | Product Updated on 3/8/2017 | 4.1 | 11216 | 109.2 | 102.7 | 20 | 0.9 | 5000 | 80
P7KD8K25 | Philips Day-Brite | Philips Day-Brite | FBX12LL50-347-N-(MD360MD360DEMLED55SWI) | Indoor Luminaires | High-Bay | High-Bay Luminaires for Commercial and Industrial Buildings | Standard | FALSE | [9 empty] | 42360 |  |  | No | Product Updated on 3/8/2017 | 4.1 | 12434 | 121.1 | 102.7 | 20 | 0.9 | 5000 | 80
PYUH1VMK | Philips Day-Brite | Philips Day-Brite | FBX12LL50-347-M-(MD360MD360DEMLED55SWI) | Indoor Luminaires | High-Bay | High-Bay Luminaires for Commercial and Industrial Buildings | Standard | FALSE | [9 empty] | 42360 |  |  | No | Product Updated on 3/8/2017 | 4.1 | 12212 | 118.9 | 102.7 | 20 | 0.9 | 5000 | 80
PFFV2BCY | Philips Day-Brite | Philips Day-Brite | FBX12LL50-347-W-(MD360MD360DEMLED55SWI) | Indoor Luminaires | High-Bay | High-Bay Luminaires for Commercial and Industrial Buildings | Standard | FALSE | [9 empty] | 42360 |  |  | No | Product Updated on 3/8/2017 | 4.1 | 12272 | 119.5 | 102.7 | 20 | 0.9 | 5000 | 80
P49HTMVT | Philips Day-Brite | Philips Day-Brite | FBX12LL50-347-_-(MD360MD360DEMLED55SWI) | Indoor Luminaires | High-Bay | High-Bay Luminaires for Commercial and Industrial Buildings | Standard | FALSE | [9 empty] | 42360 |  |  | No | Product Updated on 3/8/2017 | 4.1 | 12279 | 119.6 | 102.7 | 20 | 0.9 | 5000 | 80
P4V5G5UQ | Philips Day-Brite | Philips Day-Brite | FBX12LL50-347-N-LCA-(MD360MD360DEMLED55SWI) | Indoor Luminaires | High-Bay | High-Bay Luminaires for Commercial and Industrial Buildings | Standard | FALSE | [9 empty] | 42360 |  |  | No | Product Updated on 3/8/2017 | 4.1 | 12010 | 116.9 | 102.7 | 20 | 0.9 | 5000 | 80
PW66ZX8G | Philips Day-Brite | Philips Day-Brite | FBX12LL50-347-M-LCA-(MD360MD360DEMLED55SWI) | Indoor Luminaires | High-Bay | High-Bay Luminaires for Commercial and Industrial Buildings | Standard | FALSE | [9 empty] | 42360 |  |  | No | Product Updated on 3/8/2017 | 4.1 | 11806 | 115 | 102.7 | 20 | 0.9 | 5000 | 80
PW22NFMR | Philips Day-Brite | Philips Day-Brite | FBX12LL50-347-W-LCA-(MD360MD360DEMLED55SWI) | Indoor Luminaires | High-Bay | High-Bay Luminaires for Commercial and Industrial Buildings | Standard | FALSE | [9 empty] | 42360 |  |  | No | Product Updated on 3/8/2017 | 4.1 | 11829 | 115.2 | 102.7 | 20 | 0.9 | 5000 | 80
PE8WZCS3 | Philips Day-Brite | Philips Day-Brite | FBX12LL50-347-_-LCA-(MD360MD360DEMLED55SWI) | Indoor Luminaires | High-Bay | High-Bay Luminaires for Commercial and Industrial Buildings | Standard | FALSE | [9 empty] | 42360 |  |  | No | Product Updated on 3/8/2017 | 4.1 | 11792 | 114.8 | 102.7 | 20 | 0.9 | 5000 | 80
PXARVXNR | Philips Day-Brite | Philips Day-Brite | FBX12LL50-347-N-LPA-(MD360MD360DEMLED55SWI) | Indoor Luminaires | High-Bay | High-Bay Luminaires for Commercial and Industrial Buildings | Standard | FALSE | [9 empty] | 42360 |  |  | No | Product Updated on 3/8/2017 | 4.1 | 11601 | 113 | 102.7 | 20 | 0.9 | 5000 | 80
PHPCE3JH | Philips Day-Brite | Philips Day-Brite | FBX12LL50-347-M-LPA-(MD360MD360DEMLED55SWI) | Indoor Luminaires | High-Bay | High-Bay Luminaires for Commercial and Industrial Buildings | Standard | FALSE | [9 empty] | 42360 |  |  | No | Product Updated on 3/8/2017 | 4.1 | 11394 | 110.9 | 102.7 | 20 | 0.9 | 5000 | 80
P2MZKWAG | Philips Day-Brite | Philips Day-Brite | FBX12LL50-347-_-LPA-(MD360MD360DEMLED55SWI) | Indoor Luminaires | High-Bay | High-Bay Luminaires for Commercial and Industrial Buildings | Standard | FALSE | [9 empty] | 42360 |  |  | No | Product Updated on 3/8/2017 | 4.1 | 11456 | 111.5 | 102.7 | 20 | 0.9 | 5000 | 80
P8UMTT6K | Philips Day-Brite | Philips Day-Brite | FBX12LL50-347-W-LPA-(MD360MD360DEMLED55SWI) | Indoor Luminaires | High-Bay | High-Bay Luminaires for Commercial and Industrial Buildings | Standard | FALSE | [9 empty] | 42360 |  |  | No | Product Updated on 3/8/2017 | 4.1 | 11449 | 111.5 | 102.7 | 20 | 0.9 | 5000 | 80
PGQT3J1M | Philips Day-Brite | Philips Day-Brite | FBX12LL50-347-N-LFA-(MD360MD360DEMLED55SWI) | Indoor Luminaires | High-Bay | High-Bay Luminaires for Commercial and Industrial Buildings | Standard | TRUE | 10639.9 | 103.6 | 102.7 | 22 | 0.91 | 5038 | 82.88 | 5 | 50000 | 42360 |  |  | No | Product Updated on 3/8/2017 | 4.1 | 10639 | 103.6 | 102.7 | 20 | 0.9 | 5000 | 80
P1XU9AA1 | Philips Day-Brite | Philips Day-Brite | FBX12LL50-347-_-LFA-(MD360MD360DEMLED55SWI) | Indoor Luminaires | High-Bay | High-Bay Luminaires for Commercial and Industrial Buildings | Standard | FALSE | [9 empty] | 42360 |  |  | No | Product Updated on 3/8/2017 | 4.1 | 11143 | 108.5 | 102.7 | 20 | 0.9 | 5000 | 80
PFUB9NJB | Philips Day-Brite | Philips Day-Brite | FBX12LL50-347-W-LFA-(MD360MD360DEMLED55SWI) | Indoor Luminaires | High-Bay | High-Bay Luminaires for Commercial and Industrial Buildings | Standard | FALSE | [9 empty] | 42360 |  |  | No | Product Updated on 3/8/2017 | 4.1 | 11066 | 107.7 | 102.7 | 20 | 0.9 | 5000 | 80
PHGA6CZ2 | Philips Day-Brite | Philips Day-Brite | FBX24LL40-347-A-(MD360MD360DEMLED55SWI) | Indoor Luminaires | High-Bay | High-Bay Luminaires for Commercial and Industrial Buildings | Standard | FALSE | [9 empty] | 42360 |  |  | No | Product Updated on 3/8/2017 | 4.1 | 24158 | 123.3 | 196 | 20 | 0.9 | 4000 | 80
PTUQNS16 | Philips Day-Brite | Philips Day-Brite | FBX24LL40-347-A-LCA-(MD360MD360DEMLED55SWI) | Indoor Luminaires | High-Bay | High-Bay Luminaires for Commercial and Industrial Buildings | Standard | FALSE | [9 empty] | 42360 |  |  | No | Product Updated on 3/8/2017 | 4.1 | 23251 | 118.6 | 196 | 20 | 0.9 | 4000 | 80
PWGWUD9X | Philips Day-Brite | Philips Day-Brite | FBX24LL40-347-M-(MD360MD360DEMLED55SWI) | Indoor Luminaires | High-Bay | High-Bay Luminaires for Commercial and Industrial Buildings | Standard | FALSE | [9 empty] | 42360 |  |  | No | Product Updated on 3/8/2017 | 4.1 | 24917 | 127.1 | 196 | 20 | 0.9 | 4000 | 80
PGAR3XB6 | Philips Day-Brite | Philips Day-Brite | FBX24LL40-347-N-(MD360MD360DEMLED55SWI) | Indoor Luminaires | High-Bay | High-Bay Luminaires for Commercial and Industrial Buildings | Standard | FALSE | [9 empty] | 42360 |  |  | No | Product Updated on 3/8/2017 | 4.1 | 24888 | 127 | 196 | 20 | 0.9 | 4000 | 80
PWHJTFPN | Philips Day-Brite | Philips Day-Brite | FBX20LL40-347-A-(MD360MD360DEMLED55SWI) | Indoor Luminaires | High-Bay | High-Bay Luminaires for Commercial and Industrial Buildings | Standard | FALSE | [9 empty] | 42360 |  |  | No | Product Updated on 3/8/2017 | 4.1 | 20307 | 127.7 | 159 | 20 | 0.9 | 4000 | 80
PPRS4WK1 | Philips Day-Brite | Philips Day-Brite | FBX24LL40-347-W-(MD360MD360DEMLED55SWI) | Indoor Luminaires | High-Bay | High-Bay Luminaires for Commercial and Industrial Buildings | Standard | FALSE | [9 empty] | 42360 |  |  | No | Product Updated on 3/8/2017 | 4.1 | 24554 | 125.3 | 196 | 20 | 0.9 | 4000 | 80
PG4X64NA | Philips Day-Brite | Philips Day-Brite | FBX24LL40-347-_-(MD360MD360DEMLED55SWI) | Indoor Luminaires | High-Bay | High-Bay Luminaires for Commercial and Industrial Buildings | Standard | FALSE | [9 empty] | 42360 |  |  | No | Product Updated on 3/8/2017 | 4.1 | 24108 | 123 | 196 | 20 | 0.9 | 4000 | 80
P69AQJCZ | Philips Day-Brite | Philips Day-Brite | FBX24LL40-347-A-LPA-(MD360MD360DEMLED55SWI) | Indoor Luminaires | High-Bay | High-Bay Luminaires for Commercial and Industrial Buildings | Standard | FALSE | [9 empty] | 42360 |  |  | No | Product Updated on 3/8/2017 | 4.1 | 22539 | 115 | 196 | 20 | 0.9 | 4000 | 80
P88RTG2W | Philips Day-Brite | Philips Day-Brite | FBX24LL40-347-M-LCA-(MD360MD360DEMLED55SWI) | Indoor Luminaires | High-Bay | High-Bay Luminaires for Commercial and Industrial Buildings | Standard | FALSE | [9 empty] | 42360 |  |  | No | Product Updated on 3/8/2017 | 4.1 | 24128 | 123.1 | 196 | 20 | 0.9 | 4000 | 80
PN33P2JU | Philips Day-Brite | Philips Day-Brite | FBX24LL40-347-N-LCA-(MD360MD360DEMLED55SWI) | Indoor Luminaires | High-Bay | High-Bay Luminaires for Commercial and Industrial Buildings | Standard | FALSE | [9 empty] | 42360 |  |  | No | Product Updated on 3/8/2017 | 4.1 | 24088 | 122.9 | 196 | 20 | 0.9 | 4000 | 80
P5E9MW7U | Philips Day-Brite | Philips Day-Brite | FBX24LL40-347-_-LCA-(MD360MD360DEMLED55SWI) | Indoor Luminaires | High-Bay | High-Bay Luminaires for Commercial and Industrial Buildings | Standard | FALSE | [9 empty] | 42360 |  |  | No | Product Updated on 3/8/2017 | 4.1 | 23170 | 118.2 | 196 | 20 | 0.9 | 4000 | 80
P89ZVZZM | Philips Day-Brite | Philips Day-Brite | FBX24LL40-347-W-LCA-(MD360MD360DEMLED55SWI) | Indoor Luminaires | High-Bay | High-Bay Luminaires for Commercial and Industrial Buildings | Standard | FALSE | [9 empty] | 42360 |  |  | No | Product Updated on 3/8/2017 | 4.1 | 23594 | 120.4 | 196 | 20 | 0.9 | 4000 | 80
PDPZ2632 | Philips Day-Brite | Philips Day-Brite | FBX20LL40-347-A-LCA-(MD360MD360DEMLED55SWI) | Indoor Luminaires | High-Bay | High-Bay Luminaires for Commercial and Industrial Buildings | Standard | FALSE | [9 empty] | 42360 |  |  | No | Product Updated on 3/8/2017 | 4.1 | 19559 | 123 | 159 | 20 | 0.9 | 4000 | 80
PQWMC1ZR | Philips Day-Brite | Philips Day-Brite | FBX24LL40-347-N-LPA-(MD360MD360DEMLED55SWI) | Indoor Luminaires | High-Bay | High-Bay Luminaires for Commercial and Industrial Buildings | Standard | FALSE | [9 empty] | 42360 |  |  | No | Product Updated on 3/8/2017 | 4.1 | 23221 | 118.5 | 196 | 20 | 0.9 | 4000 | 80
PE3FCJPM | Philips Day-Brite | Philips Day-Brite | FBX24LL40-347-M-LPA-(MD360MD360DEMLED55SWI) | Indoor Luminaires | High-Bay | High-Bay Luminaires for Commercial and Industrial Buildings | Standard | FALSE | [9 empty] | 42360 |  |  | No | Product Updated on 3/8/2017 | 4.1 | 23248 | 118.6 | 196 | 20 | 0.9 | 4000 | 80
PTHRJKJB | Philips Day-Brite | Philips Day-Brite | FBX24LL40-347-_-LPA-(MD360MD360DEMLED55SWI) | Indoor Luminaires | High-Bay | High-Bay Luminaires for Commercial and Industrial Buildings | Standard | FALSE | [9 empty] | 42360 |  |  | No | Product Updated on 3/8/2017 | 4.1 | 22493 | 114.8 | 196 | 20 | 0.9 | 4000 | 80
PWUCAME2 | Philips Day-Brite | Philips Day-Brite | FBX24LL40-347-W-LPA-(MD360MD360DEMLED55SWI) | Indoor Luminaires | High-Bay | High-Bay Luminaires for Commercial and Industrial Buildings | Standard | FALSE | [9 empty] | 42360 |  |  | Yes | Product Updated on 3/8/2017 | 4.1 | 22909 | 116.9 | 196 | 20 | 0.9 | 4000 | 80
PH3NMAR3 | Philips Day-Brite | Philips Day-Brite | FBX20LL40-347-M-(MD360MD360DEMLED55SWI) | Indoor Luminaires | High-Bay | High-Bay Luminaires for Commercial and Industrial Buildings | Standard | FALSE | [9 empty] | 42360 |  |  | No | Product Updated on 3/8/2017 | 4.1 | 20530 | 129.1 | 159 | 20 | 0.9 | 4000 | 80
PJXPYQQY | Philips Day-Brite | Philips Day-Brite | FBX20LL40-347-_-(MD360MD360DEMLED55SWI) | Indoor Luminaires | High-Bay | High-Bay Luminaires for Commercial and Industrial Buildings | Standard | FALSE | [9 empty] | 42360 |  |  | No | Product Updated on 3/8/2017 | 4.1 | 19628 | 123.4 | 159 | 20 | 0.9 | 4000 | 80
PN4QEVV6 | Philips Day-Brite | Philips Day-Brite | FBX20LL40-347-N-(MD360MD360DEMLED55SWI) | Indoor Luminaires | High-Bay | High-Bay Luminaires for Commercial and Industrial Buildings | Standard | FALSE | [9 empty] | 42360 |  |  | No | Product Updated on 3/8/2017 | 4.1 | 20536 | 129.2 | 159 | 20 | 0.9 | 4000 | 80
P46RDA43 | Philips Day-Brite | Philips Day-Brite | FBX20LL40-347-A-LPA-(MD360MD360DEMLED55SWI) | Indoor Luminaires | High-Bay | High-Bay Luminaires for Commercial and Industrial Buildings | Standard | FALSE | [9 empty] | 42360 |  |  | No | Product Updated on 3/8/2017 | 4.1 | 18946 | 119.2 | 159 | 20 | 0.9 | 4000 | 80
PP82DTAY | Philips Day-Brite | Philips Day-Brite | FBX20LL40-347-W-(MD360MD360DEMLED55SWI) | Indoor Luminaires | High-Bay | High-Bay Luminaires for Commercial and Industrial Buildings | Standard | FALSE | [9 empty] | 42360 |  |  | No | Product Updated on 3/8/2017 | 4.1 | 20052 | 126.1 | 159 | 20 | 0.9 | 4000 | 80
PAFJJNGU | Philips Day-Brite | Philips Day-Brite | FBX20LL40-347-M-LCA-(MD360MD360DEMLED55SWI) | Indoor Luminaires | High-Bay | High-Bay Luminaires for Commercial and Industrial Buildings | Standard | FALSE | [9 empty] | 42360 |  |  | No | Product Updated on 3/8/2017 | 4.1 | 19905 | 125.2 | 159 | 20 | 0.9 | 4000 | 80
PWMQ5M9H | Philips Day-Brite | Philips Day-Brite | FBX20LL40-347-N-LCA-(MD360MD360DEMLED55SWI) | Indoor Luminaires | High-Bay | High-Bay Luminaires for Commercial and Industrial Buildings | Standard | FALSE | [9 empty] | 42360 |  |  | No | Product Updated on 3/8/2017 | 4.1 | 19817 | 124.6 | 159 | 20 | 0.9 | 4000 | 80
PQJQ3R2V | Philips Day-Brite | Philips Day-Brite | FBX20LL40-347-_-LCA-(MD360MD360DEMLED55SWI) | Indoor Luminaires | High-Bay | High-Bay Luminaires for Commercial and Industrial Buildings | Standard | FALSE | [9 empty] | 42360 |  |  | No | Product Updated on 3/8/2017 | 4.1 | 18905 | 118.9 | 159 | 20 | 0.9 | 4000 | 80
PSDXDGAY | Philips Day-Brite | Philips Day-Brite | FBX24LL40-347-A-LFA-(MD360MD360DEMLED55SWI) | Indoor Luminaires | High-Bay | High-Bay Luminaires for Commercial and Industrial Buildings | Standard | FALSE | [9 empty] | 42360 |  |  | No | Product Updated on 3/8/2017 | 4.1 | 21362 | 109 | 196 | 20 | 0.9 | 4000 | 80
PN5D3XY1 | Philips Day-Brite | Philips Day-Brite | FBX20LL40-347-W-LCA-(MD360MD360DEMLED55SWI) | Indoor Luminaires | High-Bay | High-Bay Luminaires for Commercial and Industrial Buildings | Standard | FALSE | [9 empty] | 42360 |  |  | No | Product Updated on 3/8/2017 | 4.1 | 19266 | 121.2 | 159 | 20 | 0.9 | 4000 | 80
PDEV7DVQ | Philips Day-Brite | Philips Day-Brite | FBX20LL40-347-N-LPA-(MD360MD360DEMLED55SWI) | Indoor Luminaires | High-Bay | High-Bay Luminaires for Commercial and Industrial Buildings | Standard | FALSE | [9 empty] | 42360 |  |  | No | Product Updated on 3/8/2017 | 4.1 | 19160 | 120.5 | 159 | 20 | 0.9 | 4000 | 80
P4PPV773 | Philips Day-Brite | Philips Day-Brite | FBX20LL40-347-M-LPA-(MD360MD360DEMLED55SWI) | Indoor Luminaires | High-Bay | High-Bay Luminaires for Commercial and Industrial Buildings | Standard | FALSE | [9 empty] | 42360 |  |  | No | Product Updated on 3/8/2017 | 4.1 | 19154 | 120.5 | 159 | 20 | 0.9 | 4000 | 80
PEGWAHBG | Philips Day-Brite | Philips Day-Brite | FBX24LL40-347-N-LFA-(MD360MD360DEMLED55SWI) | Indoor Luminaires | High-Bay | High-Bay Luminaires for Commercial and Industrial Buildings | Standard | FALSE | [9 empty] | 42360 |  |  | No | Product Updated on 3/8/2017 | 4.1 | 22539 | 115 | 196 | 20 | 0.9 | 4000 | 80
PZUQDGMA | Philips Day-Brite | Philips Day-Brite | FBX24LL40-347-M-LFA-(MD360MD360DEMLED55SWI) | Indoor Luminaires | High-Bay | High-Bay Luminaires for Commercial and Industrial Buildings | Standard | FALSE | [9 empty] | 42360 |  |  | No | Product Updated on 3/8/2017 | 4.1 | 22399 | 114.3 | 196 | 20 | 0.9 | 4000 | 80
PSQVKCPG | Philips Day-Brite | Philips Day-Brite | FBX20LL40-347-_-LPA-(MD360MD360DEMLED55SWI) | Indoor Luminaires | High-Bay | High-Bay Luminaires for Commercial and Industrial Buildings | Standard | FALSE | [9 empty] | 42360 |  |  | No | Product Updated on 3/8/2017 | 4.1 | 18313 | 115.2 | 159 | 20 | 0.9 | 4000 | 80
PDJ82V7H | Philips Day-Brite | Philips Day-Brite | FBX24LL40-347-_-LFA-(MD360MD360DEMLED55SWI) | Indoor Luminaires | High-Bay | High-Bay Luminaires for Commercial and Industrial Buildings | Standard | FALSE | [9 empty] | 42360 |  |  | No | Product Updated on 3/8/2017 | 4.1 | 21603 | 110.2 | 196 | 20 | 0.9 | 4000 | 80
PS3QYGMH | Philips Day-Brite | Philips Day-Brite | FBX20LL40-347-W-LPA-(MD360MD360DEMLED55SWI) | Indoor Luminaires | High-Bay | High-Bay Luminaires for Commercial and Industrial Buildings | Standard | FALSE | [9 empty] | 42360 |  |  | Yes | Product Updated on 3/8/2017 | 4.1 | 18709 | 117.7 | 159 | 20 | 0.9 | 4000 | 80
P2WZRBS9 | Philips Day-Brite | Philips Day-Brite | FBX24LL40-347-W-LFA-(MD360MD360DEMLED55SWI) | Indoor Luminaires | High-Bay | High-Bay Luminaires for Commercial and Industrial Buildings | Standard | FALSE | [9 empty] | 42360 |  |  | No | Product Updated on 3/8/2017 | 4.1 | 21626 | 110.3 | 196 | 20 | 0.9 | 4000 | 80
PJWF6TSK | Philips Day-Brite | Philips Day-Brite | FBX20LL40-347-A-LFA-(MD360MD360DEMLED55SWI) | Indoor Luminaires | High-Bay | High-Bay Luminaires for Commercial and Industrial Buildings | Standard | FALSE | [9 empty] | 42360 |  |  | No | Product Updated on 3/8/2017 | 4.1 | 17330 | 109 | 159 | 20 | 0.9 | 4000 | 80
PQ7WEJ1R | Philips Day-Brite | Philips Day-Brite | FBX20LL40-347-N-LFA-(MD360MD360DEMLED55SWI) | Indoor Luminaires | High-Bay | High-Bay Luminaires for Commercial and Industrial Buildings | Standard | FALSE | [9 empty] | 42360 |  |  | No | Product Updated on 3/8/2017 | 4.1 | 18497 | 116.3 | 159 | 20 | 0.9 | 4000 | 80
PN2KTDZG | Philips Day-Brite | Philips Day-Brite | FBX20LL40-347-M-LFA-(MD360MD360DEMLED55SWI) | Indoor Luminaires | High-Bay | High-Bay Luminaires for Commercial and Industrial Buildings | Standard | FALSE | [9 empty] | 42360 |  |  | No | Product Updated on 3/8/2017 | 4.1 | 18353 | 115.4 | 159 | 20 | 0.9 | 4000 | 80
PY1RCQ6R | Philips Day-Brite | Philips Day-Brite | FBX20LL40-347-_-LFA-(MD360MD360DEMLED55SWI) | Indoor Luminaires | High-Bay | High-Bay Luminaires for Commercial and Industrial Buildings | Standard | FALSE | [9 empty] | 42360 |  |  | No | Product Updated on 3/8/2017 | 4.1 | 17617 | 110.8 | 159 | 20 | 0.9 | 4000 | 80
PR6X218P | Philips Day-Brite | Philips Day-Brite | FBX20LL40-347-W-LFA-(MD360MD360DEMLED55SWI) | Indoor Luminaires | High-Bay | High-Bay Luminaires for Commercial and Industrial Buildings | Standard | FALSE | [9 empty] | 42360 |  |  | No | Product Updated on 3/8/2017 | 4.1 | 17619 | 110.8 | 159 | 20 | 0.9 | 4000 | 80
P34VP736 | Philips Day-Brite | Philips Day-Brite | FBX12LL40-347-A-(MD360MD360DEMLED55SWI) | Indoor Luminaires | High-Bay | High-Bay Luminaires for Commercial and Industrial Buildings | Standard | FALSE | [9 empty] | 42360 |  |  | No | Product Updated on 3/8/2017 | 4.1 | 11902 | 115.9 | 102.7 | 20 | 0.9 | 4000 | 80
PEEYPD91 | Philips Day-Brite | Philips Day-Brite | FBX12LL40-347-A-LCA-(MD360MD360DEMLED55SWI) | Indoor Luminaires | High-Bay | High-Bay Luminaires for Commercial and Industrial Buildings | Standard | FALSE | [9 empty] | 42360 |  |  | No | Product Updated on 3/8/2017 | 4.1 | 11434 | 111.3 | 102.7 | 20 | 0.9 | 4000 | 80
PZ59PA1B | Philips Day-Brite | Philips Day-Brite | FBX12LL40-347-A-LPA-(MD360MD360DEMLED55SWI) | Indoor Luminaires | High-Bay | High-Bay Luminaires for Commercial and Industrial Buildings | Standard | FALSE | [9 empty] | 42360 |  |  | No | Product Updated on 3/8/2017 | 4.1 | 11105 | 108.1 | 102.7 | 20 | 0.9 | 4000 | 80
P8V97C5W | Philips Day-Brite | Philips Day-Brite | FBX12LL40-347-N-(MD360MD360DEMLED55SWI) | Indoor Luminaires | High-Bay | High-Bay Luminaires for Commercial and Industrial Buildings | Standard | FALSE | [9 empty] | 42360 |  |  | No | Product Updated on 3/8/2017 | 4.1 | 12311 | 119.9 | 102.7 | 20 | 0.9 | 4000 | 80
PT3TEQZ5 | Philips Day-Brite | Philips Day-Brite | FBX12LL40-347-M-(MD360MD360DEMLED55SWI) | Indoor Luminaires | High-Bay | High-Bay Luminaires for Commercial and Industrial Buildings | Standard | FALSE | [9 empty] | 42360 |  |  | No | Product Updated on 3/8/2017 | 4.1 | 12091 | 117.7 | 102.7 | 20 | 0.9 | 4000 | 80
P5BKDV2D | Philips Day-Brite | Philips Day-Brite | FBX12LL40-347-W-(MD360MD360DEMLED55SWI) | Indoor Luminaires | High-Bay | High-Bay Luminaires for Commercial and Industrial Buildings | Standard | FALSE | [9 empty] | 42360 |  |  | No | Product Updated on 3/8/2017 | 4.1 | 12150 | 118.3 | 102.7 | 20 | 0.9 | 4000 | 80
PFYTZGPG | Philips Day-Brite | Philips Day-Brite | FBX12LL40-347-_-(MD360MD360DEMLED55SWI) | Indoor Luminaires | High-Bay | High-Bay Luminaires for Commercial and Industrial Buildings | Standard | FALSE | [9 empty] | 42360 |  |  | No | Product Updated on 3/8/2017 | 4.1 | 12157 | 118.4 | 102.7 | 20 | 0.9 | 4000 | 80
PNFJZJ5V | Philips Day-Brite | Philips Day-Brite | FBX12LL40-347-N-LCA-(MD360MD360DEMLED55SWI) | Indoor Luminaires | High-Bay | High-Bay Luminaires for Commercial and Industrial Buildings | Standard | FALSE | [9 empty] | 42360 |  |  | No | Product Updated on 3/8/2017 | 4.1 | 11891 | 115.8 | 102.7 | 20 | 0.9 | 4000 | 80
PBHUTP29 | Philips Day-Brite | Philips Day-Brite | FBX12LL40-347-M-LCA-(MD360MD360DEMLED55SWI) | Indoor Luminaires | High-Bay | High-Bay Luminaires for Commercial and Industrial Buildings | Standard | FALSE | [9 empty] | 42360 |  |  | No | Product Updated on 3/8/2017 | 4.1 | 11689 | 113.8 | 102.7 | 20 | 0.9 | 4000 | 80
PYUWK7NY | Philips Day-Brite | Philips Day-Brite | FBX12LL40-347-W-LCA-(MD360MD360DEMLED55SWI) | Indoor Luminaires | High-Bay | High-Bay Luminaires for Commercial and Industrial Buildings | Standard | FALSE | [9 empty] | 42360 |  |  | No | Product Updated on 3/8/2017 | 4.1 | 11712 | 114 | 102.7 | 20 | 0.9 | 4000 | 80
PY638RGX | Philips Day-Brite | Philips Day-Brite | FBX12LL40-347-_-LCA-(MD360MD360DEMLED55SWI) | Indoor Luminaires | High-Bay | High-Bay Luminaires for Commercial and Industrial Buildings | Standard | FALSE | [9 empty] | 42360 |  |  | No | Product Updated on 3/8/2017 | 4.1 | 11675 | 113.7 | 102.7 | 20 | 0.9 | 4000 | 80
PZ2AZVTB | Philips Day-Brite | Philips Day-Brite | FBX12LL40-347-N-LPA-(MD360MD360DEMLED55SWI) | Indoor Luminaires | High-Bay | High-Bay Luminaires for Commercial and Industrial Buildings | Standard | FALSE | [9 empty] | 42360 |  |  | No | Product Updated on 3/8/2017 | 4.1 | 11486 | 111.8 | 102.7 | 20 | 0.9 | 4000 | 80
PS7R4KED | Philips Day-Brite | Philips Day-Brite | FBX12LL40-347-M-LPA-(MD360MD360DEMLED55SWI) | Indoor Luminaires | High-Bay | High-Bay Luminaires for Commercial and Industrial Buildings | Standard | FALSE | [9 empty] | 42360 |  |  | No | Product Updated on 3/8/2017 | 4.1 | 11281 | 109.8 | 102.7 | 20 | 0.9 | 4000 | 80
PEF1GC8S | Philips Day-Brite | Philips Day-Brite | FBX12LL40-347-_-LPA-(MD360MD360DEMLED55SWI) | Indoor Luminaires | High-Bay | High-Bay Luminaires for Commercial and Industrial Buildings | Standard | FALSE | [9 empty] | 42360 |  |  | No | Product Updated on 3/8/2017 | 4.1 | 11342 | 110.4 | 102.7 | 20 | 0.9 | 4000 | 80
PYH8Q1QJ | Philips Day-Brite | Philips Day-Brite | FBX12LL40-347-W-LPA-(MD360MD360DEMLED55SWI) | Indoor Luminaires | High-Bay | High-Bay Luminaires for Commercial and Industrial Buildings | Standard | FALSE | [9 empty] | 42360 |  |  | Yes | Product Updated on 3/8/2017 | 4.1 | 11336 | 110.4 | 102.7 | 20 | 0.9 | 4000 | 80
PDF4XTJ5 | Philips Day-Brite | Philips Day-Brite | FBX12LL40-347-_-LFA-(MD360MD360DEMLED55SWI) | Indoor Luminaires | High-Bay | High-Bay Luminaires for Commercial and Industrial Buildings | Standard | FALSE | [9 empty] | 42360 |  |  | No | Product Updated on 3/8/2017 | 4.1 | 11033 | 107.4 | 102.7 | 20 | 0.9 | 4000 | 80
PA247TAB | Industrial Lighting Products | Industrial Lighting Products | HB-380WLED-UNIV-50-SD480-XXXXX | Indoor Luminaires | High-Bay | High-Bay Luminaires for Commercial and Industrial Buildings | Premium | FALSE | [9 empty] | 42360 | Dimmable | Continuous Below 10 | No |  | 3 | 49103 | 120.5 | 407.5 | 18.8 | 0.975 | 5000 | 80
PW5SYXNS | Industrial Lighting Products | Industrial Lighting Products | HB-380WLED-UNIV-50-FRL-SD480-XXXXX | Indoor Luminaires | High-Bay | High-Bay Luminaires for Commercial and Industrial Buildings | Premium | FALSE | [9 empty] | 42360 |  |  | No |  | 3 | 44410 | 109 | 407.5 | 18.8 | 0.975 | 5000 | 80
P4S99MXQ | Industrial Lighting Products | Industrial Lighting Products | HB-285WLED-UNIV-50-SD480-XXXXX | Indoor Luminaires | High-Bay | High-Bay Luminaires for Commercial and Industrial Buildings | Premium | FALSE | [9 empty] | 42360 | Dimmable | Continuous Below 10 | No |  | 3 | 36948 | 129.9 | 284.5 | 14.5 | 0.951 | 5000 | 80
P97NBXFS | Industrial Lighting Products | Industrial Lighting Products | HB-285WLED-UNIV-50-FRL-SD480-XXXXX | Indoor Luminaires | High-Bay | High-Bay Luminaires for Commercial and Industrial Buildings | Premium | FALSE | [9 empty] | 42360 | Dimmable | Continuous Below 10 | No |  | 3 | 33921 | 119.2 | 284.5 | 14.5 | 0.951 | 5000 | 80
PHH4ZNUR | Industrial Lighting Products | Industrial Lighting Products | HB-380WLED-UNIV-40-SD480-XXXXX | Indoor Luminaires | High-Bay | High-Bay Luminaires for Commercial and Industrial Buildings | Premium | FALSE | [9 empty] | 42360 |  |  | No |  | 3 | 48956 | 120.1 | 407.5 | 18.8 | 0.975 | 4000 | 80
PNRGEPDP | Industrial Lighting Products | Industrial Lighting Products | HB-380WLED-UNIV-40-FRL-SD480-XXXXX | Indoor Luminaires | High-Bay | High-Bay Luminaires for Commercial and Industrial Buildings | Premium | FALSE | [9 empty] | 42360 |  |  | No |  | 3 | 44276 | 108.7 | 407.5 | 18.8 | 0.975 | 4000 | 80
PVKSV8UE | Industrial Lighting Products | Industrial Lighting Products | HB-285WLED-UNIV-40-SD480-XXXXX | Indoor Luminaires | High-Bay | High-Bay Luminaires for Commercial and Industrial Buildings | Premium | FALSE | [9 empty] | 42360 |  |  | No |  | 3 | 36382 | 127.9 | 284.5 | 14.5 | 0.951 | 4000 | 80
PVEUTUGU | Industrial Lighting Products | Industrial Lighting Products | HB-285WLED-UNIV-40-FRL-SD480-XXXXX | Indoor Luminaires | High-Bay | High-Bay Luminaires for Commercial and Industrial Buildings | Premium | FALSE | [9 empty] | 42360 |  |  | No |  | 3 | 33400 | 117.4 | 284.5 | 14.5 | 0.951 | 4000 | 80
PDG18KHP | Industrial Lighting Products | Industrial Lighting Products | HB-380WLED-UNIV-35-SD480-XXXXX | Indoor Luminaires | High-Bay | High-Bay Luminaires for Commercial and Industrial Buildings | Premium | FALSE | [9 empty] | 42360 | Dimmable | Continuous Below 10 | No |  | 3 | 48809 | 119.8 | 407.5 | 18.8 | 0.975 | 3500 | 80
PGBH1HGV | Industrial Lighting Products | Industrial Lighting Products | HB-380WLED-UNIV-35-FRL-SD480-XXXXX | Indoor Luminaires | High-Bay | High-Bay Luminaires for Commercial and Industrial Buildings | Premium | FALSE | [9 empty] | 42360 |  |  | No |  | 3 | 44143 | 108.3 | 407.5 | 18.8 | 0.975 | 3500 | 80
PA3CKQ4R | Industrial Lighting Products | Industrial Lighting Products | HB-285WLED-UNIV-35-SD480-XXXXX | Indoor Luminaires | High-Bay | High-Bay Luminaires for Commercial and Industrial Buildings | Premium | FALSE | [9 empty] | 42360 | Dimmable | Continuous Below 10 | No |  | 3 | 35816 | 125.9 | 284.5 | 14.5 | 0.951 | 3500 | 80
PU5BVFGD | Industrial Lighting Products | Industrial Lighting Products | HB-285WLED-UNIV-35-FRL-SD480-XXXXX | Indoor Luminaires | High-Bay | High-Bay Luminaires for Commercial and Industrial Buildings | Premium | FALSE | [9 empty] | 42360 |  |  | No |  | 3 | 32880 | 115.6 | 284.5 | 14.5 | 0.951 | 3500 | 80
PGAMDMSM | Industrial Lighting Products | Industrial Lighting Products | HB-380WLED-UNIV-30-SD480-XXXXX | Indoor Luminaires | High-Bay | High-Bay Luminaires for Commercial and Industrial Buildings | Premium | FALSE | [9 empty] | 42360 |  |  | No |  | 3 | 48662 | 119.4 | 407.5 | 18.8 | 0.975 | 3000 | 80
PMY9MQ87 | Industrial Lighting Products | Industrial Lighting Products | HB-285WLED-UNIV-30-SD480-XXXXX | Indoor Luminaires | High-Bay | High-Bay Luminaires for Commercial and Industrial Buildings | Premium | FALSE | [9 empty] | 42360 |  |  | No |  | 3 | 35250 | 123.9 | 284.5 | 14.5 | 0.951 | 3000 | 80
PBSBK3E6 | Acuity Brands Lighting | Lithonia Lighting | IBH 36000LM L/LENS MD XXXXX OZ10 50K 80CRI | Indoor Luminaires | High-Bay | High-Bay Luminaires for Commercial and Industrial Buildings | Standard | FALSE | [9 empty] | 42360 | Dimmable | Continuous Above 10 | Yes |  | 3 | 35604.01 | 108.16 | 352.1 | 17.68 | 0.92 | 5000 | 80
P52GAAKF | Acuity Brands Lighting | Lithonia Lighting | IBH 36000LM L/LENS ND XXXXX OZ10 50K 80CRI | Indoor Luminaires | High-Bay | High-Bay Luminaires for Commercial and Industrial Buildings | Standard | FALSE | [9 empty] | 42360 | Dimmable | Continuous Above 10 | Yes |  | 4.1 | 35007.02 | 108.16 | 352.1 | 17.68 | 0.92 | 5000 | 80
PVWTF3Y5 | Acuity Brands Lighting | Lithonia Lighting | IBH 36000LM SD080 MD XXXXX OZ10 50K 80CRI | Indoor Luminaires | High-Bay | High-Bay Luminaires for Commercial and Industrial Buildings | Standard | FALSE | [9 empty] | 42360 | Dimmable | Continuous Above 10 | Yes |  | 3 | 33329.3 | 108.16 | 352.1 | 17.68 | 0.92 | 5000 | 80
P2SKP3ZF | Acuity Brands Lighting | Lithonia Lighting | IBH 36000LM SD080 ND XXXXX OZ10 50K 80CRI | Indoor Luminaires | High-Bay | High-Bay Luminaires for Commercial and Industrial Buildings | Standard | FALSE | [9 empty] | 42360 | Dimmable | Continuous Above 10 | Yes |  | 4.1 | 32815.59 | 108.16 | 352.1 | 17.68 | 0.92 | 5000 | 80
P8MUUFHB | Acuity Brands Lighting | Lithonia Lighting | IBH 30000LM L/LENS MD XXXXX OZ10 50K 80CRI | Indoor Luminaires | High-Bay | High-Bay Luminaires for Commercial and Industrial Buildings | Standard | FALSE | [9 empty] | 42360 | Dimmable | Continuous Above 10 | Yes |  | 4.1 | 30428.4 | 108.16 | 273.2 | 17.68 | 0.92 | 5000 | 80
PA1RPBQX | Acuity Brands Lighting | Lithonia Lighting | IBH 30000LM L/LENS ND XXXXX OZ10 50K 80CRI | Indoor Luminaires | High-Bay | High-Bay Luminaires for Commercial and Industrial Buildings | Standard | FALSE | [9 empty] | 42360 | Dimmable | Continuous Above 10 | Yes |  | 4.1 | 29918.19 | 108.16 | 273.2 | 17.68 | 0.92 | 5000 | 80
PTG8X4WZ | Acuity Brands Lighting | Lithonia Lighting | IBH 30000LM SD080 MD XXXXX OZ10 50K 80CRI | Indoor Luminaires | High-Bay | High-Bay Luminaires for Commercial and Industrial Buildings | Standard | FALSE | [9 empty] | 42360 | Dimmable | Continuous Above 10 | Yes |  | 3 | 28484.36 | 108.16 | 273.2 | 17.68 | 0.92 | 5000 | 80
PJHYDHYE | Acuity Brands Lighting | Lithonia Lighting | IBH 30000LM SD080 ND XXXXX OZ10 50K 80CRI | Indoor Luminaires | High-Bay | High-Bay Luminaires for Commercial and Industrial Buildings | Standard | FALSE | [9 empty] | 42360 | Dimmable | Continuous Above 10 | Yes |  | 3 | 28045.33 | 108.16 | 273.2 | 17.68 | 0.92 | 5000 | 80
PXX64QND | Acuity Brands Lighting | Lithonia Lighting | IBH 24000LM L/LENS MD XXXXX OZ10 50K 80CRI | Indoor Luminaires | High-Bay | High-Bay Luminaires for Commercial and Industrial Buildings | Premium | FALSE | [9 empty] | 42360 | Dimmable | Continuous Above 10 | Yes |  | 4.1 | 25472.79 | 108.16 | 215.7 | 17.68 | 0.92 | 5000 | 80
PP3YWGJM | Acuity Brands Lighting | Lithonia Lighting | IBH 24000LM L/LENS ND XXXXX OZ10 50K 80CRI | Indoor Luminaires | High-Bay | High-Bay Luminaires for Commercial and Industrial Buildings | Premium | FALSE | [9 empty] | 42360 | Dimmable | Continuous Above 10 | Yes |  | 4.1 | 25045.67 | 108.16 | 215.7 | 17.68 | 0.92 | 5000 | 80
PUCGA1VK | Acuity Brands Lighting | Lithonia Lighting | IBH 24000LM SD080 MD XXXXX OZ10 50K 80CRI | Indoor Luminaires | High-Bay | High-Bay Luminaires for Commercial and Industrial Buildings | Premium | FALSE | [9 empty] | 42360 | Dimmable | Continuous Above 10 | Yes |  | 4.1 | 23845.35 | 108.16 | 215.7 | 17.68 | 0.92 | 5000 | 80
P2S9ZM3V | Acuity Brands Lighting | Lithonia Lighting | IBH 24000LM SD080 ND XXXXX OZ10 50K 80CRI | Indoor Luminaires | High-Bay | High-Bay Luminaires for Commercial and Industrial Buildings | Premium | FALSE | [9 empty] | 42360 | Dimmable | Continuous Above 10 | Yes |  | 4.1 | 23477.82 | 108.16 | 215.7 | 17.68 | 0.92 | 5000 | 80
P335VCWY | Acuity Brands Lighting | Lithonia Lighting | IBH 18000LM L/LENS MD XXXXX OZ10 50K 80CRI | Indoor Luminaires | High-Bay | High-Bay Luminaires for Commercial and Industrial Buildings | Premium | FALSE | [9 empty] | 42360 | Dimmable | Continuous Above 10 | Yes |  | 4.1 | 18433.04 | 108.16 | 139.6 | 17.68 | 0.92 | 5000 | 80
PRBZDPU6 | Acuity Brands Lighting | Lithonia Lighting | IBH 18000LM L/LENS ND XXXXX OZ10 50K 80CRI | Indoor Luminaires | High-Bay | High-Bay Luminaires for Commercial and Industrial Buildings | Premium | FALSE | [9 empty] | 42360 | Dimmable | Continuous Above 10 | Yes |  | 4.1 | 18123.96 | 108.16 | 139.6 | 17.68 | 0.92 | 5000 | 80
PP6ZV13T | Acuity Brands Lighting | Lithonia Lighting | IBH 18000LM SD080 MD XXXXX OZ10 50K 80CRI | Indoor Luminaires | High-Bay | High-Bay Luminaires for Commercial and Industrial Buildings | Premium | FALSE | [9 empty] | 42360 | Dimmable | Continuous Above 10 | Yes |  | 4.1 | 17255.37 | 108.16 | 139.6 | 17.68 | 0.92 | 5000 | 80
PXM2J4FB | Acuity Brands Lighting | Lithonia Lighting | IBH 18000LM SD080 ND XXXXX OZ10 50K 80CRI | Indoor Luminaires | High-Bay | High-Bay Luminaires for Commercial and Industrial Buildings | Premium | FALSE | [9 empty] | 42360 | Dimmable | Continuous Above 10 | Yes |  | 4.1 | 16989.41 | 108.16 | 139.6 | 17.68 | 0.92 | 5000 | 80
PJPH1CEZ | Acuity Brands Lighting | Lithonia Lighting | IBH 15000LM L/LENS MD XXXXX OZ10 50K 80CRI | Indoor Luminaires | High-Bay | High-Bay Luminaires for Commercial and Industrial Buildings | Premium | FALSE | [9 empty] | 42360 | Dimmable | Continuous Above 10 | Yes |  | 4.1 | 15318.41 | 108.16 | 139.08 | 17.68 | 0.92 | 5000 | 80
P4TY31KV | Acuity Brands Lighting | Lithonia Lighting | IBH 15000LM SD080 MD XXXXX OZ10 50K 80CRI | Indoor Luminaires | High-Bay | High-Bay Luminaires for Commercial and Industrial Buildings | Standard | FALSE | [9 empty] | 42360 | Dimmable | Continuous Above 10 | Yes |  | 4.1 | 14339.73 | 108.16 | 139.08 | 17.68 | 0.92 | 5000 | 80
PBAW1EZJ | Acuity Brands Lighting | Lithonia Lighting | IBH 15000LM SD080 ND XXXXX OZ10 50K 80CRI | Indoor Luminaires | High-Bay | High-Bay Luminaires for Commercial and Industrial Buildings | Standard | FALSE | [9 empty] | 42360 | Dimmable | Continuous Above 10 | Yes |  | 4.1 | 14118.71 | 108.16 | 139.08 | 17.68 | 0.92 | 5000 | 80
PSA1WEWC | Acuity Brands Lighting | Lithonia Lighting | IBH 12000LM L/LENS MD XXXXX OZ10 50K 80CRI | Indoor Luminaires | High-Bay | High-Bay Luminaires for Commercial and Industrial Buildings | Premium | FALSE | [9 empty] | 42360 | Dimmable | Continuous Above 10 | Yes |  | 4.1 | 12365.88 | 108.16 | 107.96 | 13.61 | 0.95 | 5000 | 80
P66D1AM5 | Acuity Brands Lighting | Lithonia Lighting | IBH 12000LM L/LENS ND XXXXX OZ10 50K 80CRI | Indoor Luminaires | High-Bay | High-Bay Luminaires for Commercial and Industrial Buildings | Premium | FALSE | [9 empty] | 42360 | Dimmable | Continuous Above 10 | Yes |  | 4.1 | 12158.54 | 108.16 | 107.96 | 13.61 | 0.95 | 5000 | 80
PJFF5SAD | Acuity Brands Lighting | Lithonia Lighting | IBH 12000LM SD080 MD XXXXX OZ10 50K 80CRI | Indoor Luminaires | High-Bay | High-Bay Luminaires for Commercial and Industrial Buildings | Standard | FALSE | [9 empty] | 42360 | Dimmable | Continuous Above 10 | Yes |  | 3 | 11575.84 | 108.16 | 107.96 | 13.61 | 0.95 | 5000 | 80
PPMKREB8 | Acuity Brands Lighting | Lithonia Lighting | IBH 12000LM SD080 ND XXXXX OZ10 50K 80CRI | Indoor Luminaires | High-Bay | High-Bay Luminaires for Commercial and Industrial Buildings | Standard | FALSE | [9 empty] | 42360 | Dimmable | Continuous Above 10 | Yes |  | 3 | 11397.42 | 108.16 | 107.96 | 13.61 | 0.95 | 5000 | 80
PUZNNRRW | Acuity Brands Lighting | Lithonia Lighting | IBH 9000LM L/LENS MD XXXXX OZ10 50K 80CRI | Indoor Luminaires | High-Bay | Low-Bay Luminaires for Commercial and Industrial Buildings | Premium | FALSE | [9 empty] | 42360 | Dimmable | Continuous Above 10 | Yes |  | 4.1 | 9477.03 | 108.16 | 76.4 | 13.61 | 0.95 | 5000 | 80
PYJT9M7C | Acuity Brands Lighting | Lithonia Lighting | IBH 9000LM L/LENS ND XXXXX OZ10 50K 80CRI | Indoor Luminaires | High-Bay | Low-Bay Luminaires for Commercial and Industrial Buildings | Premium | FALSE | [9 empty] | 42360 | Dimmable | Continuous Above 10 | Yes |  | 4.1 | 9318.13 | 108.16 | 76.4 | 13.61 | 0.95 | 5000 | 80
P46R7FVG | Acuity Brands Lighting | Lithonia Lighting | IBH 9000LM SD080 MD XXXXX OZ10 50K 80CRI | Indoor Luminaires | High-Bay | Low-Bay Luminaires for Commercial and Industrial Buildings | Premium | FALSE | [9 empty] | 42360 | Dimmable | Continuous Above 10 | Yes |  | 4.1 | 8871.56 | 108.16 | 76.4 | 13.61 | 0.95 | 5000 | 80
P4RDHB6V | Acuity Brands Lighting | Lithonia Lighting | IBH 9000LM SD080 ND XXXXX OZ10 50K 80CRI | Indoor Luminaires | High-Bay | Low-Bay Luminaires for Commercial and Industrial Buildings | Premium | FALSE | [9 empty] | 42360 | Dimmable | Continuous Above 10 | Yes |  | 4.1 | 8734.82 | 108.16 | 76.4 | 13.61 | 0.95 | 5000 | 80
P2UTNC6U | Acuity Brands Lighting | Lithonia Lighting | IBH 12000LM L/LENS MD XXXXX OZ10 50K 70CRI | Indoor Luminaires | High-Bay | High-Bay Luminaires for Commercial and Industrial Buildings | Premium | FALSE | [9 empty] | 42360 | Dimmable | Continuous Above 10 | Yes |  | 4.1 | 13118.5 | 108.16 | 107.96 | 13.61 | 0.95 | 5000 | 70
PK5M6KNS | Acuity Brands Lighting | Lithonia Lighting | IBH 12000LM L/LENS ND XXXXX OZ10 50K 70CRI | Indoor Luminaires | High-Bay | High-Bay Luminaires for Commercial and Industrial Buildings | Premium | FALSE | [9 empty] | 42360 | Dimmable | Continuous Above 10 | Yes |  | 4.1 | 12898.54 | 108.16 | 107.96 | 13.61 | 0.95 | 5000 | 70
PZ1ZB1Y8 | Acuity Brands Lighting | Lithonia Lighting | IBH 12000LM SD080 MD XXXXX OZ10 50K 70CRI | Indoor Luminaires | High-Bay | High-Bay Luminaires for Commercial and Industrial Buildings | Premium | FALSE | [9 empty] | 42360 | Dimmable | Continuous Above 10 | Yes |  | 4.1 | 12280.37 | 108.16 | 107.96 | 13.61 | 0.95 | 5000 | 70
PHQ58ADB | Acuity Brands Lighting | Lithonia Lighting | IBH 12000LM SD080 ND XXXXX OZ10 50K 70CRI | Indoor Luminaires | High-Bay | High-Bay Luminaires for Commercial and Industrial Buildings | Premium | FALSE | [9 empty] | 42360 | Dimmable | Continuous Above 10 | Yes |  | 4.1 | 12091.1 | 108.16 | 107.96 | 13.61 | 0.95 | 5000 | 70
PCJY5XN1 | Acuity Brands Lighting | Lithonia Lighting | IBH 9000LM L/LENS ND XXXXX OZ10 50K 70CRI | Indoor Luminaires | High-Bay | Low-Bay Luminaires for Commercial and Industrial Buildings | Premium | FALSE | [9 empty] | 42360 | Dimmable | Continuous Above 10 | Yes |  | 4.1 | 9885.26 | 108.16 | 76.4 | 13.61 | 0.95 | 5000 | 70
P6ZQEC2Q | Acuity Brands Lighting | Lithonia Lighting | IBH 9000LM SD080 MD XXXXX OZ10 50K 70CRI | Indoor Luminaires | High-Bay | Low-Bay Luminaires for Commercial and Industrial Buildings | Premium | FALSE | [9 empty] | 42360 | Dimmable | Continuous Above 10 | Yes |  | 4.1 | 9411.5 | 108.16 | 76.4 | 13.61 | 0.95 | 5000 | 70
PU1WSEK4 | Acuity Brands Lighting | Lithonia Lighting | IBH 9000LM SD080 ND XXXXX OZ10 50K 70CRI | Indoor Luminaires | High-Bay | Low-Bay Luminaires for Commercial and Industrial Buildings | Premium | FALSE | [9 empty] | 42360 | Dimmable | Continuous Above 10 | Yes |  | 4.1 | 9266.44 | 108.16 | 76.4 | 13.61 | 0.95 | 5000 | 70
PQWPB5EZ | Acuity Brands Lighting | Lithonia Lighting | IBH 36000LM L/LENS MD XXXXX OZ10 40K 80CRI | Indoor Luminaires | High-Bay | High-Bay Luminaires for Commercial and Industrial Buildings | Standard | FALSE | [9 empty] | 42360 | Dimmable | Continuous Above 10 | Yes |  | 3 | 35302.28 | 108.16 | 352.1 | 17.68 | 0.92 | 4000 | 80
PSRQVBKG | Acuity Brands Lighting | Lithonia Lighting | IBH 36000LM L/LENS ND XXXXX OZ10 40K 80CRI | Indoor Luminaires | High-Bay | High-Bay Luminaires for Commercial and Industrial Buildings | Standard | FALSE | [9 empty] | 42360 | Dimmable | Continuous Above 10 | Yes |  | 3 | 34710.35 | 108.16 | 352.1 | 17.68 | 0.92 | 4000 | 80
P8BTZBBZ | Acuity Brands Lighting | Lithonia Lighting | IBH 36000LM SD080 MD XXXXX OZ10 40K 80CRI | Indoor Luminaires | High-Bay | High-Bay Luminaires for Commercial and Industrial Buildings | Standard | FALSE | [9 empty] | 42360 | Dimmable | Continuous Above 10 | Yes |  | 4.1 | 33046.85 | 108.16 | 352.1 | 17.68 | 0.92 | 4000 | 80
PA92AANN | Acuity Brands Lighting | Lithonia Lighting | IBH 36000LM SD080 ND XXXXX OZ10 40K 80CRI | Indoor Luminaires | High-Bay | High-Bay Luminaires for Commercial and Industrial Buildings | Standard | FALSE | [9 empty] | 42360 | Dimmable | Continuous Above 10 | Yes |  | 4.1 | 32537.5 | 108.16 | 352.1 | 17.68 | 0.92 | 4000 | 80
PCMHS7H9 | Acuity Brands Lighting | Lithonia Lighting | IBH 30000LM L/LENS MD XXXXX OZ10 40K 80CRI | Indoor Luminaires | High-Bay | High-Bay Luminaires for Commercial and Industrial Buildings | Standard | FALSE | [9 empty] | 42360 | Dimmable | Continuous Above 10 | Yes |  | 3 | 30170.54 | 108.16 | 273.2 | 17.68 | 0.92 | 4000 | 80
PMDA4UB1 | Acuity Brands Lighting | Lithonia Lighting | IBH 30000LM L/LENS ND XXXXX OZ10 40K 80CRI | Indoor Luminaires | High-Bay | High-Bay Luminaires for Commercial and Industrial Buildings | Standard | FALSE | [9 empty] | 42360 | Dimmable | Continuous Above 10 | Yes |  | 3 | 29664.65 | 108.16 | 273.2 | 17.68 | 0.92 | 4000 | 80
PVU63GK3 | Acuity Brands Lighting | Lithonia Lighting | IBH 30000LM SD080 MD XXXXX OZ10 40K 80CRI | Indoor Luminaires | High-Bay | High-Bay Luminaires for Commercial and Industrial Buildings | Standard | FALSE | [9 empty] | 42360 | Dimmable | Continuous Above 10 | Yes |  | 3 | 28242.97 | 108.16 | 273.2 | 17.68 | 0.92 | 4000 | 80
PA7X6RDP | Acuity Brands Lighting | Lithonia Lighting | IBH 30000LM SD080 ND XXXXX OZ10 40K 80CRI | Indoor Luminaires | High-Bay | High-Bay Luminaires for Commercial and Industrial Buildings | Standard | FALSE | [9 empty] | 42360 | Dimmable | Continuous Above 10 | Yes |  | 4.1 | 27807.66 | 108.16 | 273.2 | 17.68 | 0.92 | 4000 | 80
P6PYM4AA | Acuity Brands Lighting | Lithonia Lighting | IBH 24000LM L/LENS MD XXXXX OZ10 40K 80CRI | Indoor Luminaires | High-Bay | High-Bay Luminaires for Commercial and Industrial Buildings | Premium | FALSE | [9 empty] | 42360 | Dimmable | Continuous Above 10 | Yes |  | 4.1 | 25256.92 | 108.16 | 215.7 | 17.68 | 0.92 | 4000 | 80
PZY3SK4G | Acuity Brands Lighting | Lithonia Lighting | IBH 24000LM L/LENS ND XXXXX OZ10 40K 80CRI | Indoor Luminaires | High-Bay | High-Bay Luminaires for Commercial and Industrial Buildings | Premium | FALSE | [9 empty] | 42360 | Dimmable | Continuous Above 10 | Yes |  | 4.1 | 24833.42 | 108.16 | 215.7 | 17.68 | 0.92 | 4000 | 80
PYKBJDYB | Acuity Brands Lighting | Lithonia Lighting | IBH 24000LM SD080 MD XXXXX OZ10 40K 80CRI | Indoor Luminaires | High-Bay | High-Bay Luminaires for Commercial and Industrial Buildings | Premium | FALSE | [9 empty] | 42360 | Dimmable | Continuous Above 10 | Yes |  | 4.1 | 23643.28 | 108.16 | 215.7 | 17.68 | 0.92 | 4000 | 80
PQ87W4VJ | Acuity Brands Lighting | Lithonia Lighting | IBH 24000LM SD080 ND XXXXX OZ10 40K 80CRI | Indoor Luminaires | High-Bay | High-Bay Luminaires for Commercial and Industrial Buildings | Standard | FALSE | [9 empty] | 42360 | Dimmable | Continuous Above 10 | Yes |  | 3 | 23278.86 | 108.16 | 215.7 | 17.68 | 0.92 | 4000 | 80
PK8XJYQ4 | Acuity Brands Lighting | Lithonia Lighting | IBH 18000LM L/LENS MD XXXXX OZ10 40K 80CRI | Indoor Luminaires | High-Bay | High-Bay Luminaires for Commercial and Industrial Buildings | Premium | FALSE | [9 empty] | 42360 | Dimmable | Continuous Above 10 | Yes |  | 4.1 | 18276.82 | 108.16 | 139.6 | 17.68 | 0.92 | 4000 | 80
PMG3TYQJ | Acuity Brands Lighting | Lithonia Lighting | IBH 18000LM L/LENS ND XXXXX OZ10 40K 80CRI | Indoor Luminaires | High-Bay | High-Bay Luminaires for Commercial and Industrial Buildings | Premium | FALSE | [9 empty] | 42360 | Dimmable | Continuous Above 10 | Yes |  | 4.1 | 17970.37 | 108.16 | 139.6 | 17.68 | 0.92 | 4000 | 80
PMGBTFTA | Acuity Brands Lighting | Lithonia Lighting | IBH 18000LM SD080 MD XXXXX OZ10 40K 80CRI | Indoor Luminaires | High-Bay | High-Bay Luminaires for Commercial and Industrial Buildings | Premium | FALSE | [9 empty] | 42360 | Dimmable | Continuous Above 10 | Yes |  | 4.1 | 17109.13 | 108.16 | 139.6 | 17.68 | 0.92 | 4000 | 80
P29NM4TH | Acuity Brands Lighting | Lithonia Lighting | IBH 18000LM SD080 ND XXXXX OZ10 40K 80CRI | Indoor Luminaires | High-Bay | High-Bay Luminaires for Commercial and Industrial Buildings | Premium | FALSE | [9 empty] | 42360 | Dimmable | Continuous Above 10 | Yes |  | 4.1 | 16845.43 | 108.16 | 139.6 | 17.68 | 0.92 | 4000 | 80
PK1SRGWW | Acuity Brands Lighting | Lithonia Lighting | IBH 15000LM L/LENS MD XXXXX OZ10 40K 80CRI | Indoor Luminaires | High-Bay | High-Bay Luminaires for Commercial and Industrial Buildings | Premium | FALSE | [9 empty] | 42360 | Dimmable | Continuous Above 10 | Yes |  | 4.1 | 15188.59 | 108.16 | 139.08 | 17.68 | 0.92 | 4000 | 80
PPEGCQ8H | Acuity Brands Lighting | Lithonia Lighting | IBH 15000LM L/LENS ND XXXXX OZ10 40K 80CRI | Indoor Luminaires | High-Bay | High-Bay Luminaires for Commercial and Industrial Buildings | Standard | FALSE | [9 empty] | 42360 | Dimmable | Continuous Above 10 | Yes |  | 3 | 14933.92 | 108.16 | 139.08 | 17.68 | 0.92 | 4000 | 80
PPZM5K4J | Acuity Brands Lighting | Lithonia Lighting | IBH 15000LM SD080 MD XXXXX OZ10 40K 80CRI | Indoor Luminaires | High-Bay | High-Bay Luminaires for Commercial and Industrial Buildings | Standard | TRUE | 14571 | 105.89 | 137.6 | 17.78 | 0.92 | 4088 | 82.94 | 5 | 50000 | 42360 | Dimmable | Continuous Above 10 | Yes | Updated on 3/30/2017 | 3 | 14571 | 105.89 | 137.6 | 17.68 | 1 | 4088 | 82.94
P74PQ52B | Acuity Brands Lighting | Lithonia Lighting | IBH 15000LM SD080 ND XXXXX OZ10 40K 80CRI | Indoor Luminaires | High-Bay | High-Bay Luminaires for Commercial and Industrial Buildings | Standard | FALSE | [9 empty] | 42360 | Dimmable | Continuous Above 10 | Yes |  | 4.1 | 13999.06 | 108.16 | 139.08 | 17.68 | 0.92 | 4000 | 80
PF1HT5A7 | Acuity Brands Lighting | Lithonia Lighting | IBH 12000LM L/LENS MD XXXXX OZ10 40K 80CRI | Indoor Luminaires | High-Bay | High-Bay Luminaires for Commercial and Industrial Buildings | Premium | FALSE | [9 empty] | 42360 | Dimmable | Continuous Above 10 | Yes |  | 4.1 | 12261.09 | 108.16 | 107.96 | 13.61 | 0.95 | 4000 | 80
P8WSHT5D | Acuity Brands Lighting | Lithonia Lighting | IBH 12000LM L/LENS ND XXXXX OZ10 40K 80CRI | Indoor Luminaires | High-Bay | High-Bay Luminaires for Commercial and Industrial Buildings | Premium | FALSE | [9 empty] | 42360 | Dimmable | Continuous Above 10 | Yes |  | 4.1 | 12055.5 | 108.16 | 107.96 | 13.61 | 0.95 | 4000 | 80
PENPRGJ6 | Acuity Brands Lighting | Lithonia Lighting | IBH 12000LM SD080 MD XXXXX OZ10 40K 80CRI | Indoor Luminaires | High-Bay | High-Bay Luminaires for Commercial and Industrial Buildings | Standard | FALSE | [9 empty] | 42360 | Dimmable | Continuous Above 10 | Yes |  | 3 | 11477.74 | 108.16 | 107.96 | 13.61 | 0.95 | 4000 | 80
PXN5STSW | Acuity Brands Lighting | Lithonia Lighting | IBH 12000LM SD080 ND XXXXX OZ10 40K 80CRI | Indoor Luminaires | High-Bay | High-Bay Luminaires for Commercial and Industrial Buildings | Standard | FALSE | [9 empty] | 42360 | Dimmable | Continuous Above 10 | Yes |  | 3 | 11300.83 | 108.16 | 107.96 | 13.61 | 0.95 | 4000 | 80
PV52UJHA | Acuity Brands Lighting | Lithonia Lighting | IBH 9000LM L/LENS MD XXXXX OZ10 40K 80CRI | Indoor Luminaires | High-Bay | Low-Bay Luminaires for Commercial and Industrial Buildings | Premium | FALSE | [9 empty] | 42360 | Dimmable | Continuous Above 10 | Yes |  | 4.1 | 9396.72 | 108.16 | 76.4 | 13.61 | 0.95 | 4000 | 80
PKCZVBR2 | Acuity Brands Lighting | Lithonia Lighting | IBH 9000LM L/LENS ND XXXXX OZ10 40K 80CRI | Indoor Luminaires | High-Bay | Low-Bay Luminaires for Commercial and Industrial Buildings | Premium | FALSE | [9 empty] | 42360 | Dimmable | Continuous Above 10 | Yes |  | 4.1 | 9239.16 | 108.16 | 76.4 | 13.61 | 0.95 | 4000 | 80
PZF5TWZ2 | Acuity Brands Lighting | Lithonia Lighting | IBH 9000LM SD080 MD XXXXX OZ10 40K 80CRI | Indoor Luminaires | High-Bay | Low-Bay Luminaires for Commercial and Industrial Buildings | Premium | FALSE | [9 empty] | 42360 | Dimmable | Continuous Above 10 | Yes |  | 4.1 | 8796.37 | 108.16 | 76.4 | 13.61 | 0.95 | 4000 | 80
PV6MZGPZ | Acuity Brands Lighting | Lithonia Lighting | IBH 9000LM SD080 ND XXXXX OZ10 40K 80CRI | Indoor Luminaires | High-Bay | Low-Bay Luminaires for Commercial and Industrial Buildings | Premium | FALSE | [9 empty] | 42360 | Dimmable | Continuous Above 10 | Yes |  | 4.1 | 8660.79 | 108.16 | 76.4 | 13.61 | 0.95 | 4000 | 80
P84G6MS4 | Acuity Brands Lighting | Lithonia Lighting | IBH 12000LM L/LENS MD XXXXX OZ10 40K 70CRI | Indoor Luminaires | High-Bay | High-Bay Luminaires for Commercial and Industrial Buildings | Premium | FALSE | [9 empty] | 42360 | Dimmable | Continuous Above 10 | Yes |  | 4.1 | 13242.35 | 108.16 | 107.96 | 13.61 | 0.95 | 4000 | 70
PRZCTA3Q | Acuity Brands Lighting | Lithonia Lighting | IBH 12000LM L/LENS ND XXXXX OZ10 40K 70CRI | Indoor Luminaires | High-Bay | High-Bay Luminaires for Commercial and Industrial Buildings | Premium | FALSE | [9 empty] | 42360 | Dimmable | Continuous Above 10 | Yes |  | 4.1 | 13020.31 | 108.16 | 107.96 | 13.61 | 0.95 | 4000 | 70
PZNTSUJW | Acuity Brands Lighting | Lithonia Lighting | IBH 12000LM SD080 MD XXXXX OZ10 40K 70CRI | Indoor Luminaires | High-Bay | High-Bay Luminaires for Commercial and Industrial Buildings | Premium | FALSE | [9 empty] | 42360 | Dimmable | Continuous Above 10 | Yes |  | 4.1 | 12396.31 | 108.16 | 107.96 | 13.61 | 0.95 | 4000 | 70
PXKV8B7Q | Acuity Brands Lighting | Lithonia Lighting | IBH 12000LM SD080 ND XXXXX OZ10 40K 70CRI | Indoor Luminaires | High-Bay | High-Bay Luminaires for Commercial and Industrial Buildings | Premium | FALSE | [9 empty] | 42360 | Dimmable | Continuous Above 10 | Yes |  | 4.1 | 12205.25 | 108.16 | 107.96 | 13.61 | 0.95 | 4000 | 70
PZ8M77RV | Acuity Brands Lighting | Lithonia Lighting | IBH 9000LM L/LENS ND XXXXX OZ10 40K 70CRI | Indoor Luminaires | High-Bay | Low-Bay Luminaires for Commercial and Industrial Buildings | Premium | FALSE | [9 empty] | 42360 | Dimmable | Continuous Above 10 | Yes |  | 4.1 | 9978.58 | 108.16 | 76.4 | 13.61 | 0.95 | 4000 | 70
P4FW1UZW | Acuity Brands Lighting | Lithonia Lighting | IBH 9000LM SD080 MD XXXXX OZ10 40K 70CRI | Indoor Luminaires | High-Bay | Low-Bay Luminaires for Commercial and Industrial Buildings | Premium | FALSE | [9 empty] | 42360 | Dimmable | Continuous Above 10 | Yes |  | 4.1 | 9500.36 | 108.16 | 76.4 | 13.61 | 0.95 | 4000 | 70
P72WAMD9 | Acuity Brands Lighting | Lithonia Lighting | IBH 9000LM SD080 ND XXXXX OZ10 40K 70CRI | Indoor Luminaires | High-Bay | Low-Bay Luminaires for Commercial and Industrial Buildings | Premium | FALSE | [9 empty] | 42360 | Dimmable | Continuous Above 10 | Yes |  | 4.1 | 9353.93 | 108.16 | 76.4 | 13.61 | 0.95 | 4000 | 70
PZQM7PYH | Acuity Brands Lighting | Lithonia Lighting | IBH 36000LM L/LENS MD XXXXX OZ10 35K 80CRI | Indoor Luminaires | High-Bay | High-Bay Luminaires for Commercial and Industrial Buildings | Standard | FALSE | [9 empty] | 42360 | Dimmable | Continuous Above 10 | Yes |  | 3 | 34369.66 | 108.16 | 352.1 | 17.68 | 0.92 | 3500 | 80
PCQ3UDT7 | Acuity Brands Lighting | Lithonia Lighting | IBH 36000LM L/LENS ND XXXXX OZ10 35K 80CRI | Indoor Luminaires | High-Bay | High-Bay Luminaires for Commercial and Industrial Buildings | Standard | FALSE | [9 empty] | 42360 | Dimmable | Continuous Above 10 | Yes |  | 3 | 33793.37 | 108.16 | 352.1 | 17.68 | 0.92 | 3500 | 80
P627A9RP | Acuity Brands Lighting | Lithonia Lighting | IBH 36000LM SD080 MD XXXXX OZ10 35K 80CRI | Indoor Luminaires | High-Bay | High-Bay Luminaires for Commercial and Industrial Buildings | Standard | FALSE | [9 empty] | 42360 | Dimmable | Continuous Above 10 | Yes |  | 4.1 | 32173.82 | 108.16 | 273.2 | 17.68 | 0.92 | 3500 | 80
PNU1FM4Y | Acuity Brands Lighting | Lithonia Lighting | IBH 36000LM SD080 ND XXXXX OZ10 35K 80CRI | Indoor Luminaires | High-Bay | High-Bay Luminaires for Commercial and Industrial Buildings | Standard | FALSE | [9 empty] | 42360 | Dimmable | Continuous Above 10 | Yes |  | 3 | 31677.92 | 108.16 | 273.2 | 17.68 | 0.92 | 3500 | 80
PRMGH7JM | Acuity Brands Lighting | Lithonia Lighting | IBH 30000LM L/LENS MD XXXXX OZ10 35K 80CRI | Indoor Luminaires | High-Bay | High-Bay Luminaires for Commercial and Industrial Buildings | Standard | FALSE | [9 empty] | 42360 | Dimmable | Continuous Above 10 | Yes |  | 3 | 29373.49 | 108.16 | 273.2 | 17.68 | 0.92 | 3500 | 80
PZWGMCPD | Acuity Brands Lighting | Lithonia Lighting | IBH 30000LM L/LENS ND XXXXX OZ10 35K 80CRI | Indoor Luminaires | High-Bay | High-Bay Luminaires for Commercial and Industrial Buildings | Standard | FALSE | [9 empty] | 42360 | Dimmable | Continuous Above 10 | Yes |  | 3 | 28880.97 | 108.16 | 273.2 | 17.68 | 0.92 | 3500 | 80
PYAH9RHB | Acuity Brands Lighting | Lithonia Lighting | IBH 30000LM SD080 MD XXXXX OZ10 35K 80CRI | Indoor Luminaires | High-Bay | High-Bay Luminaires for Commercial and Industrial Buildings | Standard | FALSE | [9 empty] | 42360 | Dimmable | Continuous Above 10 | Yes |  | 3 | 27496.84 | 108.16 | 273.2 | 17.68 | 0.92 | 3500 | 80
P48KKU1U | Acuity Brands Lighting | Lithonia Lighting | IBH 30000LM SD080 ND XXXXX OZ10 35K 80CRI | Indoor Luminaires | High-Bay | High-Bay Luminaires for Commercial and Industrial Buildings | Standard | FALSE | [9 empty] | 42360 | Dimmable | Continuous Above 10 | Yes |  | 4.1 | 27073.03 | 108.16 | 215.7 | 17.68 | 0.92 | 3500 | 80
PRCYV3SH | Acuity Brands Lighting | Lithonia Lighting | IBH 24000LM L/LENS MD XXXXX OZ10 35K 80CRI | Indoor Luminaires | High-Bay | High-Bay Luminaires for Commercial and Industrial Buildings | Premium | FALSE | [9 empty] | 42360 | Dimmable | Continuous Above 10 | Yes |  | 4.1 | 24589.68 | 108.16 | 215.7 | 17.68 | 0.92 | 3500 | 80
PEWX7S4C | Acuity Brands Lighting | Lithonia Lighting | IBH 24000LM L/LENS ND XXXXX OZ10 35K 80CRI | Indoor Luminaires | High-Bay | High-Bay Luminaires for Commercial and Industrial Buildings | Premium | FALSE | [9 empty] | 42360 | Dimmable | Continuous Above 10 | Yes |  | 4.1 | 24177.37 | 108.16 | 215.7 | 17.68 | 0.92 | 3500 | 80
P12D7YST | Acuity Brands Lighting | Lithonia Lighting | IBH 24000LM SD080 MD XXXXX OZ10 35K 80CRI | Indoor Luminaires | High-Bay | High-Bay Luminaires for Commercial and Industrial Buildings | Standard | FALSE | [9 empty] | 42360 | Dimmable | Continuous Above 10 | Yes |  | 4.1 | 23018.67 | 108.16 | 215.7 | 17.68 | 0.92 | 3500 | 80
P2XWMJKQ | Acuity Brands Lighting | Lithonia Lighting | IBH 24000LM SD080 ND XXXXX OZ10 35K 80CRI | Indoor Luminaires | High-Bay | High-Bay Luminaires for Commercial and Industrial Buildings | Standard | FALSE | [9 empty] | 42360 | Dimmable | Continuous Above 10 | Yes |  | 4.1 | 22663.88 | 108.16 | 215.7 | 17.68 | 0.92 | 3500 | 80
PZZPPWDK | Acuity Brands Lighting | Lithonia Lighting | IBH 18000LM L/LENS MD XXXXX OZ10 35K 80CRI | Indoor Luminaires | High-Bay | High-Bay Luminaires for Commercial and Industrial Buildings | Premium | FALSE | [9 empty] | 42360 | Dimmable | Continuous Above 10 | Yes |  | 4.1 | 17793.99 | 108.16 | 139.6 | 17.68 | 0.92 | 3500 | 80
PW4MZZ3F | Acuity Brands Lighting | Lithonia Lighting | IBH 18000LM L/LENS ND XXXXX OZ10 35K 80CRI | Indoor Luminaires | High-Bay | High-Bay Luminaires for Commercial and Industrial Buildings | Premium | FALSE | [9 empty] | 42360 | Dimmable | Continuous Above 10 | Yes |  | 4.1 | 17495.62 | 108.16 | 139.6 | 17.68 | 0.92 | 3500 | 80
PS717UEE | Acuity Brands Lighting | Lithonia Lighting | IBH 18000LM SD080 MD XXXXX OZ10 35K 80CRI | Indoor Luminaires | High-Bay | High-Bay Luminaires for Commercial and Industrial Buildings | Premium | FALSE | [9 empty] | 42360 | Dimmable | Continuous Above 10 | Yes |  | 4.1 | 16657.14 | 108.16 | 139.6 | 17.68 | 0.92 | 3500 | 80
PH8WWU54 | Acuity Brands Lighting | Lithonia Lighting | IBH 18000LM SD080 ND XXXXX OZ10 35K 80CRI | Indoor Luminaires | High-Bay | High-Bay Luminaires for Commercial and Industrial Buildings | Premium | FALSE | [9 empty] | 42360 | Dimmable | Continuous Above 10 | Yes |  | 4.1 | 16400.41 | 108.16 | 139.6 | 17.68 | 0.92 | 3500 | 80
PEGPGDF1 | Acuity Brands Lighting | Lithonia Lighting | IBH 15000LM L/LENS MD XXXXX OZ10 35K 80CRI | Indoor Luminaires | High-Bay | High-Bay Luminaires for Commercial and Industrial Buildings | Standard | FALSE | [9 empty] | 42360 | Dimmable | Continuous Above 10 | Yes |  | 3 | 14787.34 | 108.16 | 139.08 | 17.68 | 0.92 | 3500 | 80
PWF69AH7 | Acuity Brands Lighting | Lithonia Lighting | IBH 15000LM L/LENS ND XXXXX OZ10 35K 80CRI | Indoor Luminaires | High-Bay | High-Bay Luminaires for Commercial and Industrial Buildings | Standard | FALSE | [9 empty] | 42360 | Dimmable | Continuous Above 10 | Yes |  | 3 | 14539.39 | 108.16 | 139.08 | 17.68 | 0.92 | 3500 | 80
PM4UHS8Q | Acuity Brands Lighting | Lithonia Lighting | IBH 15000LM SD080 MD XXXXX OZ10 35K 80CRI | Indoor Luminaires | High-Bay | High-Bay Luminaires for Commercial and Industrial Buildings | Standard | FALSE | [9 empty] | 42360 | Dimmable | Continuous Above 10 | Yes |  | 3 | 13842.59 | 108.16 | 139.08 | 17.68 | 0.92 | 3500 | 80
PZW2XDZT | Acuity Brands Lighting | Lithonia Lighting | IBH 15000LM SD080 ND XXXXX OZ10 35K 80CRI | Indoor Luminaires | High-Bay | High-Bay Luminaires for Commercial and Industrial Buildings | Standard | FALSE | [9 empty] | 42360 | Dimmable | Continuous Above 10 | Yes |  | 3 | 13629.23 | 108.16 | 139.08 | 17.68 | 0.92 | 3500 | 80
PP2HSB1E | Acuity Brands Lighting | Lithonia Lighting | IBH 12000LM L/LENS MD XXXXX OZ10 35K 80CRI | Indoor Luminaires | High-Bay | High-Bay Luminaires for Commercial and Industrial Buildings | Premium | FALSE | [9 empty] | 42360 | Dimmable | Continuous Above 10 | Yes |  | 4.1 | 11937.17 | 108.16 | 107.96 | 13.61 | 0.95 | 3500 | 80
PWAS226A | Acuity Brands Lighting | Lithonia Lighting | IBH 12000LM L/LENS ND XXXXX OZ10 35K 80CRI | Indoor Luminaires | High-Bay | High-Bay Luminaires for Commercial and Industrial Buildings | Premium | FALSE | [9 empty] | 42360 | Dimmable | Continuous Above 10 | Yes |  | 4.1 | 11737.01 | 108.16 | 107.96 | 13.61 | 0.95 | 3500 | 80
PFTMHG36 | Acuity Brands Lighting | Lithonia Lighting | IBH 12000LM SD080 MD XXXXX OZ10 35K 80CRI | Indoor Luminaires | High-Bay | High-Bay Luminaires for Commercial and Industrial Buildings | Standard | FALSE | [9 empty] | 42360 | Dimmable | Continuous Above 10 | Yes |  | 3 | 11174.52 | 108.16 | 107.96 | 13.61 | 0.95 | 3500 | 80
PM7M7745 | Acuity Brands Lighting | Lithonia Lighting | IBH 12000LM SD080 ND XXXXX OZ10 35K 80CRI | Indoor Luminaires | High-Bay | High-Bay Luminaires for Commercial and Industrial Buildings | Standard | FALSE | [9 empty] | 42360 | Dimmable | Continuous Above 10 | Yes |  | 3 | 11002.28 | 108.16 | 107.96 | 13.61 | 0.95 | 3500 | 80
PJXVMW1A | Acuity Brands Lighting | Lithonia Lighting | IBH 9000LM L/LENS MD XXXXX OZ10 35K 80CRI | Indoor Luminaires | High-Bay | Low-Bay Luminaires for Commercial and Industrial Buildings | Premium | FALSE | [9 empty] | 42360 | Dimmable | Continuous Above 10 | Yes |  | 4.1 | 9148.48 | 108.16 | 76.4 | 13.61 | 0.95 | 3500 | 80
P6MVQKZT | Acuity Brands Lighting | Lithonia Lighting | IBH 9000LM L/LENS ND XXXXX OZ10 35K 80CRI | Indoor Luminaires | High-Bay | Low-Bay Luminaires for Commercial and Industrial Buildings | Premium | FALSE | [9 empty] | 42360 | Dimmable | Continuous Above 10 | Yes |  | 4.1 | 8995.08 | 108.16 | 76.4 | 13.61 | 0.95 | 3500 | 80
PGGGG6PG | Acuity Brands Lighting | Lithonia Lighting | IBH 9000LM SD080 MD XXXXX OZ10 35K 80CRI | Indoor Luminaires | High-Bay | Low-Bay Luminaires for Commercial and Industrial Buildings | Premium | FALSE | [9 empty] | 42360 | Dimmable | Continuous Above 10 | Yes |  | 4.1 | 8563.99 | 108.16 | 76.4 | 13.61 | 0.95 | 3500 | 80
PSMQ4RFK | Acuity Brands Lighting | Lithonia Lighting | IBH 9000LM SD080 ND XXXXX OZ10 35K 80CRI | Indoor Luminaires | High-Bay | Low-Bay Luminaires for Commercial and Industrial Buildings | Premium | FALSE | [9 empty] | 42360 | Dimmable | Continuous Above 10 | Yes |  | 4.1 | 8431.99 | 108.16 | 76.4 | 13.61 | 0.95 | 3500 | 80
PP1BK2MV | Acuity Brands Lighting | Lithonia Lighting | IBH 12000LM L/LENS MD XXXXX OZ10 35K 70CRI | Indoor Luminaires | High-Bay | High-Bay Luminaires for Commercial and Industrial Buildings | Premium | FALSE | [9 empty] | 42360 | Dimmable | Continuous Above 10 | Yes |  | 4.1 | 12956.55 | 108.16 | 107.96 | 13.61 | 0.95 | 3500 | 70
PCHFD3UF | Acuity Brands Lighting | Lithonia Lighting | IBH 12000LM L/LENS ND XXXXX OZ10 35K 70CRI | Indoor Luminaires | High-Bay | High-Bay Luminaires for Commercial and Industrial Buildings | Premium | FALSE | [9 empty] | 42360 | Dimmable | Continuous Above 10 | Yes |  | 4.1 | 12739.3 | 108.16 | 107.96 | 13.61 | 0.95 | 3500 | 70
PM4SZ83R | Acuity Brands Lighting | Lithonia Lighting | IBH 12000LM SD080 MD XXXXX OZ10 35K 70CRI | Indoor Luminaires | High-Bay | High-Bay Luminaires for Commercial and Industrial Buildings | Premium | FALSE | [9 empty] | 42360 | Dimmable | Continuous Above 10 | Yes |  | 4.1 | 12128.76 | 108.16 | 107.96 | 13.61 | 0.95 | 3500 | 70
PEDVYB5Z | Acuity Brands Lighting | Lithonia Lighting | IBH 12000LM SD080 ND XXXXX OZ10 35K 70CRI | Indoor Luminaires | High-Bay | High-Bay Luminaires for Commercial and Industrial Buildings | Premium | FALSE | [9 empty] | 42360 | Dimmable | Continuous Above 10 | Yes |  | 4.1 | 11941.82 | 108.16 | 107.96 | 13.61 | 0.95 | 3500 | 70
PYF4ZTP7 | Acuity Brands Lighting | Lithonia Lighting | IBH 9000LM L/LENS MD XXXXX OZ10 35K 70CRI | Indoor Luminaires | High-Bay | Low-Bay Luminaires for Commercial and Industrial Buildings | Premium | FALSE | [9 empty] | 42360 | Dimmable | Continuous Above 10 | Yes |  | 4.1 | 9929.71 | 108.16 | 76.4 | 13.61 | 0.95 | 3500 | 70
P9S2BQK2 | Acuity Brands Lighting | Lithonia Lighting | IBH 9000LM L/LENS ND XXXXX OZ10 35K 70CRI | Indoor Luminaires | High-Bay | Low-Bay Luminaires for Commercial and Industrial Buildings | Premium | FALSE | [9 empty] | 42360 | Dimmable | Continuous Above 10 | Yes |  | 4.1 | 9763.22 | 108.16 | 76.4 | 13.61 | 0.95 | 3500 | 70
PU5HMMYM | Acuity Brands Lighting | Lithonia Lighting | IBH 9000LM SD080 MD XXXXX OZ10 35K 70CRI | Indoor Luminaires | High-Bay | Low-Bay Luminaires for Commercial and Industrial Buildings | Premium | FALSE | [9 empty] | 42360 | Dimmable | Continuous Above 10 | Yes |  | 4.1 | 9295.31 | 108.16 | 76.4 | 13.61 | 0.95 | 3500 | 70
PUXM6KPW | Acuity Brands Lighting | Lithonia Lighting | IBH 9000LM SD080 ND XXXXX OZ10 35K 70CRI | Indoor Luminaires | High-Bay | Low-Bay Luminaires for Commercial and Industrial Buildings | Premium | FALSE | [9 empty] | 42360 | Dimmable | Continuous Above 10 | Yes |  | 4.1 | 9152.04 | 108.16 | 76.4 | 13.61 | 0.95 | 3500 | 70
P3X6MAGV | Acuity Brands Lighting | Lithonia Lighting | IBH 36000LM L/LENS MD XXXXX OZ10 30K 80CRI | Indoor Luminaires | High-Bay | High-Bay Luminaires for Commercial and Industrial Buildings | Standard | FALSE | [9 empty] | 42360 | Dimmable | Continuous Above 10 | Yes |  | 4.1 | 33683.92 | 108.16 | 352.1 | 17.68 | 0.92 | 3000 | 80
P2SKVQMC | Acuity Brands Lighting | Lithonia Lighting | IBH 36000LM L/LENS ND XXXXX OZ10 30K 80CRI | Indoor Luminaires | High-Bay | High-Bay Luminaires for Commercial and Industrial Buildings | Standard | FALSE | [9 empty] | 42360 | Dimmable | Continuous Above 10 | Yes |  | 4.1 | 33119.12 | 108.16 | 352.1 | 17.68 | 0.92 | 3000 | 80
P52P6NPV | Acuity Brands Lighting | Lithonia Lighting | IBH 36000LM SD080 MD XXXXX OZ10 30K 80CRI | Indoor Luminaires | High-Bay | High-Bay Luminaires for Commercial and Industrial Buildings | Standard | FALSE | [9 empty] | 42360 | Dimmable | Continuous Above 10 | Yes |  | 4.1 | 31531.88 | 108.16 | 273.2 | 17.68 | 0.92 | 3000 | 80
P7SVU1NU | Acuity Brands Lighting | Lithonia Lighting | IBH 30000LM L/LENS MD XXXXX OZ10 30K 80CRI | Indoor Luminaires | High-Bay | High-Bay Luminaires for Commercial and Industrial Buildings | Standard | FALSE | [9 empty] | 42360 | Dimmable | Continuous Above 10 | Yes |  | 4.1 | 28787.43 | 108.16 | 273.2 | 17.68 | 0.92 | 3000 | 80
PZVU5XUN | Acuity Brands Lighting | Lithonia Lighting | IBH 30000LM L/LENS ND XXXXX OZ10 30K 80CRI | Indoor Luminaires | High-Bay | High-Bay Luminaires for Commercial and Industrial Buildings | Standard | FALSE | [9 empty] | 42360 | Dimmable | Continuous Above 10 | Yes |  | 3 | 28304.73 | 108.16 | 273.2 | 17.68 | 0.92 | 3000 | 80
P14DRA41 | Acuity Brands Lighting | Lithonia Lighting | IBH 30000LM SD080 MD XXXXX OZ10 30K 80CRI | Indoor Luminaires | High-Bay | High-Bay Luminaires for Commercial and Industrial Buildings | Standard | FALSE | [9 empty] | 42360 | Dimmable | Continuous Above 10 | Yes |  | 4.1 | 26948.22 | 108.16 | 215.7 | 17.68 | 0.92 | 3000 | 80
PATR7DBY | Acuity Brands Lighting | Lithonia Lighting | IBH 30000LM SD080 ND XXXXX OZ10 30K 80CRI | Indoor Luminaires | High-Bay | High-Bay Luminaires for Commercial and Industrial Buildings | Standard | FALSE | [9 empty] | 42360 | Dimmable | Continuous Above 10 | Yes |  | 4.1 | 26532.87 | 108.16 | 215.7 | 17.68 | 0.92 | 3000 | 80
PNQXW25A | Acuity Brands Lighting | Lithonia Lighting | IBH 24000LM L/LENS MD XXXXX OZ10 30K 80CRI | Indoor Luminaires | High-Bay | High-Bay Luminaires for Commercial and Industrial Buildings | Premium | FALSE | [9 empty] | 42360 | Dimmable | Continuous Above 10 | Yes |  | 4.1 | 24099.06 | 108.16 | 215.7 | 17.68 | 0.92 | 3000 | 80
PFHJ3MJR | Acuity Brands Lighting | Lithonia Lighting | IBH 24000LM L/LENS ND XXXXX OZ10 30K 80CRI | Indoor Luminaires | High-Bay | High-Bay Luminaires for Commercial and Industrial Buildings | Premium | FALSE | [9 empty] | 42360 | Dimmable | Continuous Above 10 | Yes |  | 4.1 | 23694.98 | 108.16 | 215.7 | 17.68 | 0.92 | 3000 | 80
PZKMHQME | Acuity Brands Lighting | Lithonia Lighting | IBH 24000LM SD080 MD XXXXX OZ10 30K 80CRI | Indoor Luminaires | High-Bay | High-Bay Luminaires for Commercial and Industrial Buildings | Standard | FALSE | [9 empty] | 42360 | Dimmable | Continuous Above 10 | Yes |  | 3 | 22559.4 | 108.16 | 215.7 | 17.68 | 0.92 | 3000 | 80
PFKGDYGD | Acuity Brands Lighting | Lithonia Lighting | IBH 24000LM SD080 ND XXXXX OZ10 30K 80CRI | Indoor Luminaires | High-Bay | High-Bay Luminaires for Commercial and Industrial Buildings | Standard | FALSE | [9 empty] | 42360 | Dimmable | Continuous Above 10 | Yes |  | 3 | 22211.69 | 108.16 | 215.7 | 17.68 | 0.92 | 3000 | 80
PQ7C565W | Acuity Brands Lighting | Lithonia Lighting | IBH 18000LM L/LENS MD XXXXX OZ10 30K 80CRI | Indoor Luminaires | High-Bay | High-Bay Luminaires for Commercial and Industrial Buildings | Premium | FALSE | [9 empty] | 42360 | Dimmable | Continuous Above 10 | Yes |  | 4.1 | 17438.96 | 108.16 | 139.6 | 17.68 | 0.92 | 3000 | 80
PRXEUK53 | Acuity Brands Lighting | Lithonia Lighting | IBH 18000LM L/LENS ND XXXXX OZ10 30K 80CRI | Indoor Luminaires | High-Bay | High-Bay Luminaires for Commercial and Industrial Buildings | Premium | FALSE | [9 empty] | 42360 | Dimmable | Continuous Above 10 | Yes |  | 4.1 | 17146.55 | 108.16 | 139.6 | 17.68 | 0.92 | 3000 | 80
PJPJQYQC | Acuity Brands Lighting | Lithonia Lighting | IBH 18000LM SD080 MD XXXXX OZ10 30K 80CRI | Indoor Luminaires | High-Bay | High-Bay Luminaires for Commercial and Industrial Buildings | Premium | FALSE | [9 empty] | 42360 | Dimmable | Continuous Above 10 | Yes |  | 4.1 | 16324.8 | 108.16 | 139.6 | 17.68 | 0.92 | 3000 | 80
PKKWXE57 | Acuity Brands Lighting | Lithonia Lighting | IBH 18000LM SD080 ND XXXXX OZ10 30K 80CRI | Indoor Luminaires | High-Bay | High-Bay Luminaires for Commercial and Industrial Buildings | Premium | FALSE | [9 empty] | 42360 | Dimmable | Continuous Above 10 | Yes |  | 4.1 | 16073.18 | 108.16 | 139.08 | 17.68 | 0.92 | 3000 | 80
PMPWN4XX | Acuity Brands Lighting | Lithonia Lighting | IBH 15000LM L/LENS MD XXXXX OZ10 30K 80CRI | Indoor Luminaires | High-Bay | High-Bay Luminaires for Commercial and Industrial Buildings | Standard | FALSE | [9 empty] | 42360 | Dimmable | Continuous Above 10 | Yes |  | 3 | 14492.3 | 108.16 | 139.08 | 17.68 | 0.92 | 3000 | 80
PGQJH2MC | Acuity Brands Lighting | Lithonia Lighting | IBH 15000LM L/LENS ND XXXXX OZ10 30K 80CRI | Indoor Luminaires | High-Bay | High-Bay Luminaires for Commercial and Industrial Buildings | Standard | FALSE | [9 empty] | 42360 | Dimmable | Continuous Above 10 | Yes |  | 3 | 14249.3 | 108.16 | 139.08 | 17.68 | 0.92 | 3000 | 80
PTE3AGWZ | Acuity Brands Lighting | Lithonia Lighting | IBH 15000LM SD080 MD XXXXX OZ10 30K 80CRI | Indoor Luminaires | High-Bay | High-Bay Luminaires for Commercial and Industrial Buildings | Standard | FALSE | [9 empty] | 42360 | Dimmable | Continuous Above 10 | Yes |  | 3 | 13566.4 | 108.16 | 139.08 | 17.68 | 0.92 | 3000 | 80
PQYB7JYZ | Acuity Brands Lighting | Lithonia Lighting | IBH 15000LM SD080 ND XXXXX OZ10 30K 80CRI | Indoor Luminaires | High-Bay | High-Bay Luminaires for Commercial and Industrial Buildings | Standard | FALSE | [9 empty] | 42360 | Dimmable | Continuous Above 10 | Yes |  | 3 | 13357.3 | 108.16 | 139.08 | 17.68 | 0.92 | 3000 | 80
PQDB82Z7 | Acuity Brands Lighting | Lithonia Lighting | IBH 12000LM L/LENS MD XXXXX OZ10 30K 80CRI | Indoor Luminaires | High-Bay | High-Bay Luminaires for Commercial and Industrial Buildings | Premium | FALSE | [9 empty] | 42360 | Dimmable | Continuous Above 10 | Yes |  | 4.1 | 11699 | 108.16 | 107.96 | 13.61 | 0.95 | 3000 | 80
PY9CJAQ6 | Acuity Brands Lighting | Lithonia Lighting | IBH 12000LM L/LENS ND XXXXX OZ10 30K 80CRI | Indoor Luminaires | High-Bay | High-Bay Luminaires for Commercial and Industrial Buildings | Standard | FALSE | [9 empty] | 42360 | Dimmable | Continuous Above 10 | Yes |  | 3 | 11502.84 | 108.16 | 107.96 | 13.61 | 0.95 | 3000 | 80
P138USHK | Acuity Brands Lighting | Lithonia Lighting | IBH 12000LM SD080 MD XXXXX OZ10 30K 80CRI | Indoor Luminaires | High-Bay | High-Bay Luminaires for Commercial and Industrial Buildings | Standard | FALSE | [9 empty] | 42360 | Dimmable | Continuous Above 10 | Yes |  | 4.1 | 10951.56 | 108.16 | 107.96 | 13.61 | 0.95 | 3000 | 80
PDGQV7BY | Acuity Brands Lighting | Lithonia Lighting | IBH 9000LM L/LENS MD XXXXX OZ10 30K 80CRI | Indoor Luminaires | High-Bay | Low-Bay Luminaires for Commercial and Industrial Buildings | Premium | FALSE | [9 empty] | 42360 | Dimmable | Continuous Above 10 | Yes |  | 4.1 | 8965.95 | 108.16 | 76.4 | 13.61 | 0.95 | 3000 | 80
PYWYD528 | Acuity Brands Lighting | Lithonia Lighting | IBH 9000LM L/LENS ND XXXXX OZ10 30K 80CRI | Indoor Luminaires | High-Bay | Low-Bay Luminaires for Commercial and Industrial Buildings | Premium | FALSE | [9 empty] | 42360 | Dimmable | Continuous Above 10 | Yes |  | 4.1 | 8815.61 | 108.16 | 76.4 | 13.61 | 0.95 | 3000 | 80
P29TE2K2 | Acuity Brands Lighting | Lithonia Lighting | IBH 9000LM SD080 MD XXXXX OZ10 30K 80CRI | Indoor Luminaires | High-Bay | Low-Bay Luminaires for Commercial and Industrial Buildings | Premium | FALSE | [9 empty] | 42360 | Dimmable | Continuous Above 10 | Yes |  | 4.1 | 8393.12 | 108.16 | 76.4 | 13.61 | 0.95 | 3000 | 80
PFQZKY7E | Acuity Brands Lighting | Lithonia Lighting | IBH 12000LM L/LENS MD XXXXX OZ10 30K 70CRI | Indoor Luminaires | High-Bay | High-Bay Luminaires for Commercial and Industrial Buildings | Premium | FALSE | [9 empty] | 42360 | Dimmable | Continuous Above 10 | Yes |  | 4.1 | 12870.8 | 108.16 | 107.96 | 13.61 | 0.95 | 3000 | 70
PDJ98GXE | Acuity Brands Lighting | Lithonia Lighting | IBH 12000LM L/LENS ND XXXXX OZ10 30K 70CRI | Indoor Luminaires | High-Bay | High-Bay Luminaires for Commercial and Industrial Buildings | Premium | FALSE | [9 empty] | 42360 | Dimmable | Continuous Above 10 | Yes |  | 4.1 | 12654.99 | 108.16 | 107.96 | 13.61 | 0.95 | 3000 | 70
PJMSQV8C | Acuity Brands Lighting | Lithonia Lighting | IBH 12000LM SD080 MD XXXXX OZ10 30K 70CRI | Indoor Luminaires | High-Bay | High-Bay Luminaires for Commercial and Industrial Buildings | Premium | FALSE | [9 empty] | 42360 | Dimmable | Continuous Above 10 | Yes |  | 4.1 | 12048.5 | 108.16 | 107.96 | 13.61 | 0.95 | 3000 | 70
PE82AT99 | Acuity Brands Lighting | Lithonia Lighting | IBH 12000LM SD080 ND XXXXX OZ10 30K 70CRI | Indoor Luminaires | High-Bay | High-Bay Luminaires for Commercial and Industrial Buildings | Premium | FALSE | [9 empty] | 42360 | Dimmable | Continuous Above 10 | Yes |  | 4.1 | 11862.8 | 108.16 | 107.96 | 13.61 | 0.95 | 3000 | 70
PUD4HEXN | Acuity Brands Lighting | Lithonia Lighting | IBH 9000LM L/LENS MD XXXXX OZ10 30K 70CRI | Indoor Luminaires | High-Bay | Low-Bay Luminaires for Commercial and Industrial Buildings | Premium | FALSE | [9 empty] | 42360 | Dimmable | Continuous Above 10 | Yes |  | 4.1 | 9864 | 108.16 | 76.4 | 13.61 | 0.95 | 3000 | 70
P9AR4F49 | Acuity Brands Lighting | Lithonia Lighting | IBH 9000LM L/LENS ND XXXXX OZ10 30K 70CRI | Indoor Luminaires | High-Bay | Low-Bay Luminaires for Commercial and Industrial Buildings | Premium | FALSE | [9 empty] | 42360 | Dimmable | Continuous Above 10 | Yes |  | 4.1 | 9698.61 | 108.16 | 76.4 | 13.61 | 0.95 | 3000 | 70
P9Q7YYD3 | Acuity Brands Lighting | Lithonia Lighting | IBH 9000LM SD080 MD XXXXX OZ10 30K 70CRI | Indoor Luminaires | High-Bay | Low-Bay Luminaires for Commercial and Industrial Buildings | Premium | FALSE | [9 empty] | 42360 | Dimmable | Continuous Above 10 | Yes |  | 4.1 | 9233.8 | 108.16 | 76.4 | 13.61 | 0.95 | 3000 | 70
PBMZKYQ6 | Acuity Brands Lighting | Lithonia Lighting | IBH 9000LM SD080 ND XXXXX OZ10 30K 70CRI | Indoor Luminaires | High-Bay | Low-Bay Luminaires for Commercial and Industrial Buildings | Premium | FALSE | [9 empty] | 42360 | Dimmable | Continuous Above 10 | Yes |  | 4.1 | 9091.48 | 108.16 | 76.4 | 13.61 | 0.95 | 3000 | 70
P8YTGMGP | Philips Optimum | Philips Optimum | G16L(P) 4FT 24L UV 850 [OS OS(DIM) OS(FSP DIM)] | Indoor Luminaires | High-Bay | High-Bay Luminaires for Commercial and Industrial Buildings | Standard | FALSE | [9 empty] | 42360 | Dimmable | Continuous Below 10 | No |  | 3.1 | 24619.51 | 114.51 | 215 | 20 | 0.9 | 5000 | 80
PS5YX7JV | Philips Optimum | Philips Optimum | G16L(P) 4FT 25L UV 850 [OS OS(DIM) OS(FSP DIM)] | Indoor Luminaires | High-Bay | High-Bay Luminaires for Commercial and Industrial Buildings | Standard | FALSE | [9 empty] | 42360 | Dimmable | Continuous Below 10 | No |  | 3.1 | 24619.508 | 114.51 | 215 | 20 | 0.9 | 5000 | 80
PFNP9JYW | Philips Optimum | Philips Optimum | G16L(P) 4FT 20L UV 850 [OS OS(DIM) OS(FSP DIM)] | Indoor Luminaires | High-Bay | High-Bay Luminaires for Commercial and Industrial Buildings | Standard | FALSE | [9 empty] | 42360 | Dimmable | Continuous Below 10 | No |  | 3.1 | 21619.354 | 124.97 | 173 | 20 | 0.9 | 5000 | 80
PM26RA6C | Philips Optimum | Philips Optimum | G10L(P) 4FT 16L UV 850 [OS OS(DIM) OS(FSP DIM)] | Indoor Luminaires | High-Bay | High-Bay Luminaires for Commercial and Industrial Buildings | Standard | FALSE | [9 empty] | 42360 | Dimmable | Continuous Below 10 | No |  | 3.1 | 16370.94 | 116.11 | 141 | 20 | 0.9 | 5000 | 80
P2AVCTMW | Philips Optimum | Philips Optimum | G10L(P) 4FT 12L UV 850 [OS OS(DIM) OS(FSP DIM)] | Indoor Luminaires | High-Bay | High-Bay Luminaires for Commercial and Industrial Buildings | Standard | FALSE | [9 empty] | 42360 | Dimmable | Continuous Below 10 | No |  | 3.1 | 12378 | 117.89 | 105 | 20 | 0.9 | 5000 | 80
PR5PPTSP | Philips Optimum | Philips Optimum | G10L(P) 4FT 08L UV 850 [OS OS(DIM) OS(FSP DIM)] | Indoor Luminaires | High-Bay | Low-Bay Luminaires for Commercial and Industrial Buildings | Standard | FALSE | [9 empty] | 42360 | Dimmable | Continuous Below 10 | No |  | 3.1 | 8931.531 | 131.35 | 68 | 20 | 0.9 | 5000 | 80
PPTS1HRK | Philips Optimum | Philips Optimum | G16L(P) 4FT 25L UV 840 [OS OS(DIM) OS(FSP DIM)] | Indoor Luminaires | High-Bay | High-Bay Luminaires for Commercial and Industrial Buildings | Standard | FALSE | [9 empty] | 42360 | Dimmable | Continuous Below 10 | No |  | 3.1 | 24375.75 | 113.38 | 215 | 20 | 0.9 | 4000 | 80
PJYXSRUJ | Philips Optimum | Philips Optimum | G16L(P) 4FT 24L UV 840 [OS OS(DIM) OS(FSP DIM)] | Indoor Luminaires | High-Bay | High-Bay Luminaires for Commercial and Industrial Buildings | Standard | FALSE | [9 empty] | 42360 | Dimmable | Continuous Below 10 | No |  | 3.1 | 24375.75 | 113.38 | 215 | 20 | 0.9 | 4000 | 80
P54KAF2X | Philips Optimum | Philips Optimum | G16L(P) 4FT 20L UV 840 [OS OS(DIM) OS(FSP DIM)] | Indoor Luminaires | High-Bay | High-Bay Luminaires for Commercial and Industrial Buildings | Standard | FALSE | [9 empty] | 42360 | Dimmable | Continuous Below 10 | No |  | 3.1 | 21405.3 | 123.73 | 173 | 20 | 0.9 | 4000 | 80
PH6DZUNE | Philips Optimum | Philips Optimum | G10L(P) 4FT 16L UV 840 [OS OS(DIM) OS(FSP DIM)] | Indoor Luminaires | High-Bay | High-Bay Luminaires for Commercial and Industrial Buildings | Standard | FALSE | [9 empty] | 42360 | Dimmable | Continuous Below 10 | No |  | 3.1 | 16208.85 | 114.96 | 141 | 20 | 0.9 | 4000 | 80
P4VBT3VF | Philips Optimum | Philips Optimum | G10L(P) 4FT 12L UV 840 [OS OS(DIM) OS(FSP DIM)] | Indoor Luminaires | High-Bay | High-Bay Luminaires for Commercial and Industrial Buildings | Standard | FALSE | [9 empty] | 42360 | Dimmable | Continuous Below 10 | No |  | 3.1 | 12254.22 | 116.71 | 105 | 20 | 0.9 | 4000 | 80
P6VQHZQE | Philips Optimum | Philips Optimum | G10L(P) 4FT 08L UV 840 [OS OS(DIM) OS(FSP DIM)] | Indoor Luminaires | High-Bay | Low-Bay Luminaires for Commercial and Industrial Buildings | Standard | FALSE | [9 empty] | 42360 | Dimmable | Continuous Below 10 | No |  | 3.1 | 8843.1 | 130.05 | 68 | 20 | 0.9 | 4000 | 80
PZ74HGAQ | Philips Optimum | Philips Optimum | G16L(P) 4FT 24L UV 835 [OS OS(DIM) OS(FSP DIM)] | Indoor Luminaires | High-Bay | High-Bay Luminaires for Commercial and Industrial Buildings | Standard | FALSE | [9 empty] | 42360 | Dimmable | Continuous Below 10 | No |  | 3.1 | 23215 | 107.98 | 215 | 20 | 0.9 | 3500 | 80
P9PZ748Z | Philips Optimum | Philips Optimum | G16L(P) 4FT 20L UV 835 [OS OS(DIM) OS(FSP DIM)] | Indoor Luminaires | High-Bay | High-Bay Luminaires for Commercial and Industrial Buildings | Standard | FALSE | [9 empty] | 42360 | Dimmable | Continuous Below 10 | No |  | 3.1 | 20386 | 117.84 | 173 | 20 | 0.9 | 3500 | 80
P7T13AUV | Philips Optimum | Philips Optimum | G10L(P) 4FT 12L UV 835 [OS OS(DIM) OS(FSP DIM)] | Indoor Luminaires | High-Bay | High-Bay Luminaires for Commercial and Industrial Buildings | Standard | FALSE | [9 empty] | 42360 | Dimmable | Continuous Below 10 | No |  | 3.1 | 11641.509 | 110.87 | 105 | 20 | 0.9 | 3500 | 80
PUM34AZU | YANKON LIGHTING INC. | Yankon | YGA15A01-200W-850-21 | Indoor Luminaires | High-Bay | High-Bay Luminaires for Commercial and Industrial Buildings | Standard | FALSE | [9 empty] | 42360 | Not Dimmable | Not Dimmable | No |  | 3.1 | 19349 | 91.27 | 212 | 11.28 | 0.9536 | 5000 | 84.4
PUSCFXCB | YANKON LIGHTING INC. | Yankon | YGA15A01-200W-850-11 | Indoor Luminaires | High-Bay | High-Bay Luminaires for Commercial and Industrial Buildings | Standard | FALSE | [9 empty] | 42360 | Not Dimmable | Not Dimmable | No |  | 3.1 | 20382 | 94.19 | 216.4 | 11.38 | 0.9481 | 5000 | 84.2
PA222D7S | YANKON LIGHTING INC. | Yankon | YGA15A01-200W-845-11 | Indoor Luminaires | High-Bay | High-Bay Luminaires for Commercial and Industrial Buildings | Standard | FALSE | [9 empty] | 42360 | Not Dimmable | Not Dimmable | No |  | 3.1 | 19789 | 90.61 | 218.4 | 11.07 | 0.9562 | 4500 | 82.9
PJBFZJPQ | YANKON LIGHTING INC. | Yankon | YGA15A01-200W-845-21 | Indoor Luminaires | High-Bay | High-Bay Luminaires for Commercial and Industrial Buildings | Standard | FALSE | [9 empty] | 42360 | Not Dimmable | Not Dimmable | No |  | 3.1 | 18707 | 87.58 | 213.6 | 11.36 | 0.9513 | 4500 | 82.5
PN36YDR9 | YANKON LIGHTING INC. | Yankon | YGA15A01-200W-840-11 | Indoor Luminaires | High-Bay | High-Bay Luminaires for Commercial and Industrial Buildings | Standard | FALSE | [9 empty] | 42360 | Not Dimmable | Not Dimmable | No |  | 3.1 | 19789 | 90.61 | 218.4 | 11.07 | 0.9562 | 4000 | 82.9
PWFSDZAM | YANKON LIGHTING INC. | Yankon | YGA15A01-200W-840-21 | Indoor Luminaires | High-Bay | High-Bay Luminaires for Commercial and Industrial Buildings | Standard | FALSE | [9 empty] | 42360 | Not Dimmable | Not Dimmable | No |  | 3.1 | 18707 | 87.58 | 213.6 | 11.36 | 0.9513 | 4000 | 82.5
PAW2F8MC | YANKON LIGHTING INC. | Yankon | YGA15A01-200W-835-11 | Indoor Luminaires | High-Bay | High-Bay Luminaires for Commercial and Industrial Buildings | Standard | FALSE | [9 empty] | 42360 | Not Dimmable | Not Dimmable | No |  | 3.1 | 19789 | 90.61 | 218.4 | 11.07 | 0.9562 | 3500 | 82.9
PFNTVWVT | YANKON LIGHTING INC. | Yankon | YGA15A01-200W-835-21 | Indoor Luminaires | High-Bay | High-Bay Luminaires for Commercial and Industrial Buildings | Standard | FALSE | [9 empty] | 42360 | Not Dimmable | Not Dimmable | No |  | 3.1 | 18707 | 87.58 | 213.6 | 11.36 | 0.9513 | 3500 | 82.5
PQH97ZHX | Tamlite Lighting | Tamlite Lighting | HOALED10-54000D5L830-xxx | Indoor Luminaires | High-Bay | High-Bay Luminaires for Commercial and Industrial Buildings | Standard | TRUE | 46810 | 101.3 | 462.1 | 10.8 | 0.983 | 3207 | 83.1 | 5 | 50000 | 42359 |  |  | No |  | 3 | 45650 | 98.5 | 454.5 | 10.8 | 0.983 | 3207 | 83.1
PVTXZ8KT | Tamlite Lighting | Tamlite Lighting | HOALED4-21600D2L830-xxx | Indoor Luminaires | High-Bay | High-Bay Luminaires for Commercial and Industrial Buildings | Standard | TRUE | 19510 | 106.3 | 183.5 | 10 | 0.983 | 3176 | 83.6 | 5 | 50000 | 42359 |  |  | No |  | 3 | 18850 | 102.9 | 173.6 | 10 | 0.983 | 3176 | 83.6
PNQQA9NU | Tamlite Lighting | Tamlite Lighting | HOALED6-32400D3L850-xxx | Indoor Luminaires | High-Bay | High-Bay Luminaires for Commercial and Industrial Buildings | Standard | TRUE | 29090 | 115.7 | 251.5 | 10.9 | 0.982 | 5439 | 83.6 | 5 | 50000 | 42359 |  |  | No |  | 3 | 28800 | 111.7 | 247.1 | 10.9 | 0.982 | 5439 | 83.6
PEQF8SR4 | Amerlight LLC | Amerlight | HB100 | Indoor Luminaires | High-Bay | High-Bay Luminaires for Commercial and Industrial Buildings | Standard | TRUE | 9682.61 | 100.19 | 96.64 | 10.5 | 0.969 | 5046 | 81.6 | 5 | 50000 | 42359 |  |  | NotYetVerified |  | 3 | 9680 | 100.16 | 96.64 | 7 | 0.99 | 5000
P1CKVJWB | Nexleds Limited | HIGHBAY | NX2000-130W-HPE-5700K [90 degree beam angle only] | Indoor Luminaires | High-Bay | High-Bay Luminaires for Commercial and Industrial Buildings | Standard | TRUE | 14547 | 109.8 | 132.5 | 11.72 | 0.964 | 5674 | 85.6 | 5 |  | 42359 |  |  | NotYetVerified |  | 3 | 14430 | 111 | 130 |  |  | 5700 | 83
PMKJ8FZR | ePower Manufacturing LLC | ePower | EPM-HA-230-G-50 | Indoor Luminaires | High-Bay | High-Bay Luminaires for Commercial and Industrial Buildings | Standard | TRUE | 23000 | 107.1 | 214.7 | 11.8 | 0.951 | 5215 | 81.3 | 5 | 135000 | 42359 |  |  | Yes |  | 3 | 23120 | 107.6 | 214.9 | 11.8 | 0.951 | 5215 | 81.3
PV5Z79KP | ePower Manufacturing LLC | ePower | EPM-HA-230-P-50 | Indoor Luminaires | High-Bay | High-Bay Luminaires for Commercial and Industrial Buildings | Standard | TRUE | 21250 | 100.5 | 211.8 | 10.1 | 0.95 | 5088 | 83.3 | 5 | 135000 | 42359 |  |  | Yes |  | 4.1 | 21470 | 101.4 | 211.8 | 10.1 | 0.95 | 5088 | 83.3
PCDTHRDE | ePower Manufacturing LLC | ePower | EPM-HA-100-P-50 | Indoor Luminaires | High-Bay | High-Bay Luminaires for Commercial and Industrial Buildings | Standard | TRUE | 11380 | 117.4 | 96.95 | 9.29 | 0.948 | 4933 | 81.7 | 5 | 135000 | 42359 |  |  | Yes |  | 3 | 10350 | 117.4 | 96.95 | 9.29 | 0.948 | 4933 | 81.7
PKU577V4 | ePower Manufacturing LLC | ePower | EPM-HA-100-G-50 | Indoor Luminaires | High-Bay | High-Bay Luminaires for Commercial and Industrial Buildings | Standard | TRUE | 11860 | 122.2 | 97.06 | 9.23 | 0.948 | 5005 | 81.8 | 5 | 135000 | 42359 |  |  | Yes |  | 3 | 11860 | 122.2 | 97.06 | 9.23 | 0.948 | 5005 | 81.8
P85T147W | Nexleds Limited | HIGHBAY | NX2000-100W-HPE-5700K [90 degree beam angle only] | Indoor Luminaires | High-Bay | High-Bay Luminaires for Commercial and Industrial Buildings | Standard | TRUE | 11142 | 111.9 | 99.58 | 12.43 | 0.945 | 5651 | 85.1 | 5 |  | 42359 |  |  | NotYetVerified |  | 3 | 10400 | 104 | 100 |  |  | 5700 | 83
PRQRBEVP | Foxconn Technology Pte. Ltd. | FOXCONN | CD1-U150A-D | Indoor Luminaires | High-Bay | High-Bay Luminaires for Commercial and Industrial Buildings | Premium | TRUE | 19761.04 | 137.33 | 143.9 | 11.86 | 0.9362 | 4914 | 73.7 | 5 | 50000 | 42359 |  |  | No |  | 3 | 20700 | 138 | 150 | 20 | 0.95 | 5000 | 70
PN4USPYZ | Foxconn Technology Pte. Ltd. | FOXCONN | CD1-U180A-D | Indoor Luminaires | High-Bay | High-Bay Luminaires for Commercial and Industrial Buildings | Premium | TRUE | 24010.07 | 137.91 | 174.1 | 11.32 | 0.9361 | 4912 | 74.3 | 5 | 50000 | 42359 |  |  | No |  | 3 | 24840 | 138 | 180 | 20 | 0.95 | 5000 | 70
P6WE5DWE | Green Tech LED | Green Tech LED | GTL-HBP150W | Indoor Luminaires | High-Bay | High-Bay Luminaires for Commercial and Industrial Buildings | Premium | TRUE | 18522 | 123.98 | 149.4 | 17.98 | 0.935 | 5132 | 81.6 | 5 | 50000 | 42359 | Not Dimmable | Not Dimmable | No |  | 3 | 18522 | 123.98 | 149.4 | 17.98 | 0.935 | 5132 | 81.6
P49BCFQR | SmartRay Inc. | SmartRay | SR4HB150W | Indoor Luminaires | High-Bay | High-Bay Luminaires for Commercial and Industrial Buildings | Premium | TRUE | 18522 | 123.98 | 149.4 | 17.98 | 0.935 | 5132 | 81.6 | 5 | 50000 | 42359 | Not Dimmable | Not Dimmable | No |  | 3 | 18522 | 123.98 | 149.4 | 17.98 | 0.935 | 5132 | 81.6
PZ1CGZG4 | Nexleds Limited | HIGHBAY | NX2000-80W-HPE-5700K | Indoor Luminaires | High-Bay | Low-Bay Luminaires for Commercial and Industrial Buildings | Standard | TRUE | 8944 | 108.1 | 82.77 | 14.74 | 0.926 | 5310 | 84.3 | 5 | 50000 | 42359 |  |  | NotYetVerified |  | 3 | 8160 | 102 | 80 | 14.74 | 0.926 | 5700 | 84.3
PCBYSXYS | SMART ENERGY SOLUTIONS | SES LED | SES-RK-120WA1-HV(4000K) | Indoor Retrofit Kit | High-Bay | Retrofit Kits for High-Bay Luminaires for Commercial and Industrial Buildings | Standard | TRUE | 13220 | 112.41 | 117.6 | 13.91 | 0.9222 | 3979 | 73.7 | 5 |  | 42359 |  |  | No |  | 3
PCRB896WR | Alder Optomechanical Corp. | Alder | HBL-200S-TD-cSTR-T6WDA0C8 | Indoor Luminaires | High-Bay | High-Bay Luminaires for Commercial and Industrial Buildings | Standard | TRUE | 22253 | 117.6 | 189.26 | 14.33 | 0.92 | 4929 | 84 | 5 | 50000 | 42359 |  |  | No |  | 3.1 | 22253 | 117.6 | 189.26 | 6.15 | 0.9936 | 4929 | 84
PYXQXX1Y | Foxconn Technology Pte. Ltd. |  | CD1-U125A-D | Indoor Luminaires | High-Bay | High-Bay Luminaires for Commercial and Industrial Buildings | Premium | TRUE | 16390.27 | 137.341 | 119.34 | 13.62 | 0.9167 | 4897 | 74.2 | 5 | 50000 | 42359 |  |  | No |  | 3 | 17250 | 138 | 125 | 20 | 0.95 | 5000 | 70
PSTC6U3D | Green Tech LED | Green Tech LED | GTL-HBP120W | Indoor Luminaires | High-Bay | High-Bay Luminaires for Commercial and Industrial Buildings | Premium | TRUE | 15395 | 127.97 | 120.3 | 15.23 | 0.9153 | 5135 | 81.8 | 5 | 50000 | 42359 |  |  | No |  | 3 | 15395 | 127.97 | 120.3 | 15.23 | 0.9153 | 5135 | 81.8
PCSY5FMP | SmartRay Inc. | SmartRay | SR4HB120W | Indoor Luminaires | High-Bay | High-Bay Luminaires for Commercial and Industrial Buildings | Premium | TRUE | 15395 | 127.97 | 120.3 | 15.23 | 0.9153 | 5135 | 81.8 | 5 | 50000 | 42359 | Not Dimmable | Not Dimmable | No |  | 3 | 15395 | 127.97 | 120.3 | 15.23 | 0.9153 | 5135 | 81.8
PYE2K5YM | SMART ENERGY SOLUTIONS | SES LED | SES-RK-120WA1-HV(5700K) | Indoor Retrofit Kit | High-Bay | Retrofit Kits for High-Bay Luminaires for Commercial and Industrial Buildings | Standard | FALSE | [9 empty] | 42359 |  |  | No |  | 3 | 13727 | 115.55 | 118.8 | 14.27 | 0.9351 | 5700 | 69.8
PAU6SDQK | SMART ENERGY SOLUTIONS | SES LED | SES-RK-120WA1-HV(5000K) | Indoor Retrofit Kit | High-Bay | Retrofit Kits for High-Bay Luminaires for Commercial and Industrial Buildings | Standard | FALSE | [9 empty] | 42359 |  |  | No |  | 3 | 13558 | 114.7 | 118.2 | 13.91 | 0.9222 | 5000 | 73.7
P2WGEXJU | SMART ENERGY SOLUTIONS | SES LED | SES-RK-120WA1-HV(4500K) | Indoor Retrofit Kit | High-Bay | Retrofit Kits for High-Bay Luminaires for Commercial and Industrial Buildings | Standard | FALSE | [9 empty] | 42359 |  |  | No |  | 3 | 13389 | 113.27 | 118.2 | 13.91 | 0.9222 | 4500 | 73.7
P4TYYFHEF | Revolution Lighting Technologies | Revolution Lighting Technologies | 110401-102 | Indoor Luminaires | High-Bay | Low-Bay Luminaires for Commercial and Industrial Buildings | Standard | FALSE | [9 empty] | 42359 |  |  | No |  | 3 | 6500 | 108 | 60 | 20 | 0.9 | 5000 | 87
PU9XPTQV | Tamlite Lighting | Tamlite Lighting | HOALED8-43200D4L850-xxx | Indoor Luminaires | High-Bay | High-Bay Luminaires for Commercial and Industrial Buildings | Standard | FALSE | [9 empty] | 42359 |  |  | No |  | 3 | 42500 | 113 | 375 | 10.7 | 0.982 | 5400 | 83.6
P6KCKGR2 | Tamlite Lighting | Tamlite Lighting | HOALED10-54000D5L850-xxx | Indoor Luminaires | High-Bay | High-Bay Luminaires for Commercial and Industrial Buildings | Standard | FALSE | [9 empty] | 42359 |  |  | No |  | 3 | 53650 | 120 | 447.3 | 4.9 | 0.999 | 5000 | 83.6
PAFE51QU | Tamlite Lighting | Tamlite Lighting | HOALED4-21600D2L850-xxx | Indoor Luminaires | High-Bay | High-Bay Luminaires for Commercial and Industrial Buildings | Standard | FALSE | [9 empty] | 42359 |  |  | No |  | 3 | 21111 | 115.05 | 183.5 | 4.9 | 0.999 | 5000 | 83.5
PHF1Q9W2 | Tamlite Lighting | Tamlite Lighting | HOALED10-54000D5L840-xxx | Indoor Luminaires | High-Bay | High-Bay Luminaires for Commercial and Industrial Buildings | Standard | FALSE | [9 empty] | 42359 |  |  | No |  | 3 | 52040 | 116.34 | 447.3 | 4.8 | 0.999 | 4000 | 83.5
PA1BN1AM | Tamlite Lighting | Tamlite Lighting | HOALED8-43200D4L840-xxx | Indoor Luminaires | High-Bay | High-Bay Luminaires for Commercial and Industrial Buildings | Standard | FALSE | [9 empty] | 42359 |  |  | No |  | 3 | 41200 | 111.35 | 370 | 4.8 | 0.999 | 4000 | 83.5
PZWEHM6D | Tamlite Lighting | Tamlite Lighting | HOALED6-32400D3L840-xxx | Indoor Luminaires | High-Bay | High-Bay Luminaires for Commercial and Industrial Buildings | Standard | FALSE | [9 empty] | 42359 |  |  | No |  | 3 | 28217 | 112.19 | 251.5 | 4.8 | 0.999 | 4000 | 83.5
P27Y5GRP | Tamlite Lighting | Tamlite Lighting | HOALED4-21600D2L840-xxx | Indoor Luminaires | High-Bay | High-Bay Luminaires for Commercial and Industrial Buildings | Standard | FALSE | [9 empty] | 42359 |  |  | No |  | 3 | 20497 | 111.7 | 183.5 | 4.8 | 0.999 | 4000 | 83.4
P1ZVX2EH | Tamlite Lighting | Tamlite Lighting | HOALED10-54000D5L835-xxx | Indoor Luminaires | High-Bay | High-Bay Luminaires for Commercial and Industrial Buildings | Standard | FALSE | [9 empty] | 42359 |  |  | No |  | 3 | 50478 | 112.85 | 447.3 | 4.8 | 0.999 | 3500 | 83.4
PUT39P1U | Tamlite Lighting | Tamlite Lighting | HOALED8-43200D4L835-xxx | Indoor Luminaires | High-Bay | High-Bay Luminaires for Commercial and Industrial Buildings | Standard | FALSE | [9 empty] | 42359 |  |  | No |  | 3 | 40000 | 108 | 370 | 4.8 | 0.999 | 3500 | 83.4
PG7744ZN | Tamlite Lighting | Tamlite Lighting | HOALED6-32400D3L835-xxx | Indoor Luminaires | High-Bay | High-Bay Luminaires for Commercial and Industrial Buildings | Standard | FALSE | [9 empty] | 42359 |  |  | No |  | 3 | 27370 | 108.8 | 251.5 | 4.8 | 0.999 | 3500 | 83.4
P5REJ2J5 | Tamlite Lighting | Tamlite Lighting | HOALED4-21600D2L835-xxx | Indoor Luminaires | High-Bay | High-Bay Luminaires for Commercial and Industrial Buildings | Standard | FALSE | [9 empty] | 42359 |  |  | No |  | 3 | 19900 | 108.4 | 183.5 | 4.8 | 0.999 | 3500 | 83.3
PNT5H697 | Tamlite Lighting | Tamlite Lighting | HOALED8-43200D4L830-xxx | Indoor Luminaires | High-Bay | High-Bay Luminaires for Commercial and Industrial Buildings | Standard | FALSE | [9 empty] | 42359 |  |  | No |  | 3 | 39400 | 107 | 370 | 4.8 | 0.999 | 3000 | 83.6
P87WS35E | Tamlite Lighting | Tamlite Lighting | HOALED6-32400D3L830-xxx | Indoor Luminaires | High-Bay | High-Bay Luminaires for Commercial and Industrial Buildings | Standard | FALSE | [9 empty] | 42359 |  |  | No |  | 3 | 26822 | 107 | 251.5 | 4.8 | 0.999 | 3000 | 83.6
P2536RE4 | Amerlight LLC | Amerlight | HB250 | Indoor Luminaires | High-Bay | High-Bay Luminaires for Commercial and Industrial Buildings | Standard | FALSE | [9 empty] | 42359 | Not Dimmable | Not Dimmable | NotYetVerified |  | 3 | 20480 | 104.91 | 195.21 | 7 | 0.99 | 5000
PUNFM98G | Amerlight LLC | Amerlight | HB150 | Indoor Luminaires | High-Bay | High-Bay Luminaires for Commercial and Industrial Buildings | Standard | FALSE | [9 empty] | 42359 | Not Dimmable | Not Dimmable | NotYetVerified |  | 3 | 15600 | 105.65 | 147.66 | 7 | 0.99 | 5000
PV8U2QMR | Foxconn Technology Pte. Ltd. | FOXCONN | CD1-U180A-N | Indoor Luminaires | High-Bay | High-Bay Luminaires for Commercial and Industrial Buildings | Premium | FALSE | [9 empty] | 42359 | Not Dimmable | Not Dimmable | No |  | 3 | 24840 | 138 | 180 | 20 | 0.95 | 5000 | 70
P7GNDFZ2 | Foxconn Technology Pte. Ltd. | FOXCONN | CD1-U150A-N | Indoor Luminaires | High-Bay | High-Bay Luminaires for Commercial and Industrial Buildings | Premium | FALSE | [9 empty] | 42359 | Not Dimmable | Not Dimmable | No |  | 3 | 20700 | 138 | 150 | 20 | 0.95 | 5000 | 70
PMJT6UYG | Foxconn Technology Pte. Ltd. | FOXCONN | CD1-U125A-N | Indoor Luminaires | High-Bay | High-Bay Luminaires for Commercial and Industrial Buildings | Premium | FALSE | [9 empty] | 42359 | Not Dimmable | Not Dimmable | No |  | 3 | 17250 | 138 | 125 | 20 | 0.95 | 5000 | 70
PJ9XMUXX | ePower Manufacturing LLC | ePower | EPM-HA-120-P-50 | Indoor Luminaires | High-Bay | High-Bay Luminaires for Commercial and Industrial Buildings | Standard | FALSE | [9 empty] | 42359 | Dimmable | Continuous Below 10 | Yes |  | 3 | 12436 | 117.1 | 106.2 | 16 | 0.92 | 5000 | 80
PSMA79A6 | ePower Manufacturing LLC | ePower | EPM-HA-160-P-50 | Indoor Luminaires | High-Bay | High-Bay Luminaires for Commercial and Industrial Buildings | Standard | FALSE | [9 empty] | 42359 | Dimmable | Continuous Below 10 | Yes |  | 3 | 15990 | 117.1 | 136.6 | 11.3 | 0.948 | 5000 | 80
PZNXBSYP | ePower Manufacturing LLC | ePower | EPM-HA-160-G-50 | Indoor Luminaires | High-Bay | High-Bay Luminaires for Commercial and Industrial Buildings | Standard | FALSE | [9 empty] | 42359 | Dimmable | Continuous Above 10 | Yes |  | 3 | 16540 | 122.1 | 135.5 | 16 | 0.92 | 5000 | 80
P8W9QFA8 | ePower Manufacturing LLC | ePower | EPM-HA-200-G-50 | Indoor Luminaires | High-Bay | High-Bay Luminaires for Commercial and Industrial Buildings | Standard | FALSE | [9 empty] | 42359 | Dimmable | Continuous Above 10 | Yes |  | 3 | 20228.8 | 107.6 | 188 | 13 | 0.92 | 5000 | 80
PK8SA37B | ePower Manufacturing LLC | ePower | EPM-HA-200-P-50 | Indoor Luminaires | High-Bay | High-Bay Luminaires for Commercial and Industrial Buildings | Standard | FALSE | [9 empty] | 42359 | Dimmable | Continuous Above 10 | Yes |  | 4.1 | 18789.42 | 101.4 | 185.3 | 13 | 0.92 | 5000 | 80
PRAKM5F4 | ePower Manufacturing LLC | ePower | EPM-HA-120-G-50 | Indoor Luminaires | High-Bay | High-Bay Luminaires for Commercial and Industrial Buildings | Standard | FALSE | [9 empty] | 42359 | Dimmable | Continuous Above 10 | Yes |  | 3 | 12869 | 122.1 | 107.6 | 10.5 | 0.951 | 5000 | 80
P1NZUG1S | Eaton (formerly Cooper Lighting) | Portfolio | LSM90W8027D010TEP | Indoor Luminaires | High-Bay | Low-Bay Luminaires for Commercial and Industrial Buildings | Standard | TRUE | 8406 | 85.9 | 97.95 | 12 | 0.999 | 2634 | 82.3 | 5 |  | 42356 |  |  | No |  | 3
PN2HPKCA | Eaton (formerly Cooper Lighting) | Portfolio | LSM35W8040D010TEP | Indoor Luminaires | High-Bay | Low-Bay Luminaires for Commercial and Industrial Buildings | Standard | TRUE | 4615.46 | 108.97 | 42.35 | 12 | 0.987 | 3827 | 82.3 | 5 |  | 42356 |  |  | No |  | 3
PA7PKY8A | Eaton (formerly Cooper Lighting) | Portfolio | LSM55M9035D010TEP-CG | Indoor Luminaires | High-Bay | Low-Bay Luminaires for Commercial and Industrial Buildings | Standard | TRUE | 4906 | 88.7 | 55.25 | 9.85 | 0.987 |  |  | 5 |  | 42356 |  |  | No |  | 3
P8BJQK89 | Aimlite Lighting Products | AimLite | HBBF-LA3-8/40K/XXXX | Indoor Luminaires | High-Bay | High-Bay Luminaires for Commercial and Industrial Buildings | Standard | TRUE | 24368 | 125.2 | 194.6 | 7.52 | 0.979 | 3951 | 82.15 | 5 | 50000 | 42356 |  |  | Yes |  | 3 | 24368 | 125.2 | 199.4 | 12 | 0.99 | 3951 | 82.15
PQNX632G | Kurtzon Lighting | Kurtzon Lighting | TDG-2-LED-NC-E4 | Indoor Luminaires | High-Bay | High-Bay Luminaires for Commercial and Industrial Buildings | Standard | TRUE | 22440 | 96.8 | 231.85 | 12.965 | 0.9584 | 5042 | 74.42 | 25 | 50000 | 42356 |  |  | No |  | 3 | 22440 | 96.8 | 231.85 | 12.965 | 0.9584 | 5042 | 74.42
P473Z2BW | Sigma Luminous | Sigma ICE | ICE-CH20-130W-57K90F | Indoor Luminaires | High-Bay | High-Bay Luminaires for Commercial and Industrial Buildings | Standard | TRUE | 12359 | 98.2 | 125.9 | 16.33 | 0.951 | 5864 | 86 | 5 |  | 42356 |  |  | No |  | 3 | 12359 | 98.2 | 123.7 | 16.33 | 0.951 | 5864 | 86
PABVEX4A | Sigma Luminous | Sigma ICE | ICE-CH20-100W-57KDD | Indoor Luminaires | High-Bay | High-Bay Luminaires for Commercial and Industrial Buildings | Standard | TRUE | 9808 | 99.2 | 98.77 | 12.84 | 0.941 | 5960 | 85.2 | 5 |  | 42356 |  |  | No |  | 3 | 9808 | 99.2 | 97.82 | 12.58 | 0.941 | 5960 | 85.2
P1TXMR8X | Aimlite Lighting Products | AimLite | HBBF-LA3-2/50K/XXXX | Indoor Luminaires | High-Bay | High-Bay Luminaires for Commercial and Industrial Buildings | Standard | TRUE | 24433 | 122.5 | 199.4 | 19.07 | 0.938 | 5004 | 83.47 | 5 | 50000 | 42356 |  |  | Yes |  | 3 | 24433 | 122.5 | 199.4 | 12.42 | 0.9903 | 5004 | 83.47
PSDMEM2B | Sigma Luminous | Sigma ICE | ICE-CH20-80W-57K90F | Indoor Luminaires | High-Bay | Low-Bay Luminaires for Commercial and Industrial Buildings | Standard | TRUE | 7393 | 91.9 | 80.47 | 15.58 | 0.916 | 5866 | 85.2 | 5 |  | 42356 |  |  | No |  | 3 | 7393 | 91.9 | 80.03 | 15.85 | 0.916 | 5866 | 85.2
PJ73NEWS | SmartRay Inc. | SmartRay | SR4HB120W | Indoor Luminaires | High-Bay | High-Bay Luminaires for Commercial and Industrial Buildings | Premium | TRUE | 15395 | 127.97 | 120.3 | 15.23 | 0.9153 | 5135 | 81.8 | 5 | 50000 | 42356 |  |  | No |  | 3 | 15395 | 127.97 | 120.3 | 15.23 | 0.9153 | 5135 | 81.8
P6TNUB2J | Sigma Luminous | Sigma ICE | ICE-CH20-100W-57KDDTS | Indoor Luminaires | High-Bay | High-Bay Luminaires for Commercial and Industrial Buildings | Standard | FALSE | [9 empty] | 42356 |  |  | No |  | 3 | 9808 | 99.2 | 97.82 | 12.58 | 0.941 | 5960 | 85.2
PVV5JZXM | Sigma Luminous | Sigma ICE | ICE-CH20-80W-57K90FTS | Indoor Luminaires | High-Bay | Low-Bay Luminaires for Commercial and Industrial Buildings | Standard | FALSE | [9 empty] | 42356 |  |  | No |  | 3 | 7393 | 91.9 | 80.03 | 15.85 | 0.916 | 5866 | 85.2
PGY1BG2P | Sigma Luminous | Sigma ICE | ICE-CH20-130W-57K90FTS | Indoor Luminaires | High-Bay | High-Bay Luminaires for Commercial and Industrial Buildings | Standard | FALSE | [9 empty] | 42356 |  |  | No |  | 3 | 12359 | 98.2 | 123.7 | 16.33 | 0.951 | 5864 | 86
PUVR4TTJ | Sigma Luminous | Sigma ICE | ICE-CH20-130W-57KDDTS | Indoor Luminaires | High-Bay | High-Bay Luminaires for Commercial and Industrial Buildings | Standard | FALSE | [9 empty] | 42356 |  |  | No |  | 3 | 12681 | 101.2 | 123.02 | 15.06 | 0.953 | 5827 | 86.2
PUGT6UE1 | Sigma Luminous | Sigma ICE | ICE-CH20-130W-57KDD | Indoor Luminaires | High-Bay | High-Bay Luminaires for Commercial and Industrial Buildings | Standard | FALSE | [9 empty] | 42356 |  |  | No |  | 3 | 12681 | 101.2 | 123.02 | 15.06 | 0.953 | 5827 | 86.2
PQR4D5HQ | Sigma Luminous | Sigma ICE | ICE-CH20-80W-57KDD | Indoor Luminaires | High-Bay | Low-Bay Luminaires for Commercial and Industrial Buildings | Standard | FALSE | [9 empty] | 42356 |  |  | No |  | 3 | 7417.8 | 94.5 | 78.08 | 15.66 | 0.914 | 5798 | 85.2
P7JG46PR | Sigma Luminous | Sigma ICE | ICE-CH20-80W-57KDDTS | Indoor Luminaires | High-Bay | Low-Bay Luminaires for Commercial and Industrial Buildings | Standard | FALSE | [9 empty] | 42356 |  |  | No |  | 3 | 7417.8 | 94.5 | 78.08 | 15.66 | 0.914 | 5798 | 85.2
PYWVWJ7A | Kurtzon Lighting | Kurtzon Lighting | FP-IMP-2-2X2-3/LEDB50-UNV | Indoor Luminaires | High-Bay | High-Bay Luminaires for Commercial and Industrial Buildings | Standard | FALSE | [9 empty] | 42356 |  |  | No |  | 3 | 22440 | 96.8 | 231.85 | 12.965 | 0.9584 | 5042 | 74.42
PHUKZTV5 | Kurtzon Lighting | Kurtzon Lighting | FP-IMP-1-2X2-3/LEDB50-UNV | Indoor Luminaires | High-Bay | High-Bay Luminaires for Commercial and Industrial Buildings | Standard | FALSE | [9 empty] | 42356 |  |  | No |  | 3 | 22440 | 96.8 | 231.85 | 12.965 | 0.9584 | 5042 | 74.42
PDRFUQ5N | Eaton (formerly Cooper Lighting) | Portfolio | [All Housing]-55-M-9040-[Drivers Include DL3 D010TE (277 Only)]-[All Color]-[All Stem Kits]-[All Color]-[All Type] | Indoor Luminaires | High-Bay | Low-Bay Luminaires for Commercial and Industrial Buildings | Standard | FALSE | [9 empty] | 42356 |  |  | No |  | 3 | 5196 | 91.97 | 56.5 | 16.87 | 0.93 | 4000 | 90
P92H85J6 | Eaton (formerly Cooper Lighting) | Portfolio | [All Housing]-55-M-9040-[Drivers Include D010TE (120-277 Only); DE010 D010TR (120 Only) ]-[All Color]-[All Sensors]-[All Stem Kits]-[All Color]-[All Type] | Indoor Luminaires | High-Bay | Low-Bay Luminaires for Commercial and Industrial Buildings | Standard | FALSE | [9 empty] | 42356 |  |  | No |  | 3 | 5042 | 91.24 | 55.27 | 9.18 | 0.98 | 4000 | 90
PRYYZEH4 | Eaton (formerly Cooper Lighting) | Portfolio | [All Housing]-70-M-9040-[Drivers Include D010TR (120 Only) ]-[All Color]-[All Sensors]-[All Stem Kits]-[All Color]-[All Type] | Indoor Luminaires | High-Bay | Low-Bay Luminaires for Commercial and Industrial Buildings | Standard | FALSE | [9 empty] | 42356 |  |  | No |  | 3 | 6330 | 88.61 | 71.44 | 8.9 | 0.99 | 4000 | 90
PZFQWR3K | Eaton (formerly Cooper Lighting) | Portfolio | [All Housing]-70-M-9040-[Drivers Include DL3 D010TR (120-277 Only); DE010 D010TE DLT D5LT (120 Only) ]-[All Color]-[All Stem Kits]-[All Color]-[All Type] | Indoor Luminaires | High-Bay | Low-Bay Luminaires for Commercial and Industrial Buildings | Standard | FALSE | [9 empty] | 42356 |  |  | No |  | 3 | 6330 | 88 | 72 | 8.18 | 0.99 | 4000 | 90
PYQ7PG88 | Eaton (formerly Cooper Lighting) | Portfolio | [All Housing]-80-M-9040-[Drivers Include D010TR (120-277 Only); DE010 D5LT (120 Only) ]-[All Color]-[All Stem Kits]-[All Color]-[All Type] | Indoor Luminaires | High-Bay | Low-Bay Luminaires for Commercial and Industrial Buildings | Standard | FALSE | [9 empty] | 42356 |  |  | No |  | 3 | 7117 | 87 | 82 | 7.37 | 0.99 | 4000 | 90
P86GXEQ8 | Eaton (formerly Cooper Lighting) | Portfolio | [All Housing]-90-W-8040-[Drivers Include D010TE (347 Only)]-[All Color]-[All Stem Kits]-[All Color]-[All Type] | Indoor Luminaires | High-Bay | Low-Bay Luminaires for Commercial and Industrial Buildings | Standard | FALSE | [9 empty] | 42356 |  |  | No |  | 3 | 9004 | 92.27 | 97.58 | 19.33 | 0.97 | 4000 | 80
P6AXFKQ1 | Eaton (formerly Cooper Lighting) | Portfolio | [All Housing]-90-W-8040-[Drivers Include D010TE (277 Only)]-[All Color]-[All Sensor]-[All Stem Kits]-[All Color]-[All Type] | Indoor Luminaires | High-Bay | Low-Bay Luminaires for Commercial and Industrial Buildings | Standard | FALSE | [9 empty] | 42356 |  |  | No |  | 3 | 9004 | 92.27 | 97.58 | 19.33 | 0.97 | 4000 | 80
PEUE6KUK | Eaton (formerly Cooper Lighting) | Portfolio | [All Housing]-80-W-8040-[Drivers Include DE010 D010TE D010TR (277 Only)]-[All Color]-[All Sensor]-[All Stem Kits]-[All Color]-[All Type] | Indoor Luminaires | High-Bay | Low-Bay Luminaires for Commercial and Industrial Buildings | Standard | FALSE | [9 empty] | 42356 |  |  | No |  | 3 | 8218 | 97.3 | 84.53 | 18.5 | 0.92 | 4000 | 80
PUAVGNNS | Eaton (formerly Cooper Lighting) | Portfolio | [All Housing]-70-W-8040-[Drivers Include DL3 D010TE D010TR (277 Only)]-[All Color]-[All Sensor]-[All Stem Kits]-[All Color]-[All Type] | Indoor Luminaires | High-Bay | Low-Bay Luminaires for Commercial and Industrial Buildings | Standard | FALSE | [9 empty] | 42356 |  |  | No |  | 3 | 7182 | 98.86 | 72.67 | 18.31 | 0.94 | 4000 | 80
PBDAYXAE | Eaton (formerly Cooper Lighting) | Portfolio | [All Housing]-80-W-8040-[Drivers Include D010TE D010TR (347 Only)]-[All Color]-[All Stem Kits]-[All Color]-[All Type] | Indoor Luminaires | High-Bay | Low-Bay Luminaires for Commercial and Industrial Buildings | Standard | FALSE | [9 empty] | 42356 |  |  | No |  | 3 | 8218 | 96.71 | 85.08 | 18.04 | 0.93 | 4000 | 80
PMEADTQ7 | Eaton (formerly Cooper Lighting) | Portfolio | [All Housing]-45-M-8040-[Drivers Include DL3 D010TE D010TR (277 Only)]-[All Color]-[All Stem Kits]-[All Color]-[All Type] | Indoor Luminaires | High-Bay | Low-Bay Luminaires for Commercial and Industrial Buildings | Standard | FALSE | [9 empty] | 42356 |  |  | No |  | 3 | 5147 | 116.99 | 44 | 17.75 | 0.92 | 4000 | 80
PHV3XW49 | Eaton (formerly Cooper Lighting) | Portfolio | [All Housing]-55-M-8040-[Drivers Include DL3 D010TE (277 Only)]-[All Color]-[All Stem Kits]-[All Color]-[All Type] | Indoor Luminaires | High-Bay | Low-Bay Luminaires for Commercial and Industrial Buildings | Standard | FALSE | [9 empty] | 42356 |  |  | No |  | 3 | 6348 | 112.36 | 56.5 | 16.87 | 0.93 | 4000 | 80
PXCNNW4X | Eaton (formerly Cooper Lighting) | Portfolio | [All Housing]-55-W-8040-[Drivers Include DL3 D010TE (277 Only)]-[All Color]-[All Sensor]-[All Stem Kits]-[All Color]-[All Type] | Indoor Luminaires | High-Bay | Low-Bay Luminaires for Commercial and Industrial Buildings | Standard | FALSE | [9 empty] | 42356 |  |  | No |  | 3 | 5924 | 104.85 | 56.5 | 16.87 | 0.93 | 4000 | 80
P13TUKF4 | Eaton (formerly Cooper Lighting) | Portfolio | [All Housing]-70-W-8040-[Drivers Include DL3 (347 Only)]-[All Color]-[All Stem Kits]-[All Color]-[All Type] | Indoor Luminaires | High-Bay | Low-Bay Luminaires for Commercial and Industrial Buildings | Standard | FALSE | [9 empty] | 42356 |  |  | No |  | 3 | 7182 | 100.45 | 71.5 | 15.81 | 0.96 | 4000 | 80
PY4WJZGW | Eaton (formerly Cooper Lighting) | Portfolio | [All Housing]-90-M-8040-[Drivers Include D010TE (120-277 Only); ]-[All Color]-[All Sensors]-[All Stem Kits]-[All Color]-[All Type] | Indoor Luminaires | High-Bay | Low-Bay Luminaires for Commercial and Industrial Buildings | Standard | FALSE | [9 empty] | 42356 |  |  | No |  | 3 | 9648 | 97.71 | 98.74 | 12.77 | 0.99 | 4000 | 80
PAKHHYU7 | Eaton (formerly Cooper Lighting) | Portfolio | [All Housing]-90-M-8040-[Drivers Include D010TE (120-277V and 347); ]-[All Color]-[All Stem Kits]-[All Color]-[All Type] | Indoor Luminaires | High-Bay | Low-Bay Luminaires for Commercial and Industrial Buildings | Standard | FALSE | [9 empty] | 42356 |  |  | No |  | 3 | 9648 | 98 | 99 | 12.77 | 0.99 | 4000 | 80
PYMMPYBS | Eaton (formerly Cooper Lighting) | Portfolio | [All Housing]-90-W-8040-[Drivers Include D010TE (120 Only) ]-[All Color]-[All Sensors]-[All Stem Kits]-[All Color]-[All Type] | Indoor Luminaires | High-Bay | Low-Bay Luminaires for Commercial and Industrial Buildings | Standard | FALSE | [9 empty] | 42356 |  |  | No |  | 3 | 9004 | 91.19 | 98.74 | 12.77 | 0.99 | 4000 | 80
PE7Y6VGK | Eaton (formerly Cooper Lighting) | Portfolio | [All Housing]-80-M-8040-[Drivers Include DE010 D010TE D010TR (120-277 Only); ]-[All Color]-[All Sensors]-[All Stem Kits]-[All Color]-[All Type] | Indoor Luminaires | High-Bay | Low-Bay Luminaires for Commercial and Industrial Buildings | Standard | FALSE | [9 empty] | 42356 |  |  | No |  | 3 | 8806 | 105.05 | 83.93 | 9.22 | 0.99 | 4000 | 80
P5X78B2T | Eaton (formerly Cooper Lighting) | Portfolio | [All Housing]-55-M-8040-[Drivers Include D010TE (120-277 Only); DE010 D010TR (120 Only) ]-[All Color]-[All Sensors]-[All Stem Kits]-[All Color]-[All Type] | Indoor Luminaires | High-Bay | Low-Bay Luminaires for Commercial and Industrial Buildings | Standard | FALSE | [9 empty] | 42356 |  |  | No |  | 3 | 6159 | 111.45 | 55.27 | 9.18 | 0.98 | 4000 | 80
PK1W85E7 | Eaton (formerly Cooper Lighting) | Portfolio | [All Housing]-70-M-8040-[Drivers Include D010TE D010TR (120-277 Only); DE010 (120 Only) ]-[All Color]-[All Sensors]-[All Stem Kits]-[All Color]-[All Type] | Indoor Luminaires | High-Bay | Low-Bay Luminaires for Commercial and Industrial Buildings | Standard | FALSE | [9 empty] | 42356 |  |  | No |  | 3 | 7696 | 105.8 | 72.75 | 9.17 | 0.99 | 4000 | 80
PG1FZZ54 | Eaton (formerly Cooper Lighting) | Portfolio | [All Housing]-55-W-8040-[Drivers Include DE010 DL3 D010TE D010TR DLT D5LT (120 Only) ]-[All Color]-[All Sensors]-[All Stem Kits]-[All Color]-[All Type] | Indoor Luminaires | High-Bay | Low-Bay Luminaires for Commercial and Industrial Buildings | Standard | FALSE | [9 empty] | 42356 |  |  | No |  | 3 | 5924 | 106.11 | 55.86 | 9.06 | 0.99 | 4000 | 80
PVR43ZC1 | Eaton (formerly Cooper Lighting) | Portfolio | [All Housing]-80-M-8040-[Drivers Include D010TE D010TR (120-277V and 347); DE010 (120-277 Only); D5LT (120 Only) ]-[All Color]-[All Stem Kits]-[All Color]-[All Type] | Indoor Luminaires | High-Bay | Low-Bay Luminaires for Commercial and Industrial Buildings | Standard | FALSE | [9 empty] | 42356 |  |  | No |  | 3 | 8806 | 106 | 83 | 8.61 | 0.99 | 4000 | 80
PVPS3QSR | Eaton (formerly Cooper Lighting) | Portfolio | [All Housing]-80-W-8040-[Drivers Include DE010 D010TE D010TR D5LT (120 Only) ]-[All Color]-[All Sensors]-[All Stem Kits]-[All Color]-[All Type] | Indoor Luminaires | High-Bay | Low-Bay Luminaires for Commercial and Industrial Buildings | Standard | FALSE | [9 empty] | 42356 |  |  | No |  | 3 | 8218 | 98.58 | 83.45 | 8.61 | 0.99 | 4000 | 80
PSDARYRN | Eaton (formerly Cooper Lighting) | Portfolio | [All Housing]-70-M-8040-[Drivers Include DL3 (120-277V and 347); D010TE D010TR (120-277 Only); DE010 DLT D5LT (120 Only) ]-[All Color]-[All Stem Kits]-[All Color]-[All Type] | Indoor Luminaires | High-Bay | Low-Bay Luminaires for Commercial and Industrial Buildings | Standard | FALSE | [9 empty] | 42356 |  |  | No |  | 3 | 7696 | 107 | 72 | 8.18 | 0.99 | 4000 | 80
PWA5FVYZ | Eaton (formerly Cooper Lighting) | Portfolio | [All Housing]-70-W-8040-[Drivers Include DE010 DL3 D010TE D010TR DLT D5LT (120 Only) ]-[All Color]-[All Sensors]-[All Stem Kits]-[All Color]-[All Type] | Indoor Luminaires | High-Bay | Low-Bay Luminaires for Commercial and Industrial Buildings | Standard | FALSE | [9 empty] | 42356 |  |  | No |  | 3 | 7182 | 99.41 | 72.26 | 8.18 | 0.99 | 4000 | 80
PFVVBU3V | Eaton (formerly Cooper Lighting) | Portfolio | [All Housing]-45-M-8040-[Drivers Include D010TE D010TR (120-277 Only); DE010 (120 Only) ]-[All Color]-[All Sensors]-[All Stem Kits]-[All Color]-[All Type] | Indoor Luminaires | High-Bay | Low-Bay Luminaires for Commercial and Industrial Buildings | Standard | FALSE | [9 empty] | 42356 |  |  | No |  | 3 | 4993 | 117.93 | 42.35 | 7.93 | 0.96 | 4000 | 80
P6245EYF | Eaton (formerly Cooper Lighting) | Portfolio | [All Housing]-55-M-9035-[Drivers Include DL3 D010TE (277 Only)]-[All Color]-[All Stem Kits]-[All Color]-[All Type] | Indoor Luminaires | High-Bay | Low-Bay Luminaires for Commercial and Industrial Buildings | Standard | FALSE | [9 empty] | 42356 |  |  | No |  | 3 | 5032 | 89.06 | 56.5 | 16.87 | 0.93 | 3500 | 90
PX5UB82N | Eaton (formerly Cooper Lighting) | Portfolio | [All Housing]-70-M-9035-[Drivers Include D5LT (120 Only) ]-[All Color]-[All Stem Kits]-[All Color]-[All Type] | Indoor Luminaires | High-Bay | Low-Bay Luminaires for Commercial and Industrial Buildings | Standard | FALSE | [9 empty] | 42356 |  |  | No |  | 3 | 6131 | 87 | 71 | 6.92 | 0.99 | 3500 | 90
P6Q6HTK9 | Eaton (formerly Cooper Lighting) | Portfolio | [All Housing]-70-M-8035-[Drivers Include D010TE D010TR (277 Only)]-[All Color]-[All Stem Kits]-[All Color]-[All Type] | Indoor Luminaires | High-Bay | Low-Bay Luminaires for Commercial and Industrial Buildings | Standard | FALSE | [9 empty] | 42356 |  |  | No |  | 3 | 7669 | 104.72 | 73.26 | 19.56 | 0.93 | 3500 | 80
PGDXAJ6B | Eaton (formerly Cooper Lighting) | Portfolio | [All Housing]-90-W-8035-[Drivers Include D010TE (347 Only)]-[All Color]-[All Stem Kits]-[All Color]-[All Type] | Indoor Luminaires | High-Bay | Low-Bay Luminaires for Commercial and Industrial Buildings | Standard | FALSE | [9 empty] | 42356 |  |  | No |  | 3 | 8972 | 91.95 | 97.58 | 19.33 | 0.97 | 3500 | 80
PAWE7XWE | Eaton (formerly Cooper Lighting) | Portfolio | [All Housing]-90-W-8035-[Drivers Include D010TE (277 Only)]-[All Color]-[All Sensor]-[All Stem Kits]-[All Color]-[All Type] | Indoor Luminaires | High-Bay | Low-Bay Luminaires for Commercial and Industrial Buildings | Standard | FALSE | [9 empty] | 42356 |  |  | No |  | 3 | 8972 | 91.95 | 97.58 | 19.33 | 0.97 | 3500 | 80
P436DPFJ | Eaton (formerly Cooper Lighting) | Portfolio | [All Housing]-80-W-8035-[Drivers Include DE010 D010TE D010TR (277 Only)]-[All Color]-[All Sensor]-[All Stem Kits]-[All Color]-[All Type] | Indoor Luminaires | High-Bay | Low-Bay Luminaires for Commercial and Industrial Buildings | Standard | FALSE | [9 empty] | 42356 |  |  | No |  | 3 | 8190 | 96.97 | 84.53 | 18.5 | 0.92 | 3500 | 80
PP74G1TD | Eaton (formerly Cooper Lighting) | Portfolio | [All Housing]-70-W-8035-[Drivers Include DL3 D010TE D010TR (277 Only)]-[All Color]-[All Sensor]-[All Stem Kits]-[All Color]-[All Type] | Indoor Luminaires | High-Bay | Low-Bay Luminaires for Commercial and Industrial Buildings | Standard | FALSE | [9 empty] | 42356 |  |  | No |  | 3 | 7157 | 98.52 | 72.67 | 18.31 | 0.94 | 3500 | 80
PV8C3Y3U | Eaton (formerly Cooper Lighting) | Portfolio | [All Housing]-80-W-8035-[Drivers Include D010TE D010TR (347 Only)]-[All Color]-[All Stem Kits]-[All Color]-[All Type] | Indoor Luminaires | High-Bay | Low-Bay Luminaires for Commercial and Industrial Buildings | Standard | FALSE | [9 empty] | 42356 |  |  | No |  | 3 | 8190 | 96.38 | 85.08 | 18.04 | 0.93 | 3500 | 80
P7E7936W | Eaton (formerly Cooper Lighting) | Portfolio | [All Housing]-45-M-8035-[Drivers Include DL3 D010TE D010TR (277 Only)]-[All Color]-[All Stem Kits]-[All Color]-[All Type] | Indoor Luminaires | High-Bay | Low-Bay Luminaires for Commercial and Industrial Buildings | Standard | FALSE | [9 empty] | 42356 |  |  | No |  | 3 | 5129 | 116.58 | 44 | 17.75 | 0.92 | 3500 | 80
PNP13D3X | Eaton (formerly Cooper Lighting) | Portfolio | [All Housing]-55-M-8035-[Drivers Include DL3 D010TE (277 Only)]-[All Color]-[All Stem Kits]-[All Color]-[All Type] | Indoor Luminaires | High-Bay | Low-Bay Luminaires for Commercial and Industrial Buildings | Standard | FALSE | [9 empty] | 42356 |  |  | No |  | 3 | 6325 | 111.95 | 56.5 | 16.87 | 0.93 | 3500 | 80
PA6E8HT9 | Eaton (formerly Cooper Lighting) | Portfolio | [All Housing]-55-W-8035-[Drivers Include DL3 D010TE (277 Only)]-[All Color]-[All Sensor]-[All Stem Kits]-[All Color]-[All Type] | Indoor Luminaires | High-Bay | Low-Bay Luminaires for Commercial and Industrial Buildings | Standard | FALSE | [9 empty] | 42356 |  |  | No |  | 3 | 5903 | 104.48 | 56.5 | 16.87 | 0.93 | 3500 | 80
PSVB788E | Eaton (formerly Cooper Lighting) | Portfolio | [All Housing]-70-W-8035-[Drivers Include DL3 (347 Only)]-[All Color]-[All Stem Kits]-[All Color]-[All Type] | Indoor Luminaires | High-Bay | Low-Bay Luminaires for Commercial and Industrial Buildings | Standard | FALSE | [9 empty] | 42356 |  |  | No |  | 3 | 7157 | 100.1 | 71.5 | 15.81 | 0.96 | 3500 | 80
PWHF9US6 | Eaton (formerly Cooper Lighting) | Portfolio | [All Housing]-90-M-8035-[Drivers Include D010TE (120-277V and 347); ]-[All Color]-[All Stem Kits]-[All Color]-[All Type] | Indoor Luminaires | High-Bay | Low-Bay Luminaires for Commercial and Industrial Buildings | Standard | FALSE | [9 empty] | 42356 |  |  | No |  | 3 | 9614 | 97 | 99 | 12.77 | 0.99 | 3500 | 80
PK2BWZWK | Eaton (formerly Cooper Lighting) | Portfolio | [All Housing]-90-M-8035-[Drivers Include D010TE (120-277 Only); ]-[All Color]-[All Sensors]-[All Stem Kits]-[All Color]-[All Type] | Indoor Luminaires | High-Bay | Low-Bay Luminaires for Commercial and Industrial Buildings | Standard | FALSE | [9 empty] | 42356 |  |  | No |  | 3 | 9614 | 97.37 | 98.74 | 12.77 | 0.99 | 3500 | 80
PMBP33DD | Eaton (formerly Cooper Lighting) | Portfolio | [All Housing]-90-W-8035-[Drivers Include D010TE (120 Only) ]-[All Color]-[All Sensors]-[All Stem Kits]-[All Color]-[All Type] | Indoor Luminaires | High-Bay | Low-Bay Luminaires for Commercial and Industrial Buildings | Standard | FALSE | [9 empty] | 42356 |  |  | No |  | 3 | 8972 | 90.86 | 98.74 | 12.77 | 0.99 | 3500 | 80
PY25Z6KY | Eaton (formerly Cooper Lighting) | Portfolio | [All Housing]-80-M-8035-[Drivers Include DE010 D010TE D010TR (120-277 Only); ]-[All Color]-[All Sensors]-[All Stem Kits]-[All Color]-[All Type] | Indoor Luminaires | High-Bay | Low-Bay Luminaires for Commercial and Industrial Buildings | Standard | FALSE | [9 empty] | 42356 |  |  | No |  | 3 | 8775 | 104.68 | 83.93 | 9.22 | 0.99 | 3500 | 80
P5K4RW8Q | Eaton (formerly Cooper Lighting) | Portfolio | [All Housing]-55-M-8035-[Drivers Include D010TE (120-277 Only); DE010 D010TR (120 Only) ]-[All Color]-[All Sensors]-[All Stem Kits]-[All Color]-[All Type] | Indoor Luminaires | High-Bay | Low-Bay Luminaires for Commercial and Industrial Buildings | Standard | FALSE | [9 empty] | 42356 |  |  | No |  | 3 | 6137 | 111.05 | 55.27 | 9.18 | 0.98 | 3500 | 80
PGTAKEGM | Eaton (formerly Cooper Lighting) | Portfolio | [All Housing]-70-M-8035-[Drivers Include D010TE D010TR (120-277 Only); DE010 (120 Only) ]-[All Color]-[All Sensors]-[All Stem Kits]-[All Color]-[All Type] | Indoor Luminaires | High-Bay | Low-Bay Luminaires for Commercial and Industrial Buildings | Standard | FALSE | [9 empty] | 42356 |  |  | No |  | 3 | 7517 | 103.33 | 72.75 | 9.17 | 0.99 | 3500 | 80
PCBX59YE | Eaton (formerly Cooper Lighting) | Portfolio | [All Housing]-55-W-8035-[Drivers Include DE010 DL3 D010TE D010TR DLT D5LT (120 Only) ]-[All Color]-[All Sensors]-[All Stem Kits]-[All Color]-[All Type] | Indoor Luminaires | High-Bay | Low-Bay Luminaires for Commercial and Industrial Buildings | Standard | FALSE | [9 empty] | 42356 |  |  | No |  | 3 | 5903 | 105.74 | 55.86 | 9.06 | 0.99 | 3500 | 80
PVSF6XSW | Eaton (formerly Cooper Lighting) | Portfolio | [All Housing]-80-M-8035-[Drivers Include D010TE D010TR (120-277V and 347); DE010 (120-277 Only); D5LT (120 Only) ]-[All Color]-[All Stem Kits]-[All Color]-[All Type] | Indoor Luminaires | High-Bay | Low-Bay Luminaires for Commercial and Industrial Buildings | Standard | FALSE | [9 empty] | 42356 |  |  | No |  | 3 | 8775 | 105 | 83 | 8.61 | 0.99 | 3500 | 80
PAZZERFJ | Eaton (formerly Cooper Lighting) | Portfolio | [All Housing]-80-W-8035-[Drivers Include DE010 D010TE D010TR D5LT (120 Only) ]-[All Color]-[All Sensors]-[All Stem Kits]-[All Color]-[All Type] | Indoor Luminaires | High-Bay | Low-Bay Luminaires for Commercial and Industrial Buildings | Standard | FALSE | [9 empty] | 42356 |  |  | No |  | 3 | 8190 | 98.24 | 83.45 | 8.61 | 0.99 | 3500 | 80
P7E3G6RN | Eaton (formerly Cooper Lighting) | Portfolio | [All Housing]-70-W-8035-[Drivers Include DE010 DL3 D010TE D010TR DLT D5LT (120 Only) ]-[All Color]-[All Sensors]-[All Stem Kits]-[All Color]-[All Type] | Indoor Luminaires | High-Bay | Low-Bay Luminaires for Commercial and Industrial Buildings | Standard | FALSE | [9 empty] | 42356 |  |  | No |  | 3 | 7157 | 99.06 | 72.26 | 8.18 | 0.99 | 3500 | 80
PH96D91V | Eaton (formerly Cooper Lighting) | Portfolio | [All Housing]-45-M-8035-[Drivers Include D010TE D010TR (120-277 Only); DE010 (120 Only) ]-[All Color]-[All Sensors]-[All Stem Kits]-[All Color]-[All Type] | Indoor Luminaires | High-Bay | Low-Bay Luminaires for Commercial and Industrial Buildings | Standard | FALSE | [9 empty] | 42356 |  |  | No |  | 3 | 4976 | 117.52 | 42.35 | 7.93 | 0.96 | 3500 | 80
PQM7R5J7 | Eaton (formerly Cooper Lighting) | Portfolio | [All Housing]-70-M-8035-[Drivers Include DL3 (120-277V and 347); DE010 DLT (120 Only) ]-[All Color]-[All Stem Kits]-[All Color]-[All Type] | Indoor Luminaires | High-Bay | Low-Bay Luminaires for Commercial and Industrial Buildings | Standard | FALSE | [9 empty] | 42356 |  |  | No |  | 3 | 7669 | 106 | 73 | 7.36 | 0.99 | 3500 | 80
PUHQRXEJ | Eaton (formerly Cooper Lighting) | Portfolio | [All Housing]-55-M-9030-[Drivers Include DL3 D010TE (277 Only)]-[All Color]-[All Stem Kits]-[All Color]-[All Type] | Indoor Luminaires | High-Bay | Low-Bay Luminaires for Commercial and Industrial Buildings | Standard | FALSE | [9 empty] | 42356 |  |  | No |  | 3 | 4908 | 86.87 | 56.5 | 16.87 | 0.93 | 3000 | 90
PDKABA7S | Eaton (formerly Cooper Lighting) | Portfolio | [All Housing]-90-W-8030-[Drivers Include D010TE (277 Only)]-[All Color]-[All Sensor]-[All Stem Kits]-[All Color]-[All Type] | Indoor Luminaires | High-Bay | Low-Bay Luminaires for Commercial and Industrial Buildings | Standard | FALSE | [9 empty] | 42356 |  |  | No |  | 3 | 8465 | 86.75 | 97.58 | 19.33 | 0.97 | 3000 | 80
PHA4VUHY | Eaton (formerly Cooper Lighting) | Portfolio | [All Housing]-80-W-8030-[Drivers Include DE010 D010TE D010TR (277 Only)]-[All Color]-[All Sensor]-[All Stem Kits]-[All Color]-[All Type] | Indoor Luminaires | High-Bay | Low-Bay Luminaires for Commercial and Industrial Buildings | Standard | FALSE | [9 empty] | 42356 |  |  | No |  | 3 | 7726 | 91.48 | 84.53 | 18.5 | 0.92 | 3000 | 80
PGJKWVN2 | Eaton (formerly Cooper Lighting) | Portfolio | [All Housing]-70-M-8030-[Drivers Include DL3 D010TE D010TR (277 Only)]-[All Color]-[All Stem Kits]-[All Color]-[All Type] | Indoor Luminaires | High-Bay | Low-Bay Luminaires for Commercial and Industrial Buildings | Standard | FALSE | [9 empty] | 42356 |  |  | No |  | 3 | 7235 | 99.59 | 72.67 | 18.31 | 0.94 | 3000 | 80
PMBNCDE4 | Eaton (formerly Cooper Lighting) | Portfolio | [All Housing]-70-W-8030-[Drivers Include DL3 D010TE D010TR (277 Only)]-[All Color]-[All Sensor]-[All Stem Kits]-[All Color]-[All Type] | Indoor Luminaires | High-Bay | Low-Bay Luminaires for Commercial and Industrial Buildings | Standard | FALSE | [9 empty] | 42356 |  |  | No |  | 3 | 6752 | 92.94 | 72.67 | 18.31 | 0.94 | 3000 | 80
PTTZ9DU5 | Eaton (formerly Cooper Lighting) | Portfolio | [All Housing]-80-W-8030-[Drivers Include D010TE D010TR (347 Only)]-[All Color]-[All Stem Kits]-[All Color]-[All Type] | Indoor Luminaires | High-Bay | Low-Bay Luminaires for Commercial and Industrial Buildings | Standard | FALSE | [9 empty] | 42356 |  |  | No |  | 3 | 7726 | 90.92 | 85.08 | 18.04 | 0.93 | 3000 | 80
PEJSDUNM | Eaton (formerly Cooper Lighting) | Portfolio | [All Housing]-55-M-8030-[Drivers Include DL3 D010TE (277 Only)]-[All Color]-[All Stem Kits]-[All Color]-[All Type] | Indoor Luminaires | High-Bay | Low-Bay Luminaires for Commercial and Industrial Buildings | Standard | FALSE | [9 empty] | 42356 |  |  | No |  | 3 | 5967 | 105.61 | 56.5 | 16.87 | 0.93 | 3000 | 80
PCP6B87X | Eaton (formerly Cooper Lighting) | Portfolio | [All Housing]-55-W-8030-[Drivers Include DL3 D010TE (277 Only)]-[All Color]-[All Sensor]-[All Stem Kits]-[All Color]-[All Type] | Indoor Luminaires | High-Bay | Low-Bay Luminaires for Commercial and Industrial Buildings | Standard | FALSE | [9 empty] | 42356 |  |  | No |  | 3 | 5569 | 98.57 | 56.5 | 16.87 | 0.93 | 3000 | 80
PHZC8GHZ | Eaton (formerly Cooper Lighting) | Portfolio | [All Housing]-70-W-8030-[Drivers Include DL3 (347 Only)]-[All Color]-[All Stem Kits]-[All Color]-[All Type] | Indoor Luminaires | High-Bay | Low-Bay Luminaires for Commercial and Industrial Buildings | Standard | FALSE | [9 empty] | 42356 |  |  | No |  | 3 | 6752 | 94.43 | 71.5 | 15.81 | 0.96 | 3000 | 80
PHXGMJNQ | Eaton (formerly Cooper Lighting) | Portfolio | [All Housing]-90-M-8030-[Drivers Include D010TE (120-277 Only); ]-[All Color]-[All Stem Kits]-[All Color]-[All Type] | Indoor Luminaires | High-Bay | Low-Bay Luminaires for Commercial and Industrial Buildings | Standard | FALSE | [9 empty] | 42356 |  |  | No |  | 3 | 9070 | 92 | 99 | 12.77 | 0.99 | 3000 | 80
PD88EU81 | Eaton (formerly Cooper Lighting) | Portfolio | [All Housing]-90-M-8030-[Drivers Include D010TE (120-277 Only); ]-[All Color]-[All Sensors]-[All Stem Kits]-[All Color]-[All Type] | Indoor Luminaires | High-Bay | Low-Bay Luminaires for Commercial and Industrial Buildings | Standard | FALSE | [9 empty] | 42356 |  |  | No |  | 3 | 9070 | 91.86 | 98.74 | 12.77 | 0.99 | 3000 | 80
P74FZ5SD | Eaton (formerly Cooper Lighting) | Portfolio | [All Housing]-80-M-8030-[Drivers Include DE010 D010TE D010TR (120-277 Only); ]-[All Color]-[All Sensors]-[All Stem Kits]-[All Color]-[All Type] | Indoor Luminaires | High-Bay | Low-Bay Luminaires for Commercial and Industrial Buildings | Standard | FALSE | [9 empty] | 42356 |  |  | No |  | 3 | 8279 | 98.76 | 83.93 | 9.22 | 0.99 | 3000 | 80
PC2PDZVN | Eaton (formerly Cooper Lighting) | Portfolio | [All Housing]-55-M-8030-[Drivers Include D010TE (120-277 Only); DE010 D010TR (120 Only) ]-[All Color]-[All Sensors]-[All Stem Kits]-[All Color]-[All Type] | Indoor Luminaires | High-Bay | Low-Bay Luminaires for Commercial and Industrial Buildings | Standard | FALSE | [9 empty] | 42356 |  |  | No |  | 3 | 5790 | 104.77 | 55.27 | 9.18 | 0.98 | 3000 | 80
P2XCW6CE | Eaton (formerly Cooper Lighting) | Portfolio | [All Housing]-70-M-8030-[Drivers Include D010TE D010TR (120-277 Only); DE010 (120 Only) ]-[All Color]-[All Sensors]-[All Stem Kits]-[All Color]-[All Type] | Indoor Luminaires | High-Bay | Low-Bay Luminaires for Commercial and Industrial Buildings | Standard | FALSE | [9 empty] | 42356 |  |  | No |  | 3 | 7020 | 96.51 | 72.75 | 9.17 | 0.99 | 3000 | 80
PA4DFYNR | Eaton (formerly Cooper Lighting) | Portfolio | [All Housing]-55-W-8030-[Drivers Include DE010 DL3 D010TE D010TR DLT D5LT (120 Only) ]-[All Color]-[All Sensors]-[All Stem Kits]-[All Color]-[All Type] | Indoor Luminaires | High-Bay | Low-Bay Luminaires for Commercial and Industrial Buildings | Standard | FALSE | [9 empty] | 42356 |  |  | No |  | 3 | 5569 | 99.76 | 55.86 | 9.06 | 0.99 | 3000 | 80
PTKXHXVN | Eaton (formerly Cooper Lighting) | Portfolio | [All Housing]-80-M-8030-[Drivers Include D010TE D010TR (120-277V and 347); DE010 (120-277 Only); D5LT (120 Only) ]-[All Color]-[All Stem Kits]-[All Color]-[All Type] | Indoor Luminaires | High-Bay | Low-Bay Luminaires for Commercial and Industrial Buildings | Standard | FALSE | [9 empty] | 42356 |  |  | No |  | 3 | 8279 | 99 | 83 | 8.61 | 0.99 | 3000 | 80
PRGXK6XS | Eaton (formerly Cooper Lighting) | Portfolio | [All Housing]-80-W-8030-[Drivers Include DE010 D010TE D010TR D5LT (120 Only) ]-[All Color]-[All Sensors]-[All Stem Kits]-[All Color]-[All Type] | Indoor Luminaires | High-Bay | Low-Bay Luminaires for Commercial and Industrial Buildings | Standard | FALSE | [9 empty] | 42356 |  |  | No |  | 3 | 7726 | 92.68 | 83.45 | 8.61 | 0.99 | 3000 | 80
PWB8F5G9 | Eaton (formerly Cooper Lighting) | Portfolio | [All Housing]-70-W-8030-[Drivers Include DE010 DL3 D010TE D010TR DLT D5LT (120 Only) ]-[All Color]-[All Sensors]-[All Stem Kits]-[All Color]-[All Type] | Indoor Luminaires | High-Bay | Low-Bay Luminaires for Commercial and Industrial Buildings | Standard | FALSE | [9 empty] | 42356 |  |  | No |  | 3 | 6752 | 93.46 | 72.26 | 8.18 | 0.99 | 3000 | 80
P2KMPXJ1 | Eaton (formerly Cooper Lighting) | Portfolio | [All Housing]-90-M-8027-[Drivers Include D010TE (277 Only)]-[All Color]-[All Stem Kits]-[All Color]-[All Type] | Indoor Luminaires | High-Bay | Low-Bay Luminaires for Commercial and Industrial Buildings | Standard | FALSE | [9 empty] | 42356 |  |  | No |  | 3 | 8479 | 86.89 | 97.58 | 19.33 | 0.97 | 2700 | 80
P4E5GPPQ | Eaton (formerly Cooper Lighting) | Portfolio | [All Housing]-70-W-8027-[Drivers Include DL3 D010TR (277 Only)]-[All Color]-[All Sensor]-[All Stem Kits]-[All Color]-[All Type] | Indoor Luminaires | High-Bay | Low-Bay Luminaires for Commercial and Industrial Buildings | Standard | FALSE | [9 empty] | 42356 |  |  | No |  | 3 | 6313 | 88.1 | 71.66 | 18.39 | 0.92 | 2700 | 80
P6NZKYGY | Eaton (formerly Cooper Lighting) | Portfolio | [All Housing]-70-M-8027-[Drivers Include DL3 D010TE D010TR (277 Only)]-[All Color]-[All Stem Kits]-[All Color]-[All Type] | Indoor Luminaires | High-Bay | Low-Bay Luminaires for Commercial and Industrial Buildings | Standard | FALSE | [9 empty] | 42356 |  |  | No |  | 3 | 6764 | 93.11 | 72.67 | 18.31 | 0.94 | 2700 | 80
P4A17GSH | Eaton (formerly Cooper Lighting) | Portfolio | [All Housing]-80-W-8027-[Drivers Include DE010 D010TR (277 Only)]-[All Color]-[All Sensor]-[All Stem Kits]-[All Color]-[All Type] | Indoor Luminaires | High-Bay | Low-Bay Luminaires for Commercial and Industrial Buildings | Standard | FALSE | [9 empty] | 42356 |  |  | No |  | 3 | 7223 | 87.27 | 82.77 | 18.24 | 0.91 | 2700 | 80
PF1G2VDJ | Eaton (formerly Cooper Lighting) | Portfolio | [All Housing]-80-W-8027-[Drivers Include D010TR (347 Only)]-[All Color]-[All Stem Kits]-[All Color]-[All Type] | Indoor Luminaires | High-Bay | Low-Bay Luminaires for Commercial and Industrial Buildings | Standard | FALSE | [9 empty] | 42356 |  |  | No |  | 3 | 7223 | 87.98 | 82.1 | 17.04 | 0.9 | 2700 | 80
P9EBCBRD | Eaton (formerly Cooper Lighting) | Portfolio | [All Housing]-55-M-8027-[Drivers Include DL3 D010TE (277 Only)]-[All Color]-[All Stem Kits]-[All Color]-[All Type] | Indoor Luminaires | High-Bay | Low-Bay Luminaires for Commercial and Industrial Buildings | Standard | FALSE | [9 empty] | 42356 |  |  | No |  | 3 | 5579 | 98.75 | 56.5 | 16.87 | 0.93 | 2700 | 80
PE7PDUAE | Eaton (formerly Cooper Lighting) | Portfolio | [All Housing]-55-W-8027-[Drivers Include DL3 D010TE (277 Only)]-[All Color]-[All Sensor]-[All Stem Kits]-[All Color]-[All Type] | Indoor Luminaires | High-Bay | Low-Bay Luminaires for Commercial and Industrial Buildings | Standard | FALSE | [9 empty] | 42356 |  |  | No |  | 3 | 5207 | 92.16 | 56.5 | 16.87 | 0.93 | 2700 | 80
P3YJKWC6 | Eaton (formerly Cooper Lighting) | Portfolio | [All Housing]-55-M-8027-[Drivers Include D010TE (120-277 Only); DE010 D010TR (120 Only) ]-[All Color]-[All Sensors]-[All Stem Kits]-[All Color]-[All Type] | Indoor Luminaires | High-Bay | Low-Bay Luminaires for Commercial and Industrial Buildings | Standard | FALSE | [9 empty] | 42356 |  |  | No |  | 3 | 5413 | 97.95 | 55.27 | 9.18 | 0.98 | 2700 | 80
PV4U79Z5 | Eaton (formerly Cooper Lighting) | Portfolio | [All Housing]-70-M-8027-[Drivers Include D010TE D010TR (120-277 Only); DE010 (120 Only) ]-[All Color]-[All Sensors]-[All Stem Kits]-[All Color]-[All Type] | Indoor Luminaires | High-Bay | Low-Bay Luminaires for Commercial and Industrial Buildings | Standard | FALSE | [9 empty] | 42356 |  |  | No |  | 3 | 6562 | 90.21 | 72.75 | 9.17 | 0.99 | 2700 | 80
P6HUKUNP | Eaton (formerly Cooper Lighting) | Portfolio | [All Housing]-55-W-8027-[Drivers Include DE010 DL3 D010TE D010TR DLT D5LT (120 Only) ]-[All Color]-[All Sensors]-[All Stem Kits]-[All Color]-[All Type] | Indoor Luminaires | High-Bay | Low-Bay Luminaires for Commercial and Industrial Buildings | Standard | FALSE | [9 empty] | 42356 |  |  | No |  | 3 | 5207 | 93.27 | 55.86 | 9.06 | 0.99 | 2700 | 80
P8F9GMUT | Eaton (formerly Cooper Lighting) | Portfolio | [All Housing]-80-M-8027-[Drivers Include D010TR (120-277V and 347); DE010 D010TE (120-277 Only); D5LT (120 Only) ]-[All Color]-[All Stem Kits]-[All Color]-[All Type] | Indoor Luminaires | High-Bay | Low-Bay Luminaires for Commercial and Industrial Buildings | Standard | FALSE | [9 empty] | 42356 |  |  | No |  | 3 | 7739 | 93 | 83 | 8.61 | 0.99 | 2700 | 80
PANMVKNT | Eaton (formerly Cooper Lighting) | Portfolio | [All Housing]-80-M-8027-[Drivers Include DE010 D010TR (120-277 Only); ]-[All Color]-[All Sensors]-[All Stem Kits]-[All Color]-[All Type] | Indoor Luminaires | High-Bay | Low-Bay Luminaires for Commercial and Industrial Buildings | Standard | FALSE | [9 empty] | 42356 |  |  | No |  | 3 | 7739 | 94.51 | 81.89 | 7.66 | 0.99 | 2700 | 80
PCN6UPS3 | Eaton (formerly Cooper Lighting) | Portfolio | [All Housing]-70-W-8027-[Drivers Include DE010 DL3 D010TR DLT D5LT (120 Only) ]-[All Color]-[All Sensors]-[All Stem Kits]-[All Color]-[All Type] | Indoor Luminaires | High-Bay | Low-Bay Luminaires for Commercial and Industrial Buildings | Standard | FALSE | [9 empty] | 42356 |  |  | No |  | 3 | 6313 | 87.71 | 71.99 | 7.58 | 0.99 | 2700 | 80
PSPW5SU7 | Eaton (formerly Cooper Lighting) | Portfolio | [All Housing]-80-W-8027-[Drivers Include DE010 D010TR D5LT (120 Only) ]-[All Color]-[All Sensors]-[All Stem Kits]-[All Color]-[All Type] | Indoor Luminaires | High-Bay | Low-Bay Luminaires for Commercial and Industrial Buildings | Standard | FALSE | [9 empty] | 42356 |  |  | No |  | 3 | 7223 | 88.16 | 81.93 | 7.37 | 0.99 | 2700 | 80
PYDKUS3U | Aimlite Lighting Products | AimLite | HBBF-LA3-8/50K/XXXX | Indoor Luminaires | High-Bay | High-Bay Luminaires for Commercial and Industrial Buildings | Standard | FALSE | [9 empty] | 42356 | Dimmable | Continuous Below 10 | Yes |  | 3 | 24406 | 126 | 199.4 | 12 | 0.99 | 5007 | 83.57
PY32579W | Aimlite Lighting Products | AimLite | HBBF-LA3-2/40K/XXXX | Indoor Luminaires | High-Bay | High-Bay Luminaires for Commercial and Industrial Buildings | Standard | FALSE | [9 empty] | 42356 | Dimmable | Continuous Below 10 | Yes |  | 3 | 24394 | 123.4 | 197.68 | 12.54 | 0.992 | 3954 | 82.1
PDCSZFF4 | LED Power Inc. | LED POWER INC | BLC-38-100-35K-120VAC [90-120V ONLY] | Indoor Luminaires | High-Bay | High-Bay Luminaires for Commercial and Industrial Buildings | Standard | TRUE | 8707.48 | 93 | 93.63 | 8 | 0.99 | 3433 | 83 | 5 | 50000 | 42355 |  |  | NotYetVerified |  | 3.1 | 8707.48 | 93 | 93.63 | 8 | 0.99 | 3433 | 83.3
PDZ7ZVHR | De-Power Lighting & Electric Equipment Co.Ltd | DE-Power | GKL032-120A-30 | Indoor Luminaires | High-Bay | High-Bay Luminaires for Commercial and Industrial Buildings | Standard | TRUE | 12921 | 103.7 | 124.6 | 10.49 | 0.9532 | 3088 | 83.2 | 5 | 50000 | 42355 |  |  | No |  | 3.1 | 12921 | 103.7 | 124.6 | 10.49 | 0.9532 | 3000 | 83.2
P949JS1S | Shenzhen Xinshengyang Opto-electronics Technology Co.Ltd. | XSY | XSY-HBP100W(4000K) | Indoor Luminaires | High-Bay | High-Bay Luminaires for Commercial and Industrial Buildings | Premium | TRUE | 12469 | 128.56 | 96.99 | 13.24 | 0.9211 | 3928 | 70.7 | 5 | 50000 | 42355 |  |  | No |  | 3.1 | 12469 | 128.56 | 96.99 | 13.24 | 0.9211 | 4000 | 70.7
P9HF18E4 | Samjin Lnd Co. Ltd. | SAMJIN | SU135-079SD50SUS | Indoor Luminaires | High-Bay | High-Bay Luminaires for Commercial and Industrial Buildings | Premium | TRUE | 12854.3 | 160.68 | 80 | 18.5 | 0.9183 | 4806 | 84 | 5 | 50000 | 42355 | Dimmable | Stepped | No |  | 3 | 12854.3 | 160.68 | 80 | 12.8 | 0.9894 | 4806 | 84
P9PC8JNW | Samjin Lnd Co. Ltd. | SAMJIN | SU135-079MS50SUS | Indoor Luminaires | High-Bay | High-Bay Luminaires for Commercial and Industrial Buildings | Premium | TRUE | 12847.21 | 160.31 | 80.14 | 18.8 | 0.9173 | 4802 | 84 | 5 | 50000 | 42355 | Dimmable | Stepped | Yes |  | 3 | 12847.21 | 160.31 | 80.14 | 12.9 | 0.9892 | 4802 | 84
PB6YXN3N | Samjin Lnd Co. Ltd. | SAMJIN | SU135-079OF50SUS | Indoor Luminaires | High-Bay | High-Bay Luminaires for Commercial and Industrial Buildings | Premium | TRUE | 12778.13 | 160.21 | 79.76 | 18.5 | 0.9173 | 4820 | 83.9 | 5 | 50000 | 42355 | Not Dimmable | Not Dimmable | No |  | 3 | 12778.13 | 160.21 | 79.76 | 13 | 0.9892 | 4820 | 83.9
PA1QJEK3 | Shenzhen Xinshengyang Opto-electronics Technology Co.Ltd. | XSY | XSY-HBP100W(5700K) | Indoor Luminaires | High-Bay | High-Bay Luminaires for Commercial and Industrial Buildings | Premium | FALSE | [9 empty] | 42355 |  |  | No |  | 3.1 | 12782 | 131.25 | 97.39 | 13.38 | 0.9223 | 5700 | 74.1
PFZ99USH | Shenzhen Xinshengyang Opto-electronics Technology Co.Ltd. | XSY | XSY-HBP100W(5000K) | Indoor Luminaires | High-Bay | High-Bay Luminaires for Commercial and Industrial Buildings | Premium | FALSE | [9 empty] | 42355 |  |  | No |  | 3.1 | 12469 | 128.56 | 96.99 | 13.24 | 0.9211 | 5000 | 70.7
PKEE82FT | Shenzhen Xinshengyang Opto-electronics Technology Co.Ltd. | XSY | XSY-HBP100W(4500K) | Indoor Luminaires | High-Bay | High-Bay Luminaires for Commercial and Industrial Buildings | Premium | FALSE | [9 empty] | 42355 |  |  | No |  | 3.1 | 12469 | 128.56 | 96.99 | 13.24 | 0.9211 | 4500 | 70.7
PWAJW1D4 | LED Power Inc. | LED POWER INC | BLC-38-100-50K-120VAC [90-120V ONLY] | Indoor Luminaires | High-Bay | High-Bay Luminaires for Commercial and Industrial Buildings | Standard | FALSE | [9 empty] | 42355 |  |  | NotYetVerified |  | 3.1 | 12080.62 | 117 | 103.42 | 8 | 0.99 | 5376 | 81
PKCK2WPN | LED Power Inc. | LED POWER INC | BLC-38-150-50K-120VAC [90-120V ONLY] | Indoor Luminaires | High-Bay | High-Bay Luminaires for Commercial and Industrial Buildings | Standard | FALSE | [9 empty] | 42355 |  |  | NotYetVerified |  | 3.1 | 16998.48 | 111 | 152.65 | 7 | 1 | 5368 | 84
P1QK5283 | LED Power Inc. | LED POWER INC | BLC-38-150-35K-120VAC [90-120V ONLY] | Indoor Luminaires | High-Bay | High-Bay Luminaires for Commercial and Industrial Buildings | Standard | FALSE | [9 empty] | 42355 |  |  | NotYetVerified |  | 3.1 | 14461.42 | 99 | 145.99 | 7 | 0.99 | 3572 | 82
PCFVC8F5 | De-Power Lighting & Electric Equipment Co.Ltd | DE-Power | GKL032-120N-60 | Indoor Luminaires | High-Bay | High-Bay Luminaires for Commercial and Industrial Buildings | Standard | FALSE | [9 empty] | 42355 | Not Dimmable | Not Dimmable | No |  | 3.1 | 13699 | 109.33 | 125.3 | 10.86 | 0.945 | 5700 | 83.7
PH19EJ5M | De-Power Lighting & Electric Equipment Co.Ltd | DE-Power | GKL032-120A-60 | Indoor Luminaires | High-Bay | High-Bay Luminaires for Commercial and Industrial Buildings | Standard | FALSE | [9 empty] | 42355 | Dimmable | Continuous Below 10 | No |  | 3.1 | 13699 | 109.33 | 125.3 | 10.49 | 0.945 | 5700 | 83.7
PGYRXEHW | De-Power Lighting & Electric Equipment Co.Ltd | DE-Power | GKL032-120N-50 | Indoor Luminaires | High-Bay | High-Bay Luminaires for Commercial and Industrial Buildings | Standard | FALSE | [9 empty] | 42355 | Not Dimmable | Not Dimmable | No |  | 3.1 | 12921 | 103.7 | 124.6 | 10.49 | 0.9532 | 5000 | 83.2
PTHKJUY9 | De-Power Lighting & Electric Equipment Co.Ltd | DE-Power | GKL032-120A-50 | Indoor Luminaires | High-Bay | High-Bay Luminaires for Commercial and Industrial Buildings | Standard | FALSE | [9 empty] | 42355 | Dimmable | Continuous Below 10 | No |  | 3.1 | 12921 | 103.7 | 124.6 | 10.49 | 0.9532 | 5000 | 83.2
PB23H9U6 | De-Power Lighting & Electric Equipment Co.Ltd | DE-Power | GKL032-120N-40 | Indoor Luminaires | High-Bay | High-Bay Luminaires for Commercial and Industrial Buildings | Standard | FALSE | [9 empty] | 42355 | Not Dimmable | Not Dimmable | No |  | 3.1 | 12921 | 103.7 | 124.6 | 10.49 | 0.9532 | 4000 | 83.2
PXWFVN3M | De-Power Lighting & Electric Equipment Co.Ltd | DE-Power | GKL032-120A-40 | Indoor Luminaires | High-Bay | High-Bay Luminaires for Commercial and Industrial Buildings | Standard | FALSE | [9 empty] | 42355 | Dimmable | Continuous Below 10 | No |  | 3.1 | 12921 | 103.7 | 124.6 | 10.49 | 0.9532 | 4000 | 83.2
P1A9JJ9R | De-Power Lighting & Electric Equipment Co.Ltd | DE-Power | GKL032-120N-30 | Indoor Luminaires | High-Bay | High-Bay Luminaires for Commercial and Industrial Buildings | Standard | FALSE | [9 empty] | 42355 | Not Dimmable | Not Dimmable | No |  | 3.1 | 12921 | 103.7 | 124.6 | 10.49 | 0.9532 | 3000 | 83.2
PA2B24TA | ReneSola America Inc. | Renesola | RLHB4-220/57 | Indoor Luminaires | High-Bay | High-Bay Luminaires for Commercial and Industrial Buildings | Standard | TRUE | 20627.36 | 98.847 | 208.68 | 10.09 | 0.9856 | 5530 | 84.4 | 5 | 50000 | 42354 |  |  | NotYetVerified |  | 3 | 20627.36 | 98.84 | 208.68 | 20 | 0.997 | 5700 | 84.4
P96YWEYX | ReneSola America Inc. | Renesola | RLHB4-150/57 | Indoor Luminaires | High-Bay | High-Bay Luminaires for Commercial and Industrial Buildings | Standard | TRUE | 14177.24 | 101.687 | 139.42 | 10.27 | 0.9855 | 5428 | 84.3 | 5 | 50000 | 42354 |  |  | NotYetVerified |  | 3 | 14177.24 | 101.68 | 139.42 | 20 | 0.997 | 5700 | 83.5
PWTWRYAM | ReneSola America Inc. | Renesola | RLHB4-300/40 | Indoor Luminaires | High-Bay | High-Bay Luminaires for Commercial and Industrial Buildings | Standard | TRUE | 28173.12 | 101.47 | 277.63 | 9.6 | 0.984 | 4142 | 83.3 | 5 | 50000 | 42354 |  |  | NotYetVerified |  | 3 | 28173.1 | 101.47 | 277.63 | 20 | 0.998 | 4000 | 83.3
PN227S5C | Teslights LLC | Teslights | HBP300M100 | Indoor Luminaires | High-Bay | High-Bay Luminaires for Commercial and Industrial Buildings | Standard | TRUE | 30891.5 | 102.3 | 302 | 7.46 | 0.957 | 5182 | 84.4 | 5 | 50000 | 42354 |  |  | NotYetVerified |  | 3 | 30891.5 | 102.3 | 300 | 20 | 0.9 | 5300 | 70
P4EGZN44 | Los Angeles Lighting Mfg. Co. | LOS ANGELES LIGHTING | 4-CIT400-24K-4L-DRCA-2DRDM-UNV-3/850 | Indoor Luminaires | High-Bay | High-Bay Luminaires for Commercial and Industrial Buildings | Premium | TRUE | 23230.81 | 121 | 192.07 | 15 | 0.95 | 5162 | 84 | 5 | 50000 | 42354 | Dimmable | Continuous Below 10 | Yes |  | 3 | 22991.99 | 119 | 193.21 | 11 | 0.99 | 5126 | 84
PXGTRGGJ | Los Angeles Lighting Mfg. Co. | LOS ANGELES LIGHTING | 4-CIT400-24K-4L-DRFA-2DRDM-UNV-3/840 | Indoor Luminaires | High-Bay | High-Bay Luminaires for Commercial and Industrial Buildings | Premium | TRUE | 22669.12 | 117 | 193.21 | 15 | 0.95 | 3992 | 84 | 5 | 50000 | 42354 |  |  | Yes |  | 3 | 22669.12 | 117 | 193.21 | 11 | 0.99 | 3992 | 84
PM7SJRKT | Teslights LLC | Teslights | HBP240M100 | Indoor Luminaires | High-Bay | High-Bay Luminaires for Commercial and Industrial Buildings | Standard | TRUE | 25775.3 | 109.2 | 236.1 | 20.53 | 0.936 | 5135 | 84.6 | 5 | 50000 | 42354 |  |  | NotYetVerified |  | 3 | 25200 | 105 | 240 | 20 | 0.9 | 5300 | 80
P8NX5Z6P | Los Angeles Lighting Mfg. Co. | LOS ANGELES LIGHTING | 4-CIT400-16K-4L-DRCA-2DRDM-UNV-2/850 | Indoor Luminaires | High-Bay | High-Bay Luminaires for Commercial and Industrial Buildings | Premium | TRUE | 15750.1 | 119 | 131.86 | 11 | 0.93 | 5126 | 84 | 5 | 50000 | 42354 | Dimmable | Continuous Below 10 | Yes |  | 3 | 15749.358 | 119.44 | 131.86 | 8 | 0.99 | 5126 | 84
PVD97DHG | Los Angeles Lighting Mfg. Co. | LOS ANGELES LIGHTING | 4-CIT400-16K-4L-DRFA-2DRDM-UNV-2/840 | Indoor Luminaires | High-Bay | High-Bay Luminaires for Commercial and Industrial Buildings | Premium | TRUE | 15640.95 | 117 | 133.38 | 11 | 0.93 | 4008 | 84 | 5 | 50000 | 42354 |  |  | Yes |  | 3 | 15640.95 | 117 | 133.38 | 8 | 0.99 | 4008 | 84
PY45NDFS | XUYANG GROUP (SHENZHEN) GLOBAL BUSINESS SERVICE LTD. | XY | RK-120W-220-41 | Indoor Retrofit Kit | High-Bay | Retrofit Kits for High-Bay Luminaires for Commercial and Industrial Buildings | Standard | TRUE | 13362 | 110.16 | 121.3 | 7.98 | 0.9031 | 4000 | 72.9 | 5 | 50000 | 42354 |  |  | No |  | 3.1 | 13362 | 110.16 | 121.3 | 7.98 | 0.9031 | 4100 | 72.9
P91EU949 | Shenzhen sunpzone lighting electronic co. ltd | Sunpzone | SPZ2T5F440L 3000K | Indoor Luminaires | High-Bay | Low-Bay Luminaires for Commercial and Industrial Buildings | Standard | TRUE | 4564.83 | 111.99 | 40.76 | 15.42 | 0.8757 | 2953 | 83.6 | 5 | 50000 | 42354 |  |  | No |  | 3.1 | 5000 | 125 | 40 | 10 | 0.87 | 3000 | 80
PCUP39WE | XUYANG GROUP (SHENZHEN) GLOBAL BUSINESS SERVICE LTD. | XY | RK-120W-220-57 | Indoor Retrofit Kit | High-Bay | Retrofit Kits for High-Bay Luminaires for Commercial and Industrial Buildings | Standard | FALSE | [9 empty] | 42354 |  |  | No |  | 3.1 | 13872 | 115.79 | 119.8 | 8.15 | 0.9019 | 5700 | 74.2
PHRU4K56 | XUYANG GROUP (SHENZHEN) GLOBAL BUSINESS SERVICE LTD. | XY | RK-120W-220-50 | Indoor Retrofit Kit | High-Bay | Retrofit Kits for High-Bay Luminaires for Commercial and Industrial Buildings | Standard | FALSE | [9 empty] | 42354 |  |  | No |  | 3.1 | 13362 | 110.16 | 121.3 | 7.98 | 0.9031 | 5000 | 72.9
P39VECUJ | ReneSola America Inc. | Renesola | RLHB4-220/50 | Indoor Luminaires | High-Bay | High-Bay Luminaires for Commercial and Industrial Buildings | Standard | FALSE | [9 empty] | 42354 |  |  | NotYetVerified |  | 3 | 20902 | 100.38 | 208 | 20 | 0.995 | 5000 | 84
PY1MB7D5 | ReneSola America Inc. | Renesola | RLHB4-150/50 | Indoor Luminaires | High-Bay | High-Bay Luminaires for Commercial and Industrial Buildings | Standard | FALSE | [9 empty] | 42354 |  |  | NotYetVerified |  | 3 | 14290 | 102.5 | 139.39 | 20 | 0.997 | 5000 | 83.5
PVQZK6W3 | ReneSola America Inc. | Renesola | RLHB4-300/50 | Indoor Luminaires | High-Bay | High-Bay Luminaires for Commercial and Industrial Buildings | Standard | FALSE | [9 empty] | 42354 |  |  | NotYetVerified |  | 3 | 28448.7 | 102.14 | 278.49 | 20 | 0.998 | 5000 | 83.3
PYMQFBT4 | Los Angeles Lighting Mfg. Co. | LOS ANGELES LIGHTING | 4-CIT401-24K-4L-DRCA-xx-xxxxx-2DRDM-UNV-3/850 | Indoor Luminaires | High-Bay | High-Bay Luminaires for Commercial and Industrial Buildings | Premium | FALSE | [9 empty] | 42354 |  |  | Yes |  | 3 | 22991.99 | 119 | 193.21 | 11 | 0.99 | 5126 | 84
PXB88G9Y | Los Angeles Lighting Mfg. Co. | LOS ANGELES LIGHTING | 4-CIT401-24K-4L-DRCA-2DRDM-UNV-3/850 | Indoor Luminaires | High-Bay | High-Bay Luminaires for Commercial and Industrial Buildings | Premium | FALSE | [9 empty] | 42354 |  |  | Yes |  | 3 | 22991.99 | 119 | 193.21 | 11 | 0.99 | 5126 | 84
PQJHJ9EK | Los Angeles Lighting Mfg. Co. | LOS ANGELES LIGHTING | 4-CIT400-24K-4L-DRCA-xx-xxxxx-2DRDM-UNV-3/850 | Indoor Luminaires | High-Bay | High-Bay Luminaires for Commercial and Industrial Buildings | Premium | FALSE | [9 empty] | 42354 |  |  | Yes |  | 3 | 22991.99 | 119 | 193.21 | 11 | 0.99 | 5126 | 84
PGPAY4MP | Los Angeles Lighting Mfg. Co. | LOS ANGELES LIGHTING | 4-CIT401-24K-4L-DRFA-WL-2DRDM-UNV-3/850 | Indoor Luminaires | High-Bay | High-Bay Luminaires for Commercial and Industrial Buildings | Premium | FALSE | [9 empty] | 42354 |  |  | Yes |  | 3 | 22991.99 | 119 | 193.21 | 11 | 0.99 | 5126 | 84
PF8ZVFH4 | Los Angeles Lighting Mfg. Co. | LOS ANGELES LIGHTING | 4-CIT400-24K-4L-DRFA-WL-2DRDM-UNV-3/850 | Indoor Luminaires | High-Bay | High-Bay Luminaires for Commercial and Industrial Buildings | Premium | FALSE | [9 empty] | 42354 |  |  | Yes |  | 3 | 22991.99 | 119 | 193.21 | 11 | 0.99 | 5126 | 84
PQKU1CHP | Los Angeles Lighting Mfg. Co. | LOS ANGELES LIGHTING | 4-CIT401-16K-4L-DRCA-xx-xxxxx-2DRDM-UNV-2/850 | Indoor Luminaires | High-Bay | High-Bay Luminaires for Commercial and Industrial Buildings | Premium | FALSE | [9 empty] | 42354 |  |  | Yes |  | 3 | 15749.36 | 119.44 | 131.86 | 8 | 0.99 | 5126 | 84
PPAFJEX2 | Los Angeles Lighting Mfg. Co. | LOS ANGELES LIGHTING | 4-CIT401-16K-4L-DRCA-2DRDM-UNV-2/850 | Indoor Luminaires | High-Bay | High-Bay Luminaires for Commercial and Industrial Buildings | Premium | FALSE | [9 empty] | 42354 |  |  | Yes |  | 3 | 15749.36 | 119.44 | 131.86 | 8 | 0.99 | 5126 | 84
PFANW9EW | Los Angeles Lighting Mfg. Co. | LOS ANGELES LIGHTING | 4-CIT400-16K-4L-DRFA-WL-2DRDM-UNV-2/850 | Indoor Luminaires | High-Bay | High-Bay Luminaires for Commercial and Industrial Buildings | Premium | FALSE | [9 empty] | 42354 |  |  | Yes |  | 3 | 15749.36 | 119.44 | 131.86 | 8 | 0.99 | 5126 | 84
PCU3UGHB | Los Angeles Lighting Mfg. Co. | LOS ANGELES LIGHTING | 4-CIT401-16K-4L-DRFA-WL-2DRDM-UNV-2/850 | Indoor Luminaires | High-Bay | High-Bay Luminaires for Commercial and Industrial Buildings | Premium | FALSE | [9 empty] | 42354 | Dimmable | Continuous Below 10 | Yes |  | 3 | 15749.36 | 119.44 | 131.86 | 8 | 0.99 | 5126 | 84
P95K7HQ1 | Los Angeles Lighting Mfg. Co. | LOS ANGELES LIGHTING | 4-CIT400-16K-4L-DRCA-xx-xxxxx-2DRDM-UNV-2/850 | Indoor Luminaires | High-Bay | High-Bay Luminaires for Commercial and Industrial Buildings | Premium | FALSE | [9 empty] | 42354 | Dimmable | Continuous Below 10 | Yes |  | 3 | 15749.36 | 119.44 | 131.86 | 8 | 0.99 | 5126 | 84
PYXMQZA9 | Los Angeles Lighting Mfg. Co. | LOS ANGELES LIGHTING | 4-CIT400-16K-4L-DRFA-xx-xxxxx-2DRDM-UNV-2/850 | Indoor Luminaires | High-Bay | High-Bay Luminaires for Commercial and Industrial Buildings | Premium | FALSE | [9 empty] | 42354 |  |  | Yes |  | 3 | 15691.34 | 119 | 131.86 | 8 | 0.99 | 5126 | 84
PQ21EZGS | Los Angeles Lighting Mfg. Co. | LOS ANGELES LIGHTING | 4-CIT401-16K-4L-DRFA-2DRDM-UNV-2/850 | Indoor Luminaires | High-Bay | High-Bay Luminaires for Commercial and Industrial Buildings | Premium | FALSE | [9 empty] | 42354 |  |  | Yes |  | 3 | 15691.34 | 119 | 131.86 | 8 | 0.99 | 5126 | 84
PNNVEYJF | Los Angeles Lighting Mfg. Co. | LOS ANGELES LIGHTING | 4-CIT401-16K-4L-DRFA-xx-xxxxx-2DRDM-UNV-2/850 | Indoor Luminaires | High-Bay | High-Bay Luminaires for Commercial and Industrial Buildings | Premium | FALSE | [9 empty] | 42354 |  |  | Yes |  | 3 | 15691.34 | 119 | 131.86 | 8 | 0.99 | 5126 | 84
PGW6ZPVU | Los Angeles Lighting Mfg. Co. | LOS ANGELES LIGHTING | 4-CIT401-16K-4L-DRCA-WL-2DRDM-UNV-2/850 | Indoor Luminaires | High-Bay | High-Bay Luminaires for Commercial and Industrial Buildings | Premium | FALSE | [9 empty] | 42354 |  |  | Yes |  | 3 | 15691.34 | 119 | 131.86 | 8 | 0.99 | 5126 | 84
P9P3V2X9 | Los Angeles Lighting Mfg. Co. | LOS ANGELES LIGHTING | 4-CIT400-16K-4L-DRCA-WL-2DRDM-UNV-2/850 | Indoor Luminaires | High-Bay | High-Bay Luminaires for Commercial and Industrial Buildings | Premium | FALSE | [9 empty] | 42354 | Dimmable | Continuous Below 10 | Yes |  | 3 | 15691.34 | 119 | 131.86 | 8 | 0.99 | 5126 | 84
P1PESMU5 | Los Angeles Lighting Mfg. Co. | LOS ANGELES LIGHTING | 4-CIT400-16K-4L-DRFA-2DRDM-UNV-2/850 | Indoor Luminaires | High-Bay | High-Bay Luminaires for Commercial and Industrial Buildings | Premium | FALSE | [9 empty] | 42354 | Dimmable | Continuous Below 10 | Yes |  | 3 | 15691.34 | 119 | 131.86 | 8 | 0.99 | 5126 | 84
PJEM58MJ | Los Angeles Lighting Mfg. Co. | LOS ANGELES LIGHTING | 4-CIT400-24K-4L-DRFA-2DRDM-UNV-3/850 | Indoor Luminaires | High-Bay | High-Bay Luminaires for Commercial and Industrial Buildings | Premium | FALSE | [9 empty] | 42354 |  |  | Yes |  | 3 | 22798.78 | 118 | 193.21 | 11 | 0.99 | 5000 | 84
PJC5JKK8 | Los Angeles Lighting Mfg. Co. | LOS ANGELES LIGHTING | 4-CIT401-24K-4L-DRFA-2DRDM-UNV-3/850 | Indoor Luminaires | High-Bay | High-Bay Luminaires for Commercial and Industrial Buildings | Premium | FALSE | [9 empty] | 42354 |  |  | Yes |  | 3 | 22798.78 | 118 | 193.21 | 11 | 0.99 | 5000 | 84
PHMYWHB4 | Los Angeles Lighting Mfg. Co. | LOS ANGELES LIGHTING | 4-CIT400-24K-4L-DRFA-xx-xxxxx-2DRDM-UNV-3/850 | Indoor Luminaires | High-Bay | High-Bay Luminaires for Commercial and Industrial Buildings | Premium | FALSE | [9 empty] | 42354 |  |  | Yes |  | 3 | 22798.78 | 118 | 193.21 | 11 | 0.99 | 5000 | 84
PENXUA8E | Los Angeles Lighting Mfg. Co. | LOS ANGELES LIGHTING | 4-CIT401-24K-4L-DRCA-WL-2DRDM-UNV-3/850 | Indoor Luminaires | High-Bay | High-Bay Luminaires for Commercial and Industrial Buildings | Premium | FALSE | [9 empty] | 42354 |  |  | Yes |  | 3 | 22798.78 | 118 | 193.21 | 11 | 0.99 | 5000 | 84
PDYWPZKT | Los Angeles Lighting Mfg. Co. | LOS ANGELES LIGHTING | 4-CIT401-24K-4L-DRFA-xx-xxxxx-2DRDM-UNV-3/850 | Indoor Luminaires | High-Bay | High-Bay Luminaires for Commercial and Industrial Buildings | Premium | FALSE | [9 empty] | 42354 | Dimmable | Continuous Below 10 | Yes |  | 3 | 22798.78 | 118 | 193.21 | 11 | 0.99 | 5000 | 84
PA17RC5Z | Los Angeles Lighting Mfg. Co. | LOS ANGELES LIGHTING | 4-CIT400-24K-4L-DRCA-WL-2DRDM-UNV-3/850 | Indoor Luminaires | High-Bay | High-Bay Luminaires for Commercial and Industrial Buildings | Premium | FALSE | [9 empty] | 42354 | Dimmable | Continuous Below 10 | Yes |  | 3 | 22798.78 | 118 | 193.21 | 11 | 0.99 | 5000 | 84
PYGRWGHM | Los Angeles Lighting Mfg. Co. | LOS ANGELES LIGHTING | 4-CIT401-16K-4L-DRCA-xx-xxxxx-2DRDM-UNV-2/840 | Indoor Luminaires | High-Bay | High-Bay Luminaires for Commercial and Industrial Buildings | Premium | FALSE | [9 empty] | 42354 |  |  | Yes |  | 3 | 15738.84 | 118 | 133.38 | 8 | 0.99 | 4008 | 84
PV9A4W82 | Los Angeles Lighting Mfg. Co. | LOS ANGELES LIGHTING | 4-CIT400-16K-4L-DRCA-xx-xxxxx-2DRDM-UNV-2/840 | Indoor Luminaires | High-Bay | High-Bay Luminaires for Commercial and Industrial Buildings | Premium | FALSE | [9 empty] | 42354 |  |  | Yes |  | 3 | 15738.84 | 118 | 133.38 | 8 | 0.99 | 4008 | 84
PQRZUAXP | Los Angeles Lighting Mfg. Co. | LOS ANGELES LIGHTING | 4-CIT401-16K-4L-DRCA-2DRDM-UNV-2/840 | Indoor Luminaires | High-Bay | High-Bay Luminaires for Commercial and Industrial Buildings | Premium | FALSE | [9 empty] | 42354 |  |  | Yes |  | 3 | 15738.84 | 118 | 133.38 | 8 | 0.99 | 4008 | 84
PCQPUUUH | Los Angeles Lighting Mfg. Co. | LOS ANGELES LIGHTING | 4-CIT401-16K-4L-DRFA-WL-2DRDM-UNV-2/840 | Indoor Luminaires | High-Bay | High-Bay Luminaires for Commercial and Industrial Buildings | Premium | FALSE | [9 empty] | 42354 | Dimmable | Continuous Below 10 | Yes |  | 3 | 15738.84 | 118 | 133.38 | 8 | 0.99 | 4008 | 84
PBBHJH48 | Los Angeles Lighting Mfg. Co. | LOS ANGELES LIGHTING | 4-CIT400-16K-4L-DRCA-2DRDM-UNV-2/840 | Indoor Luminaires | High-Bay | High-Bay Luminaires for Commercial and Industrial Buildings | Premium | FALSE | [9 empty] | 42354 | Dimmable | Continuous Below 10 | Yes |  | 3 | 15738.84 | 118 | 133.38 | 8 | 0.99 | 4008 | 84
P91TE644 | Los Angeles Lighting Mfg. Co. | LOS ANGELES LIGHTING | 4-CIT400-16K-4L-DRFA-WL-2DRDM-UNV-2/840 | Indoor Luminaires | High-Bay | High-Bay Luminaires for Commercial and Industrial Buildings | Premium | FALSE | [9 empty] | 42354 | Dimmable | Continuous Below 10 | Yes |  | 3 | 15738.84 | 118 | 133.38 | 8 | 0.99 | 4008 | 84
PS2SDQRF | Los Angeles Lighting Mfg. Co. | LOS ANGELES LIGHTING | 4-CIT401-16K-4L-DRCA-WL-2DRDM-UNV-2/840 | Indoor Luminaires | High-Bay | High-Bay Luminaires for Commercial and Industrial Buildings | Premium | FALSE | [9 empty] | 42354 |  |  | Yes |  | 3 | 15640.95 | 117 | 133.38 | 8 | 0.99 | 4008 | 84
PQ6WRBPH | Los Angeles Lighting Mfg. Co. | LOS ANGELES LIGHTING | 4-CIT401-16K-4L-DRFA-2DRDM-UNV-2/840 | Indoor Luminaires | High-Bay | High-Bay Luminaires for Commercial and Industrial Buildings | Premium | FALSE | [9 empty] | 42354 |  |  | Yes |  | 3 | 15640.95 | 117 | 133.38 | 8 | 0.99 | 4008 | 84
P6RJHQGA | Los Angeles Lighting Mfg. Co. | LOS ANGELES LIGHTING | 4-CIT400-16K-4L-DRCA-WL-2DRDM-UNV-2/840 | Indoor Luminaires | High-Bay | High-Bay Luminaires for Commercial and Industrial Buildings | Premium | FALSE | [9 empty] | 42354 | Dimmable | Continuous Below 10 | Yes |  | 3 | 15640.95 | 117 | 133.38 | 8 | 0.99 | 4008 | 84
P5RF71R7 | Los Angeles Lighting Mfg. Co. | LOS ANGELES LIGHTING | 4-CIT401-16K-4L-DRFA-xx-xxxxx-2DRDM-UNV-2/840 | Indoor Luminaires | High-Bay | High-Bay Luminaires for Commercial and Industrial Buildings | Premium | FALSE | [9 empty] | 42354 | Dimmable | Continuous Below 10 | Yes |  | 3 | 15640.95 | 117 | 133.38 | 8 | 0.99 | 4008 | 84
P1MBQM4F | Los Angeles Lighting Mfg. Co. | LOS ANGELES LIGHTING | 4-CIT400-16K-4L-DRFA-xx-xxxxx-2DRDM-UNV-2/840 | Indoor Luminaires | High-Bay | High-Bay Luminaires for Commercial and Industrial Buildings | Premium | FALSE | [9 empty] | 42354 | Dimmable | Continuous Below 10 | Yes |  | 3 | 15640.95 | 117 | 133.38 | 8 | 0.99 | 4008 | 84
PZ8FY7WX | Los Angeles Lighting Mfg. Co. | LOS ANGELES LIGHTING | 4-CIT401-24K-4L-DRFA-WL-2DRDM-UNV-3/840 | Indoor Luminaires | High-Bay | High-Bay Luminaires for Commercial and Industrial Buildings | Premium | FALSE | [9 empty] | 42354 |  |  | Yes |  | 3 | 22798.78 | 118 | 193.21 | 11 | 0.99 | 4000 | 84
PYD7NGH9 | Los Angeles Lighting Mfg. Co. | LOS ANGELES LIGHTING | 4-CIT400-24K-4L-DRCA-2DRDM-UNV-3/840 | Indoor Luminaires | High-Bay | High-Bay Luminaires for Commercial and Industrial Buildings | Premium | FALSE | [9 empty] | 42354 |  |  | Yes |  | 3 | 22798.78 | 118 | 193.21 | 11 | 0.99 | 4000 | 84
PY1VPD1V | Los Angeles Lighting Mfg. Co. | LOS ANGELES LIGHTING | 4-CIT401-24K-4L-DRCA-xx-xxxxx-2DRDM-UNV-3/840 | Indoor Luminaires | High-Bay | High-Bay Luminaires for Commercial and Industrial Buildings | Premium | FALSE | [9 empty] | 42354 |  |  | Yes |  | 3 | 22798.78 | 118 | 193.21 | 11 | 0.99 | 4000 | 84
PVGM8YA5 | Los Angeles Lighting Mfg. Co. | LOS ANGELES LIGHTING | 4-CIT401-24K-4L-DRCA-2DRDM-UNV-3/840 | Indoor Luminaires | High-Bay | High-Bay Luminaires for Commercial and Industrial Buildings | Premium | FALSE | [9 empty] | 42354 |  |  | Yes |  | 3 | 22798.78 | 118 | 193.21 | 11 | 0.99 | 4000 | 84
PER5W4UP | Los Angeles Lighting Mfg. Co. | LOS ANGELES LIGHTING | 4-CIT400-24K-4L-DRCA-xx-xxxxx-2DRDM-UNV-3/840 | Indoor Luminaires | High-Bay | High-Bay Luminaires for Commercial and Industrial Buildings | Premium | FALSE | [9 empty] | 42354 |  |  | Yes |  | 3 | 22798.78 | 118 | 193.21 | 11 | 0.99 | 4000 | 84
P579FMDG | Los Angeles Lighting Mfg. Co. | LOS ANGELES LIGHTING | 4-CIT400-24K-4L-DRFA-WL-2DRDM-UNV-3/840 | Indoor Luminaires | High-Bay | High-Bay Luminaires for Commercial and Industrial Buildings | Premium | FALSE | [9 empty] | 42354 | Dimmable | Continuous Below 10 | Yes |  | 3 | 22798.78 | 118 | 193.21 | 11 | 0.99 | 4000 | 84
PZ8S9XDU | Los Angeles Lighting Mfg. Co. | LOS ANGELES LIGHTING | 4-CIT401-24K-4L-DRFA-xx-xxxxx-2DRDM-UNV-3/840 | Indoor Luminaires | High-Bay | High-Bay Luminaires for Commercial and Industrial Buildings | Premium | FALSE | [9 empty] | 42354 |  |  | Yes |  | 3 | 22669.12 | 117 | 193.21 | 11 | 0.99 | 3992 | 84
PR9RSWQR | Los Angeles Lighting Mfg. Co. | LOS ANGELES LIGHTING | 4-CIT400-24K-4L-DRCA-WL-2DRDM-UNV-3/840 | Indoor Luminaires | High-Bay | High-Bay Luminaires for Commercial and Industrial Buildings | Premium | FALSE | [9 empty] | 42354 |  |  | Yes |  | 3 | 22669.12 | 117 | 193.21 | 11 | 0.99 | 3992 | 84
PCM25NQG | Los Angeles Lighting Mfg. Co. | LOS ANGELES LIGHTING | 4-CIT400-24K-4L-DRFA-xx-xxxxx-2DRDM-UNV-3/840 | Indoor Luminaires | High-Bay | High-Bay Luminaires for Commercial and Industrial Buildings | Premium | FALSE | [9 empty] | 42354 | Dimmable | Continuous Below 10 | Yes |  | 3 | 22669.12 | 117 | 193.21 | 11 | 0.99 | 3992 | 84
PBTVPK7D | Los Angeles Lighting Mfg. Co. | LOS ANGELES LIGHTING | 4-CIT401-24K-4L-DRCA-WL-2DRDM-UNV-3/840 | Indoor Luminaires | High-Bay | High-Bay Luminaires for Commercial and Industrial Buildings | Premium | FALSE | [9 empty] | 42354 | Dimmable | Continuous Below 10 | Yes |  | 3 | 22669.12 | 117 | 193.21 | 11 | 0.99 | 3992 | 84
PA17QFX3 | Los Angeles Lighting Mfg. Co. | LOS ANGELES LIGHTING | 4-CIT401-24K-4L-DRFA-2DRDM-UNV-3/840 | Indoor Luminaires | High-Bay | High-Bay Luminaires for Commercial and Industrial Buildings | Premium | FALSE | [9 empty] | 42354 | Dimmable | Continuous Below 10 | Yes |  | 3 | 22669.12 | 117 | 193.21 | 11 | 0.99 | 3992 | 84
PGCYEUJF | Shenzhen sunpzone lighting electronic co. ltd | Sunpzone | SPZ2T5F440L 5700K | Indoor Luminaires | High-Bay | Low-Bay Luminaires for Commercial and Industrial Buildings | Standard | FALSE | [9 empty] | 42354 | Not Dimmable | Not Dimmable | No |  | 3.1 | 5000 | 125 | 40 | 10 | 0.87 | 5700 | 80
PSCK93RV | Shenzhen sunpzone lighting electronic co. ltd | Sunpzone | SPZ2T5F440L 5000K | Indoor Luminaires | High-Bay | Low-Bay Luminaires for Commercial and Industrial Buildings | Standard | FALSE | [9 empty] | 42354 | Not Dimmable | Not Dimmable | No |  | 3.1 | 5000 | 125 | 40 | 10 | 0.87 | 5000 | 80
PYHYSVU5 | Shenzhen sunpzone lighting electronic co. ltd | Sunpzone | SPZ2T5F440L 4500K | Indoor Luminaires | High-Bay | Low-Bay Luminaires for Commercial and Industrial Buildings | Standard | FALSE | [9 empty] | 42354 | Not Dimmable | Not Dimmable | No |  | 3.1 | 5000 | 125 | 40 | 10 | 0.87 | 4500 | 80
PNUMRP5Y | Shenzhen sunpzone lighting electronic co. ltd | Sunpzone | SPZ2T5F440L 4000K | Indoor Luminaires | High-Bay | Low-Bay Luminaires for Commercial and Industrial Buildings | Standard | FALSE | [9 empty] | 42354 | Not Dimmable | Not Dimmable | No |  | 3.1 | 5000 | 125 | 40 | 10 | 0.87 | 4000 | 80
PW91ZHUU | Shenzhen sunpzone lighting electronic co. ltd | Sunpzone | SPZ2T5F440L 3500K | Indoor Luminaires | High-Bay | Low-Bay Luminaires for Commercial and Industrial Buildings | Standard | FALSE | [9 empty] | 42354 | Not Dimmable | Not Dimmable | No |  | 3.1 | 5000 | 125 | 40 | 10 | 0.87 | 3500 | 80
PMEUYJM5 | LEDone Distribution Inc. | LED One | LOD-HB-BHP150W-HL | Indoor Luminaires | High-Bay | High-Bay Luminaires for Commercial and Industrial Buildings | Premium | TRUE | 18522 | 123.98 | 149.4 | 17.98 | 0.935 | 5132 | 81.6 | 5 | 50000 | 42353 |  |  | No |  | 3 | 18522 | 123.98 | 149.4 | 17.98 | 0.935 | 5132 | 81.6
PUVNE9KY | TechBrite LLC | TechBrite | V474SS1GT4N0000 | Indoor Luminaires | High-Bay | Low-Bay Luminaires for Commercial and Industrial Buildings | Standard | TRUE | 6124.3 | 118.57 | 51.65 | 14.76 | 0.93 | 4170 | 83.8 | 5 |  | 42353 |  |  | NotYetVerified |  | 3
P5P4J5W5 | LEDone Distribution Inc. | LED One | LOD-HB-BHP120W-HL | Indoor Luminaires | High-Bay | High-Bay Luminaires for Commercial and Industrial Buildings | Premium | TRUE | 15395 | 127.97 | 120.3 | 15.23 | 0.9153 | 5135 | 81.8 | 5 | 50000 | 42353 | Not Dimmable | Not Dimmable | No |  | 3 | 15395 | 127.97 | 120.3 | 15.23 | 0.9153 | 5135 | 81.8
PQB3AZ6F | FY Lighting Co. Ltd | Fen Yong | FY-HB-195W-DIM-L50K728B | Indoor Luminaires | High-Bay | High-Bay Luminaires for Commercial and Industrial Buildings | Premium | TRUE | 26275 | 136.28 | 192.8 | 12.26 | 0.911 | 4879 | 85.4 | 5 | 50000 | 42353 |  |  | No |  | 3 | 26275 | 136.28 | 192.8 | 12.26 | 0.911 | 5000 | 85.4
PEPDPNCK | XUYANG GROUP (SHENZHEN) GLOBAL BUSINESS SERVICE LTD. | XY | RK-100W-220-41 | Indoor Retrofit Kit | High-Bay | Retrofit Kits for High-Bay Luminaires for Commercial and Industrial Buildings | Standard | TRUE | 10668 | 108.81 | 98.04 | 10.04 | 0.9081 | 4044 | 72.7 | 5 | 50000 | 42353 |  |  | No |  | 3.1 | 10668 | 108.81 | 98.04 | 10.04 | 0.9081 | 4100 | 72.7
PZV2TPHX | XUYANG GROUP (SHENZHEN) GLOBAL BUSINESS SERVICE LTD. | XY | RK-100W-220-57 | Indoor Retrofit Kit | High-Bay | Retrofit Kits for High-Bay Luminaires for Commercial and Industrial Buildings | Standard | FALSE | [9 empty] | 42353 |  |  | No |  | 3.1 | 11078 | 113.24 | 97.83 | 10.23 | 0.9073 | 5700 | 73.3
P43ZDZU4 | XUYANG GROUP (SHENZHEN) GLOBAL BUSINESS SERVICE LTD. | XY | RK-100W-220-50 | Indoor Retrofit Kit | High-Bay | Retrofit Kits for High-Bay Luminaires for Commercial and Industrial Buildings | Standard | FALSE | [9 empty] | 42353 |  |  | No |  | 3.1 | 10668 | 108.81 | 98.04 | 10.04 | 0.9081 | 5000 | 72.7
PQQ8V15V | FY Lighting Co. Ltd | Fen Yong | FY-HB-195W-L50K728B | Indoor Luminaires | High-Bay | High-Bay Luminaires for Commercial and Industrial Buildings | Premium | FALSE | [9 empty] | 42353 |  |  | No |  | 3 | 26275 | 136.28 | 192.8 | 12.26 | 0.911 | 5000 | 85.4
PH7SAGYD | Eaton's Crouse-Hinds Business | Pauluhn/HazardGard | [ZPL/XPL]/4/[UNV1/UNV34]/[All Finishes]/[Options exclude S917] | Indoor Luminaires | High-Bay | Specialty: Hazardous Environment High-Bay | Standard | FALSE | [9 empty] | 42353 |  |  | No |  | 3 | 7600 | 121 | 63 | 15 | 0.95 | 5000 | 70
PA8M9KBN | Eaton's Crouse-Hinds Business | Pauluhn/HazardGard | [ZPL/XPL]/4/[UNV1/UNV34]/S891/[All Finishes]/[Options exclude S917] | Indoor Luminaires | High-Bay | Specialty: Hazardous Environment High-Bay | Standard | FALSE | [9 empty] | 42353 |  |  | No |  | 3 | 6000 | 95 | 63 | 15 | 0.95 | 5000 | 70
P7M6QAM7 | Eaton's Crouse-Hinds Business | Pauluhn/HazardGard | [ZPL/XPL]/2/[UNV1/UNV34]/[All Finishes]/[Options exclude S917] | Indoor Luminaires | High-Bay | Specialty: Hazardous Environment High-Bay | Standard | FALSE | [9 empty] | 42353 |  |  | No |  | 3 | 3800 | 119 | 32 | 15 | 0.95 | 5000 | 70
PAHPK81A | Zhejiang Changlux Lighting Co.Ltd. | Zhejiang Changlux Lighting Co.Ltd. | CL-HB-A180(2700K) | Indoor Luminaires | High-Bay | High-Bay Luminaires for Commercial and Industrial Buildings | Standard | TRUE | 18647 | 102.46 | 182 | 10.2 | 0.9931 | 2772 | 83.9 | 5 | 50000 | 42352 |  |  | No |  | 3 | 18647 | 102.46 | 182 | 10.2 | 0.9331 | 2700 | 83.9
PX5R7W7S | Every Watt Matters | Every Watt Matters | HS-14-30-MED-CA10-850-YX-354 | Indoor Luminaires | High-Bay | High-Bay Luminaires for Commercial and Industrial Buildings | Standard | TRUE | 34114 | 110.9 | 307.73 | 9.049 | 0.9601 | 5082 | 84.6 | 5 | 60000 | 42352 |  |  | No |  | 3 | 34114 | 110.9 | 307.73 | 5.056 | 0.9971 | 5082 | 84.6
PZ7CHKMW | Every Watt Matters | Every Watt Matters | HS-14-30-MED-CA06-840-YX-354 | Indoor Luminaires | High-Bay | High-Bay Luminaires for Commercial and Industrial Buildings | Standard | TRUE | 37495 | 122.8 | 305.35 | 8.86 | 0.9571 | 4149 | 86 | 5 | 60000 | 42352 |  |  | NotYetVerified | Only qualified pointing straight down | 3 | 37495 | 122.8 | 305.35 | 4.14 | 0.9 | 4149 | 86
P4TYD2JN | Every Watt Matters | Every Watt Matters | HS-14-30-MED-CA03-840-YX-354 | Indoor Luminaires | High-Bay | High-Bay Luminaires for Commercial and Industrial Buildings | Standard | TRUE | 36644 | 120.5 | 304.19 | 8.79 | 0.957 | 4197 | 86 | 5 | 60000 | 42352 |  |  | NotYetVerified | Only qualified pointing straight down | 3 | 36644 | 120.5 | 304.19 | 4.76 | 0.9 | 4197 | 86
PEC48NVS | Candei | Candei | CAND-HR-150-50C | Indoor Luminaires | High-Bay | High-Bay Luminaires for Commercial and Industrial Buildings | Standard | TRUE | 21624 | 135.63 | 159.4 | 12.58 | 0.9451 | 4840 | 73.5 | 5 | 50000 | 42352 |  |  | No |  | 3 | 21624 | 135.63 | 159.4 | 12.3 | 0.9451 | 4840 | 73.5
PWUGZPNR | Zhejiang Changlux Lighting Co.Ltd. | Zhejiang Changlux Lighting Co.Ltd | CL-HB-A120(2700K) | Indoor Luminaires | High-Bay | High-Bay Luminaires for Commercial and Industrial Buildings | Standard | TRUE | 12368 | 101.45 | 121.9 | 10.36 | 0.939 | 2770 | 83.7 | 5 | 50000 | 42352 |  |  | No |  | 3 | 12368 | 101.45 | 121.9 | 10.36 | 0.939 | 2700 | 83.7
PX1ABFHC | Shenzhen Green Works Lighting Co. Ltd | Green Works Lighting | GL-EHB-150W | Indoor Luminaires | High-Bay | High-Bay Luminaires for Commercial and Industrial Buildings | Premium | TRUE | 18522 | 123.98 | 149.4 | 17.98 | 0.935 | 5132 | 81.6 | 5 | 50000 | 42352 |  |  | No |  | 3 | 18522 | 123.98 | 149.4 | 17.98 | 0.935 | 5132 | 81.6
P2ER5XED | Ledsion Lighting Technology Co.Ltd | LEDSION | LS-HHBN150W | Indoor Luminaires | High-Bay | High-Bay Luminaires for Commercial and Industrial Buildings | Premium | TRUE | 18522 | 123.98 | 149.4 | 17.98 | 0.935 | 5132 | 81.6 | 5 | 50000 | 42352 | Not Dimmable | Not Dimmable | No |  | 3 | 18522 | 123.98 | 149.4 | 17.98 | 0.935 | 5132 | 81.6
PG1CGKFY | Every Watt Matters | Every Watt Matters | HS-14-20-MED-CA06-840-YX-354 | Indoor Luminaires | High-Bay | High-Bay Luminaires for Commercial and Industrial Buildings | Standard | TRUE | 25311 | 122.7 | 206.34 | 12.05 | 0.9268 | 4166 | 86 | 5 | 60000 | 42352 |  |  | NotYetVerified | Only qualified pointing straight down | 3 | 25311 | 122.7 | 206.34 | 5.11 | 0.9955 | 4166 | 85.9
PTUMT8MF | Every Watt Matters | Every Watt Matters | HS-14-20-MED-CA03-840-YX-354 | Indoor Luminaires | High-Bay | High-Bay Luminaires for Commercial and Industrial Buildings | Standard | TRUE | 25406 | 125.9 | 201.85 | 12.03 | 0.9267 | 4168 | 86.2 | 5 | 60000 | 42352 |  |  | NotYetVerified | Only qualified pointing straight down | 3 | 25406 | 125.9 | 201.85 | 5.07 | 0.9955 | 4168 | 86.2
PUDV2Z87 | Shenzhen Green Works Lighting Co. Ltd | Green Works Lighting | GL-EHB-120W | Indoor Luminaires | High-Bay | High-Bay Luminaires for Commercial and Industrial Buildings | Premium | TRUE | 15395 | 127.97 | 120.3 | 15.23 | 0.9153 | 5135 | 81.8 | 5 | 50000 | 42352 |  |  | No |  | 3 | 15395 | 127.97 | 120.3 | 15.23 | 0.9153 | 5135 | 81.8
PSWC711K | Ledsion Lighting Technology Co.Ltd | LEDSION | LS-HHBN120W | Indoor Luminaires | High-Bay | High-Bay Luminaires for Commercial and Industrial Buildings | Premium | TRUE | 15395 | 127.97 | 120.3 | 15.23 | 0.9153 | 5135 | 81.8 | 5 | 50000 | 42352 |  |  | No |  | 3 | 15395 | 127.97 | 120.3 | 15.23 | 0.9153 | 5135 | 81.8
PJD93GXX | Candei | Candei | CAND-HR-200-50C | Indoor Luminaires | High-Bay | High-Bay Luminaires for Commercial and Industrial Buildings | Standard | TRUE | 25586 | 127.38 | 200.9 | 22.31 | 0.891 | 4840 | 73.6 | 5 | 50000 | 42352 |  |  | No |  | 3 | 25586 | 127.38 | 200.9 | 12.3 | 0.9451 | 4840 | 73.6
PRFVBZCG | Zhejiang Changlux Lighting Co.Ltd. | Zhejiang Changlux Lighting Co.Ltd. | CL-HB-A180(5700K) | Indoor Luminaires | High-Bay | High-Bay Luminaires for Commercial and Industrial Buildings | Standard | FALSE | [9 empty] | 42352 |  |  | No |  | 3 | 19697 | 107.4 | 183.4 | 10.47 | 0.9347 | 5700 | 83.7
PFPKMMKE | Zhejiang Changlux Lighting Co.Ltd. | Zhejiang Changlux Lighting Co.Ltd | CL-HB-A120(5700K) | Indoor Luminaires | High-Bay | High-Bay Luminaires for Commercial and Industrial Buildings | Standard | FALSE | [9 empty] | 42352 |  |  | No |  | 3 | 13068 | 106.76 | 122.4 | 10.45 | 0.9327 | 5700 | 83.7
PMB6NKJS | Zhejiang Changlux Lighting Co.Ltd. | Zhejiang Changlux Lighting Co.Ltd. | CL-HB-A180(5000K) | Indoor Luminaires | High-Bay | High-Bay Luminaires for Commercial and Industrial Buildings | Standard | FALSE | [9 empty] | 42352 |  |  | No |  | 3 | 18647 | 102.46 | 182 | 10.2 | 0.9331 | 5000 | 83.9
PZ38Q38Q | Zhejiang Changlux Lighting Co.Ltd. | Zhejiang Changlux Lighting Co.Ltd | CL-HB-A120(5000K) | Indoor Luminaires | High-Bay | High-Bay Luminaires for Commercial and Industrial Buildings | Standard | FALSE | [9 empty] | 42352 |  |  | No |  | 3 | 12368 | 101.45 | 121.9 | 10.36 | 0.939 | 5000 | 83.7
PGFKXMVW | Zhejiang Changlux Lighting Co.Ltd. | Zhejiang Changlux Lighting Co.Ltd. | CL-HB-A180(4500K) | Indoor Luminaires | High-Bay | High-Bay Luminaires for Commercial and Industrial Buildings | Standard | FALSE | [9 empty] | 42352 |  |  | No |  | 3 | 18647 | 102.46 | 182 | 10.2 | 0.9331 | 4500 | 83.9
P136U527 | Zhejiang Changlux Lighting Co.Ltd. | Zhejiang Changlux Lighting Co.Ltd | CL-HB-A120(4500K) | Indoor Luminaires | High-Bay | High-Bay Luminaires for Commercial and Industrial Buildings | Standard | FALSE | [9 empty] | 42352 |  |  | No |  | 3 | 12368 | 101.45 | 121.9 | 10.36 | 0.939 | 4500 | 83.7
PUZV1ZJB | Zhejiang Changlux Lighting Co.Ltd. | Zhejiang Changlux Lighting Co.Ltd. | CL-HB-A180(4000K) | Indoor Luminaires | High-Bay | High-Bay Luminaires for Commercial and Industrial Buildings | Standard | FALSE | [9 empty] | 42352 |  |  | No |  | 3 | 18647 | 102.46 | 182 | 10.2 | 0.9331 | 4000 | 83.9
PJKVB94G | Zhejiang Changlux Lighting Co.Ltd. | Zhejiang Changlux Lighting Co.Ltd | CL-HB-A120(4000K) | Indoor Luminaires | High-Bay | High-Bay Luminaires for Commercial and Industrial Buildings | Standard | FALSE | [9 empty] | 42352 |  |  | No |  | 3 | 12368 | 101.45 | 121.9 | 10.36 | 0.939 | 4000 | 83.7
PJ4G14GZ | Zhejiang Changlux Lighting Co.Ltd. | Zhejiang Changlux Lighting Co.Ltd. | CL-HB-A180(3500K) | Indoor Luminaires | High-Bay | High-Bay Luminaires for Commercial and Industrial Buildings | Standard | FALSE | [9 empty] | 42352 |  |  | No |  | 3 | 18647 | 102.46 | 182 | 10.2 | 0.9331 | 3500 | 83.9
P8FAKKNU | Zhejiang Changlux Lighting Co.Ltd. | Zhejiang Changlux Lighting Co.Ltd | CL-HB-A120(3500K) | Indoor Luminaires | High-Bay | High-Bay Luminaires for Commercial and Industrial Buildings | Standard | FALSE | [9 empty] | 42352 |  |  | No |  | 3 | 12368 | 101.45 | 121.9 | 10.36 | 0.939 | 3500 | 83.7
PGDH1TMM | Zhejiang Changlux Lighting Co.Ltd. | Zhejiang Changlux Lighting Co.Ltd. | CL-HB-A180(3000K) | Indoor Luminaires | High-Bay | High-Bay Luminaires for Commercial and Industrial Buildings | Standard | FALSE | [9 empty] | 42352 |  |  | No |  | 3 | 18647 | 102.46 | 182 | 10.2 | 0.9331 | 3000 | 83.9
PVU9HF12 | Zhejiang Changlux Lighting Co.Ltd. | Zhejiang Changlux Lighting Co.Ltd | CL-HB-A120(3000K) | Indoor Luminaires | High-Bay | High-Bay Luminaires for Commercial and Industrial Buildings | Standard | FALSE | [9 empty] | 42352 |  |  | No |  | 3 | 12368 | 101.45 | 121.9 | 10.36 | 0.939 | 3000 | 83.7
PED8XGQ1 | Every Watt Matters | Every Watt Matters | HS-14-20-MED-CA03-850-YX-354 | Indoor Luminaires | High-Bay | High-Bay Luminaires for Commercial and Industrial Buildings | Standard | FALSE | [9 empty] | 42352 |  |  | NotYetVerified | Only qualified pointing straight down | 3 | 25962 | 130.7 | 198.6 | 5.23 | 0.9956 | 5173 | 84
PA46VUZV | Every Watt Matters | Every Watt Matters | HS-14-30-MED-CA03-850-YX-354 | Indoor Luminaires | High-Bay | High-Bay Luminaires for Commercial and Industrial Buildings | Standard | FALSE | [9 empty] | 42352 |  |  | NotYetVerified | Only qualified pointing straight down | 3 | 37259 | 123.3 | 302.11 | 5.27 | 0.9 | 5166 | 84
PUS8GUCS | Every Watt Matters | Every Watt Matters | HS-14-20-MED-CA06-850-YX-354 | Indoor Luminaires | High-Bay | High-Bay Luminaires for Commercial and Industrial Buildings | Standard | FALSE | [9 empty] | 42352 |  |  | NotYetVerified | Only qualified pointing straight down | 3 | 25814 | 126.2 | 204.61 | 4.95 | 0.9954 | 5112 | 83.8
PM64X4XQ | Every Watt Matters | Every Watt Matters | HS-14-30-MED-CA06-850-YX-354 | Indoor Luminaires | High-Bay | High-Bay Luminaires for Commercial and Industrial Buildings | Standard | FALSE | [9 empty] | 42352 |  |  | NotYetVerified | Only qualified pointing straight down | 3 | 38030 | 126.2 | 301.41 | 5.44 | 0.9 | 5101 | 84
P35NSB579 | Acuity Brands Lighting | Lithonia Lighting | TZL1F L96 6000LM FST 120 40K 80CRI OD8 WH RFD179142 | Indoor Luminaires | High-Bay | Low-Bay Luminaires for Commercial and Industrial Buildings | Standard | TRUE | 5139 | 83.81 | 61.32 | 12.01 | 0.99 | 3996 | 82.4 | 5 |  | 42349 |  |  | Yes |  | 3.1 | 5139 | 83.2 | 61.32 | 13.35 | 0.99 | 4000 | 82.4
PFBBCTDD | On Time Lighting | On Time Lighting | OC425W-4-71 | Indoor Luminaires | High-Bay | Low-Bay Luminaires for Commercial and Industrial Buildings | Premium | TRUE | 8912 | 129.4 | 68.88 | 9.43 | 0.981 | 5212 | 84.9 | 5 | 50000 | 42349 |  |  | No |  | 3 | 8912 | 129.4 | 68.88 | 5.13 | 0.998 | 5212 | 84.9
PHB6KK92 | inSync Lighting Innovations LLC | inSync Lighting Innovations LLC | ISVT 48 52 LED VS 1 | Indoor Luminaires | High-Bay | Low-Bay Luminaires for Commercial and Industrial Buildings | Standard | TRUE | 5857.12 | 106.05 | 55.23 | 14 | 0.97 | 4160 | 85 | 5 | 50000 | 42349 |  |  | Yes |  | 3.1 | 5857 | 106 | 55.23 | 8 | 1 | 4160 | 85
PGKR327C | CABA TECH LLC | CABATECH LLC | CHB-30000L-40K-X-X-D | Indoor Luminaires | High-Bay | High-Bay Luminaires for Commercial and Industrial Buildings | Premium | TRUE | 30819 | 124.2 | 248 | 4.4 | 0.96 | 4280 | 86 | 5 | 100000 | 42349 |  |  | Yes |  | 3.1 | 30816 | 124.2 | 248.2 | 4.4 | 0.96 | 4280 | 86
PGATY7K4Q | Acuity Brands Lighting | Lithonia Lighting | TZL1F L96 14000LM FST 120 40K 80CRI OD8 WH RFD179141 | Indoor Luminaires | High-Bay | High-Bay Luminaires for Commercial and Industrial Buildings | Standard | TRUE | 11587.91 | 85.63 | 135.32 | 17.51 | 0.95 | 4043 | 82.9 | 5 |  | 42349 |  |  | Yes |  | 3.1 | 11587.91 | 85.63 | 135.32 | 13.35 | 0.99 | 4000 | 82.9
PY97RMHYY | ATG Electronics Corp. |  | AES-HB320-ATG50K-D | Indoor Luminaires | High-Bay | High-Bay Luminaires for Commercial and Industrial Buildings | Standard | TRUE | 30881.42 | 96.255 | 320.83 | 10.41 | 0.9455 | 5160 | 70.9 | 5 | 50000 | 42349 |  |  | NotYetVerified |  | 3 | 30880 | 96 | 320 | 10 | 0.94 | 5000 | 70
P85RCHES | On Time Lighting | On Time Lighting | OC425W-4-36 | Indoor Luminaires | High-Bay | Low-Bay Luminaires for Commercial and Industrial Buildings | Premium | TRUE | 4755 | 134.3 | 35.4 | 16.1 | 0.944 | 5135 | 84.5 | 5 | 50000 | 42349 | Not Dimmable | Not Dimmable | No |  | 3 | 4755 | 134.3 | 35.4 | 8.9 | 0.994 | 5135 | 84.5
P2UMJMME | CABA TECH LLC | CABATECH LLC | CHB-9000L-40K-X-X-D | Indoor Luminaires | High-Bay | Low-Bay Luminaires for Commercial and Industrial Buildings | Premium | TRUE | 8529 | 124.9 | 68.3 | 11.5 | 0.93 | 4420 | 86 | 5 | 100000 | 42349 |  |  | Yes |  | 3.1 | 8529 | 124.9 | 68.3 | 11.5 | 0.93 | 4420 | 86
P65PEKFP | CABA TECH LLC | CABATECH LLC | CHB-9000L-50K-X-X-N | Indoor Luminaires | High-Bay | Low-Bay Luminaires for Commercial and Industrial Buildings | Premium | TRUE | 8845 | 126.2 | 70.1 | 11.1 | 0.93 | 5260 | 83 | 5 | 100000 | 42349 |  |  | Yes |  | 3.1 | 9278.405 | 132.3596 | 70.1 | 11.5 | 0.93 | 5260 | 83
PK9A8B9S | Hubbell Lighting | Columbia Lighting | LLHV4-50V-NST-E | Indoor Luminaires | High-Bay | High-Bay Luminaires for Commercial and Industrial Buildings | Standard | TRUE | 30825 | 112 | 275.4 | 18.7 | 0.93 | 5171 | 83.42 | 5 | 60000 | 42349 |  |  | No |  | 3.1 | 30852 | 111.9 | 275.6 | 23.7 | 0.894 | 5000 | 83
P5XVCXSH | Hubbell Lighting | Columbia Lighting | LLHV4-35V-NST-E | Indoor Luminaires | High-Bay | High-Bay Luminaires for Commercial and Industrial Buildings | Standard | TRUE | 29363 | 106.5 | 275.6 | 18.7 | 0.93 | 3500 | 83.17 | 5 | 60000 | 42349 |  |  | No |  | 3.1 | 29363 | 106.5 | 275.6 | 23.7 | 0.894 | 3500 | 83
PZ7DBE2E | CABA TECH LLC | CABATECH LLC | CHB-18000L-40K-X-X-D | Indoor Luminaires | High-Bay | High-Bay Luminaires for Commercial and Industrial Buildings | Premium | TRUE | 18903 | 125.5 | 151 | 5 | 0.92 | 4270 | 86 | 5 | 100000 | 42349 |  |  | Yes |  | 3.1 | 18903 | 125.5 | 150.6 | 5 | 0.92 | 4270 | 86
PA1GNH1Z | CABA TECH LLC | CABATECH LLC | CHB-24000L-50K-X-X-N | Indoor Luminaires | High-Bay | High-Bay Luminaires for Commercial and Industrial Buildings | Premium | FALSE | [9 empty] | 42349 |  |  | Yes |  | 3.1 | 25176 | 130.2858 | 193.2 | 11.5 | 0.92 | 5260 | 83
P3CCEQVU | CABA TECH LLC | CABATECH LLC | CHB-24000L-50K-X-X-D | Indoor Luminaires | High-Bay | High-Bay Luminaires for Commercial and Industrial Buildings | Premium | FALSE | [9 empty] | 42349 |  |  | Yes |  | 3.1 | 24000 | 124.2 | 193.2 | 11.5 | 0.92 | 5260 | 83
P1SEMXG6 | CABA TECH LLC | CABATECH LLC | CHB-12000L-50K-X-X-N | Indoor Luminaires | High-Bay | High-Bay Luminaires for Commercial and Industrial Buildings | Premium | FALSE | [9 empty] | 42349 |  |  | Yes |  | 3.1 | 12588 | 130.2858 | 96.6 | 11.5 | 0.92 | 5260 | 83
P16XMY4Q | CABA TECH LLC | CABATECH LLC | CHB-12000L-50K-X-X-D | Indoor Luminaires | High-Bay | High-Bay Luminaires for Commercial and Industrial Buildings | Premium | FALSE | [9 empty] | 42349 |  |  | Yes |  | 3.1 | 12000 | 124.2 | 96.6 | 11.5 | 0.92 | 5260 | 83
PDS3QEV5 | CABA TECH LLC | CABATECH LLC | CHB-9000L-50K-X-X-D | Indoor Luminaires | High-Bay | Low-Bay Luminaires for Commercial and Industrial Buildings | Premium | FALSE | [9 empty] | 42349 |  |  | Yes |  | 3.1 | 8845 | 126.2 | 70.1 | 11.1 | 0.93 | 5260 | 83
P914WN9G | CABA TECH LLC | CABATECH LLC | CHB-18000L-50K-X-X-N | Indoor Luminaires | High-Bay | High-Bay Luminaires for Commercial and Industrial Buildings | Premium | FALSE | [9 empty] | 42349 |  |  | Yes |  | 3.1 | 19829.246 | 131.6683 | 150.6 | 5 | 0.92 | 5260 | 83
PFRQEK9E | CABA TECH LLC | CABATECH LLC | CHB-18000L-50K-X-X-D | Indoor Luminaires | High-Bay | High-Bay Luminaires for Commercial and Industrial Buildings | Premium | FALSE | [9 empty] | 42349 |  |  | Yes |  | 3.1 | 18903 | 125.5179 | 150.6 | 5 | 0.92 | 5260 | 83
PY1R7PYZ | CABA TECH LLC | CABATECH LLC | CHB-30000L-50K-X-X-N | Indoor Luminaires | High-Bay | High-Bay Luminaires for Commercial and Industrial Buildings | Premium | FALSE | [9 empty] | 42349 |  |  | Yes |  | 3.1 | 32325.984 | 130.2417 | 248.2 | 4.4 | 0.96 | 5260 | 83
PHSK1HGF | CABA TECH LLC | CABATECH LLC | CHB-30000L-50K-X-X-D | Indoor Luminaires | High-Bay | High-Bay Luminaires for Commercial and Industrial Buildings | Premium | FALSE | [9 empty] | 42349 |  |  | Yes |  | 3.1 | 30816 | 124.1579 | 248.2 | 4.4 | 0.96 | 5260 | 83
P14Z2NPV | CABA TECH LLC | CABATECH LLC | CHB-24000L-40K-X-X-D | Indoor Luminaires | High-Bay | High-Bay Luminaires for Commercial and Industrial Buildings | Premium | FALSE | [9 empty] | 42349 |  |  | Yes |  | 3.1 | 24000 | 124.2 | 193.2 | 11.5 | 0.92 | 4280 | 86
PJ6SFAJ3 | CABA TECH LLC | CABATECH LLC | CHB-30000L-40K-X-X-N | Indoor Luminaires | High-Bay | High-Bay Luminaires for Commercial and Industrial Buildings | Premium | FALSE | [9 empty] | 42349 |  |  | Yes |  | 3.1 | 32325.984 | 130.2417 | 248.2 | 4.4 | 0.96 | 4280 | 85
P8G9APUJ | CABA TECH LLC | CABATECH LLC | CHB-12000L-40K-X-X-D | Indoor Luminaires | High-Bay | High-Bay Luminaires for Commercial and Industrial Buildings | Premium | FALSE | [9 empty] | 42349 |  |  | Yes |  | 3.1 | 12000 | 124.2 | 96.6 | 11.5 | 0.92 | 4270 | 86
PPH75U17 | CABA TECH LLC | CABATECH LLC | CHB-24000L-40K-X-X-N | Indoor Luminaires | High-Bay | High-Bay Luminaires for Commercial and Industrial Buildings | Premium | FALSE | [9 empty] | 42349 |  |  | Yes |  | 3.1 | 25176 | 130.29 | 193.2 | 11.5 | 0.92 | 4230 | 85
PJKM99K5 | CABA TECH LLC | CABATECH LLC | CHB-12000L-40K-X-X-N | Indoor Luminaires | High-Bay | High-Bay Luminaires for Commercial and Industrial Buildings | Premium | FALSE | [9 empty] | 42349 |  |  | Yes |  | 3.1 | 12588 | 130.2858 | 96.6 | 11.5 | 0.92 | 4230 | 85
PCACWXCY | CABA TECH LLC | CABATECH LLC | CHB-9000L-40K-X-X-N | Indoor Luminaires | High-Bay | Low-Bay Luminaires for Commercial and Industrial Buildings | Premium | FALSE | [9 empty] | 42349 |  |  | Yes |  | 3.1 | 8950 | 131 | 68.3 | 11.4 | 0.93 | 4230 | 85
P3CVHTP4 | CABA TECH LLC | CABATECH LLC | CHB-18000L-40K-X-X-N | Indoor Luminaires | High-Bay | High-Bay Luminaires for Commercial and Industrial Buildings | Premium | FALSE | [9 empty] | 42349 |  |  | Yes |  | 3.1 | 19829.246 | 131.67 | 150.6 | 5 | 0.92 | 4230 | 85
PRJ76E5S5 | Shanghai Sheenly Lighting Co. Ltd. |  | SL-BAY-120W-DW-WM-120-P-R2 | Indoor Luminaires | High-Bay | High-Bay Luminaires for Commercial and Industrial Buildings | Standard | FALSE | [9 empty] | 42349 |  |  | Yes |  | 3 | 12436 | 117.1 | 106.2 | 16 | 0.92 | 5000 | 80
PVACA4HWM | Shanghai Sheenly Lighting Co. Ltd. |  | SL-BAY-160W-DW-WM-120-P-R2 | Indoor Luminaires | High-Bay | High-Bay Luminaires for Commercial and Industrial Buildings | Standard | FALSE | [9 empty] | 42349 |  |  | Yes |  | 3 | 15990 | 117.1 | 136.6 | 11.3 | 0.948 | 5000 | 80
PQ7NK3WBX | Shanghai Sheenly Lighting Co. Ltd. |  | SL-BAY-120W-DW-WM-120-G-R2 | Indoor Luminaires | High-Bay | High-Bay Luminaires for Commercial and Industrial Buildings | Standard | FALSE | [9 empty] | 42349 |  |  | Yes |  | 3 | 12869 | 122.1 | 105.4 | 16 | 0.92 | 5000 | 80
PT4RPKSAG | Shanghai Sheenly Lighting Co. Ltd. |  | SL-BAY-160W-DW-WM-120-G-R2 | Indoor Luminaires | High-Bay | High-Bay Luminaires for Commercial and Industrial Buildings | Standard | FALSE | [9 empty] | 42349 |  |  | Yes |  | 3 | 16540 | 122.1 | 135.5 | 10.5 | 0.951 | 5000 | 80
PHBDX156 | On Time Lighting | On Time Lighting | OC425W-8-142 | Indoor Luminaires | High-Bay | High-Bay Luminaires for Commercial and Industrial Buildings | Premium | FALSE | [9 empty] | 42349 |  |  | No |  | 3 | 18374.8 | 129.4 | 142 | 5.13 | 0.998 | 5212 | 84.9
PEA299Y4 | On Time Lighting | On Time Lighting | OC425W-8-72 | Indoor Luminaires | High-Bay | High-Bay Luminaires for Commercial and Industrial Buildings | Premium | FALSE | [9 empty] | 42349 |  |  | No |  | 3 | 9669.6 | 134.3 | 72 | 5.13 | 0.998 | 5212 | 84.9
PN5M3K63 | Hubbell Lighting | Columbia Lighting | LLHV4-50U-NST-E | Indoor Luminaires | High-Bay | High-Bay Luminaires for Commercial and Industrial Buildings | Standard | FALSE | [9 empty] | 42349 |  |  | No |  | 3 | 52139 | 123.4 | 422.5 | 23.7 | 0.894 | 5000 | 83
PH5GW2EZ | Hubbell Lighting | Columbia Lighting | LLHV4-50X-WST-E | Indoor Luminaires | High-Bay | High-Bay Luminaires for Commercial and Industrial Buildings | Standard | FALSE | [9 empty] | 42349 |  |  | No |  | 3 | 39326.3 | 126.1 | 287.2 | 23.7 | 0.894 | 5000 | 83
PVUYD5GM | Hubbell Lighting | Columbia Lighting | LLHV4-50X-NST-E | Indoor Luminaires | High-Bay | High-Bay Luminaires for Commercial and Industrial Buildings | Standard | FALSE | [9 empty] | 42349 |  |  | No |  | 3 | 37753.3 | 126.1 | 287.2 | 23.7 | 0.894 | 5000 | 83
PZK754K3 | Hubbell Lighting | Columbia Lighting | LLHV4-50V-WST-E | Indoor Luminaires | High-Bay | High-Bay Luminaires for Commercial and Industrial Buildings | Standard | FALSE | [9 empty] | 42349 |  |  | No |  | 3 | 33885.9 | 122.7 | 276.1 | 23.7 | 0.894 | 5000 | 83
PPJEPQD4 | Hubbell Lighting | Columbia Lighting | LLHV4-50U-NST-ED | Indoor Luminaires | High-Bay | High-Bay Luminaires for Commercial and Industrial Buildings | Standard | FALSE | [9 empty] | 42349 |  |  | No |  | 3 | 52139 | 123.4 | 422.5 | 23.7 | 0.894 | 5000 | 83
P3SV1QYU | Hubbell Lighting | Columbia Lighting | LLHV4-50X-WST-ED | Indoor Luminaires | High-Bay | High-Bay Luminaires for Commercial and Industrial Buildings | Standard | FALSE | [9 empty] | 42349 |  |  | No |  | 3 | 39326.3 | 126.1 | 287.2 | 23.7 | 0.894 | 5000 | 83
P753ANPQ | Hubbell Lighting | Columbia Lighting | LLHV4-50X-NST-ED | Indoor Luminaires | High-Bay | High-Bay Luminaires for Commercial and Industrial Buildings | Standard | FALSE | [9 empty] | 42349 |  |  | No |  | 3 | 37753.3 | 126.1 | 287.2 | 23.7 | 0.894 | 5000 | 83
P82M34US | Hubbell Lighting | Columbia Lighting | LLHV4-50V-WST-ED | Indoor Luminaires | High-Bay | High-Bay Luminaires for Commercial and Industrial Buildings | Standard | FALSE | [9 empty] | 42349 |  |  | No |  | 3 | 33885.9 | 122.7 | 276.1 | 23.7 | 0.894 | 5000 | 83
PAD12H51 | Hubbell Lighting | Columbia Lighting | LLHV4-50V-NST-ED | Indoor Luminaires | High-Bay | High-Bay Luminaires for Commercial and Industrial Buildings | Standard | FALSE | [9 empty] | 42349 |  |  | No |  | 3 | 30852 | 111.9 | 275.6 | 23.7 | 0.894 | 5000 | 83
PBCPQU2V | Hubbell Lighting | Columbia Lighting | LLHV4-40U-NST-E | Indoor Luminaires | High-Bay | High-Bay Luminaires for Commercial and Industrial Buildings | Standard | FALSE | [9 empty] | 42349 |  |  | No |  | 3 | 47998 | 113.6 | 422.5 | 23.7 | 0.894 | 4000 | 83
P165N7QY | Hubbell Lighting | Columbia Lighting | LLHV4-40X-WST-E | Indoor Luminaires | High-Bay | High-Bay Luminaires for Commercial and Industrial Buildings | Standard | FALSE | [9 empty] | 42349 |  |  | No |  | 3 | 36203 | 126.1 | 287.2 | 23.7 | 0.894 | 4000 | 83
PHYFHRA9 | Hubbell Lighting | Columbia Lighting | LLHV4-40X-NST-E | Indoor Luminaires | High-Bay | High-Bay Luminaires for Commercial and Industrial Buildings | Standard | FALSE | [9 empty] | 42349 |  |  | No |  | 3 | 34754.8 | 121 | 287.2 | 23.7 | 0.894 | 4000 | 83
PPP415WZ | Hubbell Lighting | Columbia Lighting | LLHV4-40V-WST-E | Indoor Luminaires | High-Bay | High-Bay Luminaires for Commercial and Industrial Buildings | Standard | FALSE | [9 empty] | 42349 |  |  | No |  | 3 | 31194.6 | 112.9 | 276.1 | 23.7 | 0.894 | 4000 | 83
PR25DN1N | Hubbell Lighting | Columbia Lighting | LLHV4-40V-NST-E | Indoor Luminaires | High-Bay | High-Bay Luminaires for Commercial and Industrial Buildings | Standard | FALSE | [9 empty] | 42349 |  |  | No |  | 3 | 29950.2 | 108.6 | 275.6 | 23.7 | 0.894 | 4000 | 83
P6WFU9F7 | Hubbell Lighting | Columbia Lighting | LLHV4-40U-NST-ED | Indoor Luminaires | High-Bay | High-Bay Luminaires for Commercial and Industrial Buildings | Standard | FALSE | [9 empty] | 42349 |  |  | No |  | 3 | 47998 | 113.6 | 422.5 | 23.7 | 0.894 | 4000 | 83
PYMFBVGV | Hubbell Lighting | Columbia Lighting | LLHV4-40X-WST-ED | Indoor Luminaires | High-Bay | High-Bay Luminaires for Commercial and Industrial Buildings | Standard | FALSE | [9 empty] | 42349 |  |  | No |  | 3 | 36203 | 126.1 | 287.2 | 23.7 | 0.894 | 4000 | 83
P55EREGE | Hubbell Lighting | Columbia Lighting | LLHV4-40X-NST-ED | Indoor Luminaires | High-Bay | High-Bay Luminaires for Commercial and Industrial Buildings | Standard | FALSE | [9 empty] | 42349 |  |  | No |  | 3 | 34754.8 | 121 | 287.2 | 23.7 | 0.894 | 4000 | 83
P91WG28X | Hubbell Lighting | Columbia Lighting | LLHV4-40V-WST-ED | Indoor Luminaires | High-Bay | High-Bay Luminaires for Commercial and Industrial Buildings | Standard | FALSE | [9 empty] | 42349 |  |  | No |  | 3 | 31194.6 | 112.9 | 276.1 | 23.7 | 0.894 | 4000 | 83
P5UW9BR4 | Hubbell Lighting | Columbia Lighting | LLHV4-40V-NST-ED | Indoor Luminaires | High-Bay | High-Bay Luminaires for Commercial and Industrial Buildings | Standard | FALSE | [9 empty] | 42349 |  |  | No |  | 3 | 29950.2 | 108.6 | 275.6 | 23.7 | 0.894 | 4000 | 83
PACMVAHQ | Hubbell Lighting | Columbia Lighting | LLHV4-35U-WST-E | Indoor Luminaires | High-Bay | High-Bay Luminaires for Commercial and Industrial Buildings | Standard | FALSE | [9 empty] | 42349 |  |  | No |  | 3 | 49017.6 | 116 | 422.5 | 23.7 | 0.894 | 3500 | 83
PM9F54QJ | Hubbell Lighting | Columbia Lighting | LLHV4-35U-NST-E | Indoor Luminaires | High-Bay | High-Bay Luminaires for Commercial and Industrial Buildings | Standard | FALSE | [9 empty] | 42349 |  |  | No |  | 3 | 47056.9 | 111.3 | 422.5 | 23.7 | 0.894 | 3500 | 83
PJC9X28K | Hubbell Lighting | Columbia Lighting | LLHV4-35X-WST-E | Indoor Luminaires | High-Bay | High-Bay Luminaires for Commercial and Industrial Buildings | Standard | FALSE | [9 empty] | 42349 |  |  | No |  | 3 | 35493.1 | 123.5 | 287.2 | 23.7 | 0.894 | 3500 | 83
PAJ6W2ZU | Hubbell Lighting | Columbia Lighting | LLHV4-35X-NST-E | Indoor Luminaires | High-Bay | High-Bay Luminaires for Commercial and Industrial Buildings | Standard | FALSE | [9 empty] | 42349 |  |  | No |  | 3 | 34073.4 | 118.6 | 287.2 | 23.7 | 0.894 | 3500 | 83
PWH767JD | Hubbell Lighting | Columbia Lighting | LLHV4-35V-WST-E | Indoor Luminaires | High-Bay | High-Bay Luminaires for Commercial and Industrial Buildings | Standard | FALSE | [9 empty] | 42349 |  |  | No |  | 3 | 30583 | 110.8 | 276.1 | 23.7 | 0.894 | 3500 | 83
PS9R3B62 | Hubbell Lighting | Columbia Lighting | LLHV4-35U-WST-ED | Indoor Luminaires | High-Bay | High-Bay Luminaires for Commercial and Industrial Buildings | Standard | FALSE | [9 empty] | 42349 |  |  | No |  | 3 | 49017.6 | 116 | 422.5 | 23.7 | 0.894 | 3500 | 83
PMSMK943 | Hubbell Lighting | Columbia Lighting | LLHV4-35U-NST-ED | Indoor Luminaires | High-Bay | High-Bay Luminaires for Commercial and Industrial Buildings | Standard | FALSE | [9 empty] | 42349 |  |  | No |  | 3 | 47056.9 | 111.3 | 422.5 | 23.7 | 0.894 | 3500 | 83
PQZN8Y5N | Hubbell Lighting | Columbia Lighting | LLHV4-35X-WST-ED | Indoor Luminaires | High-Bay | High-Bay Luminaires for Commercial and Industrial Buildings | Standard | FALSE | [9 empty] | 42349 |  |  | No |  | 3 | 35493.1 | 123.5 | 287.2 | 23.7 | 0.894 | 3500 | 83
PUVAARNP | Hubbell Lighting | Columbia Lighting | LLHV4-35X-NST-ED | Indoor Luminaires | High-Bay | High-Bay Luminaires for Commercial and Industrial Buildings | Standard | FALSE | [9 empty] | 42349 |  |  | No |  | 3 | 34073.4 | 118.6 | 287.2 | 23.7 | 0.894 | 3500 | 83
PGNVCYQH | Hubbell Lighting | Columbia Lighting | LLHV4-35V-WST-ED | Indoor Luminaires | High-Bay | High-Bay Luminaires for Commercial and Industrial Buildings | Standard | FALSE | [9 empty] | 42349 |  |  | No |  | 3 | 30583 | 110.8 | 276.1 | 23.7 | 0.894 | 3500 | 83
P7294D8H | Hubbell Lighting | Columbia Lighting | LLHV4-35V-NST-ED | Indoor Luminaires | High-Bay | High-Bay Luminaires for Commercial and Industrial Buildings | Standard | FALSE | [9 empty] | 42349 |  |  | No |  | 3 | 29363 | 106.5 | 275.6 | 23.7 | 0.894 | 3500 | 83
P1V1BWY1 | Hubbell Lighting | Columbia Lighting | LWS-40HL-AC-EU-SFA | Indoor Luminaires | High-Bay | High-Bay Luminaires for Commercial and Industrial Buildings | Premium | TRUE | 12759 | 116.9 | 109.1 | 3.4 | 0.997 | 4045 | 83 | 5 | 60000 | 42348 |  |  | No |  | 3.1 | 12759 | 117.16 | 108.9 | 4.8 | 0.93 | 4045 | 83
PXAQYUSR | Hubbell Lighting | Columbia Lighting | LJL22-30HL[G CM]-FSSFA-E347 [Philips Advance Driver] | Indoor Luminaires | High-Bay | Low-Bay Luminaires for Commercial and Industrial Buildings | Standard | TRUE | 8193 | 107.4 | 76.29 | 12.5 | 0.9727 | 3402 | 83.28 | 5 | 50000 | 42348 |  |  | NotYetVerified |  | 3.1 | 7722 | 104.7761 | 73.7 | 14.5 | 0.92 | 3029 | 83
PGZ8V3ER | Hubbell Lighting | Columbia Lighting | LWS-50XL-AC-EU-SFA | Indoor Luminaires | High-Bay | High-Bay Luminaires for Commercial and Industrial Buildings | Standard | TRUE | 16414 | 98.2 | 167.1 | 12.67 | 0.963 | 5386 | 87 | 5 | 60000 | 42348 |  |  | No |  | 3.1 | 16414 | 98.2 | 167.1 | 12.67 | 0.963 | 5386 | 87
PU5DVQ1Y | Hubbell Lighting | Columbia Lighting | LWS-30XL-AC-EU-SFA | Indoor Luminaires | High-Bay | High-Bay Luminaires for Commercial and Industrial Buildings | Standard | TRUE | 15228 | 93.4 | 163.1 | 12.67 | 0.963 | 3098 | 84 | 5 | 60000 | 42348 |  |  | No |  | 3.1 | 15228 | 93.3 | 163.1 | 12.67 | 0.963 | 3098 | 87
PEEW59Y1 | LUMA America Corp. | Resilient | HBL1000-B6-6-60-V1-0-Y | Indoor Luminaires | High-Bay | High-Bay Luminaires for Commercial and Industrial Buildings | Standard | TRUE | 29266.79 | 109.41 | 267.5 | 9.81 | 0.952 | 5450 | 74.1 | 7 | 100000 | 42348 |  |  | No |  | 3 | 25470 | 98 | 260 | 9.8 | 0.99 | 5700 | 74
PB9SEM6U | LUMA America Corp. | Resilient | HBL1000-B6-4-90-V1-0-Y | Indoor Luminaires | High-Bay | High-Bay Luminaires for Commercial and Industrial Buildings | Standard | TRUE | 22165.02 | 85.47 | 259.32 | 9.81 | 0.952 | 3947 | 79.2 | 7 | 100000 | 42348 |  |  | No |  | 3 | 22507 | 85 | 260 | 9.8 | 0.99 | 4000 | 79
PCPMXTGH | Zhejiang Changlux Lighting Co.Ltd. | Zhejiang Changlux Lighting Co.Ltd | CL-HB-A300(2700K) | Indoor Luminaires | High-Bay | High-Bay Luminaires for Commercial and Industrial Buildings | Standard | TRUE | 30284 | 99.78 | 303.5 | 12.37 | 0.9485 | 2774 | 83.7 | 5 | 50000 | 42348 |  |  | No |  | 3 | 30284 | 99.78 | 303.5 | 12.37 | 0.9485 | 2700 | 83.7
P62PUC1P | Hubbell Lighting | Columbia Lighting | LWS-30ML-AC-EU-SFA | Indoor Luminaires | High-Bay | High-Bay Luminaires for Commercial and Industrial Buildings | Standard | TRUE | 9656 | 111.4 | 86.7 | 16.5 | 0.945 | 3098 | 84 | 5 | 60000 | 42348 |  |  | No |  | 3.1 | 9656 | 111.3 | 86.7 | 16.5 | 0.945 | 3098 | 84
PYR1SP4R | LUMA America Corp. | Resilient | HBL1000-D6-4-90-V1-0-Y | Indoor Luminaires | High-Bay | High-Bay Luminaires for Commercial and Industrial Buildings | Standard | TRUE | 41141.66 | 88.81 | 463.25 | 8.61 | 0.944 | 3947 | 79.2 | 7 | 100000 | 42348 |  |  | No |  | 3 | 41140 | 88 | 460 | 8.6 | 0.99 | 4000 | 79
PJ4C4FJU | Zhejiang Changlux Lighting Co.Ltd. | Zhejiang Changlux Lighting Co. Ltd | CL-HB-A180X(2700K) | Indoor Luminaires | High-Bay | High-Bay Luminaires for Commercial and Industrial Buildings | Standard | TRUE | 18366 | 99.33 | 184.9 | 10.39 | 0.9378 | 2777 | 83.6 | 5 | 50000 | 42348 |  |  | No |  | 3 | 18366 | 99.33 | 184.9 | 10.39 | 0.9378 | 2700 | 83.6
PUE8ZGDP | SNC OPTO ELECTRONIC CO LTD. | SNC LED | SNC-RKNUS-80WV1(4000K) | Indoor Retrofit Kit | High-Bay | Retrofit Kits for High-Bay Luminaires for Commercial and Industrial Buildings | Standard | TRUE | 9240.6 | 115.45 | 80.04 | 10.82 | 0.9305 | 3973 | 73.8 | 5 |  | 42348 |  |  | No |  | 3
PDQJRPUT | Hubbell Lighting | Columbia Lighting | LJL22-35VL[G CM]-FSSFA-EU | Indoor Luminaires | High-Bay | High-Bay Luminaires for Commercial and Industrial Buildings | Standard | TRUE | 14740 | 111.7 | 132.1 | 21 | 0.927 | 3402 | 83.28 | 5 | 50000 | 42348 |  |  | NotYetVerified |  | 3.1 | 13287 | 100.6 | 132.1 | 21 | 0.926 | 3402 | 83.28
PK1Q5QKN | SNC OPTO ELECTRONIC CO LTD. | SNC LED | SNC-RKNUS-120WV1-HV(4000K) | Indoor Retrofit Kit | High-Bay | Retrofit Kits for High-Bay Luminaires for Commercial and Industrial Buildings | Standard | TRUE | 13220 | 112.41 | 117.6 | 13.91 | 0.9222 | 3979 | 73.7 | 5 |  | 42348 |  |  | No |  | 3
PJ36P6VQ | Zhejiang Changlux Lighting Co.Ltd. | Zhejiang Changlux Lighting Co.Ltd | CL-HB-A240(2700K) | Indoor Luminaires | High-Bay | High-Bay Luminaires for Commercial and Industrial Buildings | Standard | TRUE | 24583 | 103.12 | 238.4 | 13.55 | 0.9204 | 2735 | 83.3 | 5 | 50000 | 42348 |  |  | No |  | 3 | 24583 | 103.12 | 238.4 | 13.55 | 0.9204 | 2700 | 83.3
PAU95WCJ | SNC OPTO ELECTRONIC CO LTD. | SNC LED | SNC-RKNUS-80WV0(4000K) | Indoor Retrofit Kit | High-Bay | Retrofit Kits for High-Bay Luminaires for Commercial and Industrial Buildings | Standard | TRUE | 9142.5 | 116.17 | 78.7 | 10.64 | 0.906 | 3979 | 73.7 | 5 |  | 42348 |  |  | No |  | 3
P1CEWDCZ | SNC OPTO ELECTRONIC CO LTD. | SNC LED | SNC-RKNUS-120WV0(4000K) | Indoor Retrofit Kit | High-Bay | Retrofit Kits for High-Bay Luminaires for Commercial and Industrial Buildings | Standard | TRUE | 13435 | 110.3 | 121.8 | 10.31 | 0.9029 | 3986 | 73.7 | 5 |  | 42348 |  |  | No |  | 3
P2815C38 | Hubbell Lighting | Columbia Lighting | LJL22-30HL[G CM]-FSSFA-E480 [Osram Driver] | Indoor Luminaires | High-Bay | Low-Bay Luminaires for Commercial and Industrial Buildings | Standard | TRUE | 8416 | 103.5 | 81.3 | 14.8 | 0.901 | 3032 | 83.1 | 5 | 50000 | 42348 |  |  | NotYetVerified |  | 3.1 | 7722 | 98.6207 | 78.3 | 17.5 | 0.87 | 3029 | 83
PHQWT7XM | SNC OPTO ELECTRONIC CO LTD. | SNC LED | SNC-RKNUS-80WV1(5700K) | Indoor Retrofit Kit | High-Bay | Retrofit Kits for High-Bay Luminaires for Commercial and Industrial Buildings | Standard | FALSE | [9 empty] | 42348 |  |  | No |  | 3 | 9592 | 119.81 | 80.06 | 10.63 | 0.9389 | 5700 | 70
P8ATFUMT | SNC OPTO ELECTRONIC CO LTD. | SNC LED | SNC-RKNUS-120WV1-HV(5700K) | Indoor Retrofit Kit | High-Bay | Retrofit Kits for High-Bay Luminaires for Commercial and Industrial Buildings | Standard | FALSE | [9 empty] | 42348 |  |  | No |  | 3 | 13727 | 115.55 | 118.8 | 14.27 | 0.9351 | 5700 | 69.8
PGU9YP5W | SNC OPTO ELECTRONIC CO LTD. | SNC LED | SNC-RKNUS-120WV0(5700K) | Indoor Retrofit Kit | High-Bay | Retrofit Kits for High-Bay Luminaires for Commercial and Industrial Buildings | Standard | FALSE | [9 empty] | 42348 |  |  | No |  | 3 | 13682 | 111.96 | 122.2 | 10.93 | 0.9069 | 5700 | 69.7
PQJJQ2Y9 | SNC OPTO ELECTRONIC CO LTD. | SNC LED | SNC-RKNUS-80WV0(5700K) | Indoor Retrofit Kit | High-Bay | Retrofit Kits for High-Bay Luminaires for Commercial and Industrial Buildings | Standard | FALSE | [9 empty] | 42348 |  |  | No |  | 3 | 9586 | 121.8 | 78.7 | 10.64 | 0.9045 | 5700 | 69.6
PRG1ZQ7G | SNC OPTO ELECTRONIC CO LTD. | SNC LED | SNC-RKNUS-80WV1(5000K) | Indoor Retrofit Kit | High-Bay | Retrofit Kits for High-Bay Luminaires for Commercial and Industrial Buildings | Standard | FALSE | [9 empty] | 42348 |  |  | No |  | 3 | 9474.9 | 118.36 | 80.05 | 10.82 | 0.9305 | 5000 | 73.8
PAKVB689 | SNC OPTO ELECTRONIC CO LTD. | SNC LED | SNC-RKNUS-120WV1-HV(5000K) | Indoor Retrofit Kit | High-Bay | Retrofit Kits for High-Bay Luminaires for Commercial and Industrial Buildings | Standard | FALSE | [9 empty] | 42348 |  |  | No |  | 3 | 13558 | 114.7 | 118.2 | 13.91 | 0.9222 | 5000 | 73.7
PPN3PVB6 | SNC OPTO ELECTRONIC CO LTD. | SNC LED | SNC-RKNUS-80WV0(5000K) | Indoor Retrofit Kit | High-Bay | Retrofit Kits for High-Bay Luminaires for Commercial and Industrial Buildings | Standard | FALSE | [9 empty] | 42348 |  |  | No |  | 3 | 9438.2 | 120.06 | 78.62 | 10.64 | 0.906 | 5000 | 73.7
PQKJ7VEX | SNC OPTO ELECTRONIC CO LTD. | SNC LED | SNC-RKNUS-120WV0(5000K) | Indoor Retrofit Kit | High-Bay | Retrofit Kits for High-Bay Luminaires for Commercial and Industrial Buildings | Standard | FALSE | [9 empty] | 42348 |  |  | No |  | 3 | 13599.7 | 111.47 | 122 | 10.31 | 0.9029 | 5000 | 73.7
PXC9D6VV | SNC OPTO ELECTRONIC CO LTD. | SNC LED | SNC-RKNUS-80WV1(4500K) | Indoor Retrofit Kit | High-Bay | Retrofit Kits for High-Bay Luminaires for Commercial and Industrial Buildings | Standard | FALSE | [9 empty] | 42348 |  |  | No |  | 3 | 9357.7 | 116.9 | 80.05 | 10.82 | 0.9305 | 4500 | 73.8
P45CF6ZZ | SNC OPTO ELECTRONIC CO LTD. | SNC LED | SNC-RKNUS-120WV1-HV(4500K) | Indoor Retrofit Kit | High-Bay | Retrofit Kits for High-Bay Luminaires for Commercial and Industrial Buildings | Standard | FALSE | [9 empty] | 42348 |  |  | No |  | 3 | 13389 | 113.27 | 118.2 | 13.91 | 0.9222 | 4500 | 73.7
PD7AYJ9Q | SNC OPTO ELECTRONIC CO LTD. | SNC LED | SNC-RKNUS-80WV0(4500K) | Indoor Retrofit Kit | High-Bay | Retrofit Kits for High-Bay Luminaires for Commercial and Industrial Buildings | Standard | FALSE | [9 empty] | 42348 |  |  | No |  | 3 | 9290.3 | 118.18 | 78.62 | 10.64 | 0.906 | 4500 | 73.7
PYNS4TF8 | SNC OPTO ELECTRONIC CO LTD. | SNC LED | SNC-RKNUS-120WV0(4500K) | Indoor Retrofit Kit | High-Bay | Retrofit Kits for High-Bay Luminaires for Commercial and Industrial Buildings | Standard | FALSE | [9 empty] | 42348 |  |  | No |  | 3 | 13517.3 | 110.8 | 122 | 10.31 | 0.9029 | 4500 | 73.7
P4ZN6VRE | Zhejiang Changlux Lighting Co.Ltd. | Zhejiang Changlux Lighting Co.Ltd | CL-HB-A300(5700K) | Indoor Luminaires | High-Bay | High-Bay Luminaires for Commercial and Industrial Buildings | Standard | FALSE | [9 empty] | 42348 |  |  | No |  | 3 | 31582 | 103.31 | 305.7 | 12.07 | 0.9477 | 5700 | 83.9
PR31W6AV | Zhejiang Changlux Lighting Co.Ltd. | Zhejiang Changlux Lighting Co. Ltd | CL-HB-A180X(5700K) | Indoor Luminaires | High-Bay | High-Bay Luminaires for Commercial and Industrial Buildings | Standard | FALSE | [9 empty] | 42348 |  |  | No |  | 3 | 19407 | 104.45 | 185.8 | 10.81 | 0.9362 | 5700 | 83.8
PWC1A7YD | Zhejiang Changlux Lighting Co.Ltd. | Zhejiang Changlux Lighting Co.Ltd | CL-HB-A240(5700K) | Indoor Luminaires | High-Bay | High-Bay Luminaires for Commercial and Industrial Buildings | Standard | FALSE | [9 empty] | 42348 |  |  | No |  | 3 | 26044 | 107.8 | 241.6 | 13.96 | 0.9215 | 5700 | 83.7
PU85J3XY | Zhejiang Changlux Lighting Co.Ltd. | Zhejiang Changlux Lighting Co.Ltd | CL-HB-A300(5000K) | Indoor Luminaires | High-Bay | High-Bay Luminaires for Commercial and Industrial Buildings | Standard | FALSE | [9 empty] | 42348 |  |  | No |  | 3 | 30284 | 99.78 | 303.5 | 12.37 | 0.9485 | 5000 | 83.7
PKA9TR7Z | Zhejiang Changlux Lighting Co.Ltd. | Zhejiang Changlux Lighting Co. Ltd | CL-HB-A180X(5000K) | Indoor Luminaires | High-Bay | High-Bay Luminaires for Commercial and Industrial Buildings | Standard | FALSE | [9 empty] | 42348 |  |  | No |  | 3 | 18366 | 99.33 | 184.9 | 10.39 | 0.9378 | 5000 | 83.6
PH178MWY | Zhejiang Changlux Lighting Co.Ltd. | Zhejiang Changlux Lighting Co.Ltd | CL-HB-A240(5000K) | Indoor Luminaires | High-Bay | High-Bay Luminaires for Commercial and Industrial Buildings | Standard | FALSE | [9 empty] | 42348 |  |  | No |  | 3 | 24583 | 103.12 | 238.4 | 13.55 | 0.9204 | 5000 | 83.3
PFHFMRKM | Zhejiang Changlux Lighting Co.Ltd. | Zhejiang Changlux Lighting Co.Ltd | CL-HB-A300(4500K) | Indoor Luminaires | High-Bay | High-Bay Luminaires for Commercial and Industrial Buildings | Standard | FALSE | [9 empty] | 42348 |  |  | No |  | 3 | 30284 | 99.78 | 303.5 | 12.37 | 0.9485 | 4500 | 83.7
PDAWK46B | Zhejiang Changlux Lighting Co.Ltd. | Zhejiang Changlux Lighting Co. Ltd | CL-HB-A180X(4500K) | Indoor Luminaires | High-Bay | High-Bay Luminaires for Commercial and Industrial Buildings | Standard | FALSE | [9 empty] | 42348 |  |  | No |  | 3 | 18366 | 99.33 | 184.9 | 10.39 | 0.9378 | 4500 | 83.6
PP8KT3A5 | Zhejiang Changlux Lighting Co.Ltd. | Zhejiang Changlux Lighting Co.Ltd | CL-HB-A240(4500K) | Indoor Luminaires | High-Bay | High-Bay Luminaires for Commercial and Industrial Buildings | Standard | FALSE | [9 empty] | 42348 |  |  | No |  | 3 | 24583 | 103.12 | 238.4 | 13.55 | 0.9204 | 4500 | 83.3
P9QK77ZQ | Zhejiang Changlux Lighting Co.Ltd. | Zhejiang Changlux Lighting Co.Ltd | CL-HB-A300(4000K) | Indoor Luminaires | High-Bay | High-Bay Luminaires for Commercial and Industrial Buildings | Standard | FALSE | [9 empty] | 42348 |  |  | No |  | 3 | 30284 | 99.78 | 303.5 | 12.37 | 0.9485 | 4000 | 83.7
P5GY6P4V | Zhejiang Changlux Lighting Co.Ltd. | Zhejiang Changlux Lighting Co. Ltd | CL-HB-A180X(4000K) | Indoor Luminaires | High-Bay | High-Bay Luminaires for Commercial and Industrial Buildings | Standard | FALSE | [9 empty] | 42348 |  |  | No |  | 3 | 18366 | 99.33 | 184.9 | 10.39 | 0.9378 | 4000 | 83.6
PAH9FJEP | Zhejiang Changlux Lighting Co.Ltd. | Zhejiang Changlux Lighting Co.Ltd | CL-HB-A240(4000K) | Indoor Luminaires | High-Bay | High-Bay Luminaires for Commercial and Industrial Buildings | Standard | FALSE | [9 empty] | 42348 |  |  | No |  | 3 | 24583 | 103.12 | 238.4 | 13.55 | 0.9204 | 4000 | 83.3
PRXJY9FD | Zhejiang Changlux Lighting Co.Ltd. | Zhejiang Changlux Lighting Co.Ltd | CL-HB-A300(3500K) | Indoor Luminaires | High-Bay | High-Bay Luminaires for Commercial and Industrial Buildings | Standard | FALSE | [9 empty] | 42348 |  |  | No |  | 3 | 30284 | 99.78 | 303.5 | 12.37 | 0.9485 | 3500 | 83.7
PYBHTXF4 | Zhejiang Changlux Lighting Co.Ltd. | Zhejiang Changlux Lighting Co. Ltd | CL-HB-A180X(3500K) | Indoor Luminaires | High-Bay | High-Bay Luminaires for Commercial and Industrial Buildings | Standard | FALSE | [9 empty] | 42348 |  |  | No |  | 3 | 18366 | 99.33 | 184.9 | 10.39 | 0.9378 | 3500 | 83.6
PMZNJHTN | Zhejiang Changlux Lighting Co.Ltd. | Zhejiang Changlux Lighting Co.Ltd | CL-HB-A240(3500K) | Indoor Luminaires | High-Bay | High-Bay Luminaires for Commercial and Industrial Buildings | Standard | FALSE | [9 empty] | 42348 |  |  | No |  | 3 | 24583 | 103.12 | 238.4 | 13.55 | 0.9204 | 3500 | 83.3
PU6GWQBH | Zhejiang Changlux Lighting Co.Ltd. | Zhejiang Changlux Lighting Co.Ltd | CL-HB-A300(3000K) | Indoor Luminaires | High-Bay | High-Bay Luminaires for Commercial and Industrial Buildings | Standard | FALSE | [9 empty] | 42348 |  |  | No |  | 3 | 30284 | 99.78 | 303.5 | 12.37 | 0.9485 | 3000 | 83.7
PENMXCDU | Zhejiang Changlux Lighting Co.Ltd. | Zhejiang Changlux Lighting Co. Ltd | CL-HB-A180X(3000K) | Indoor Luminaires | High-Bay | High-Bay Luminaires for Commercial and Industrial Buildings | Standard | FALSE | [9 empty] | 42348 |  |  | No |  | 3 | 18366 | 99.33 | 184.9 | 10.39 | 0.9378 | 3000 | 83.6
PWP72R9A | Zhejiang Changlux Lighting Co.Ltd. | Zhejiang Changlux Lighting Co.Ltd | CL-HB-A240(3000K) | Indoor Luminaires | High-Bay | High-Bay Luminaires for Commercial and Industrial Buildings | Standard | FALSE | [9 empty] | 42348 |  |  | No |  | 3 | 24583 | 103.12 | 238.4 | 13.55 | 0.9204 | 3000 | 83.3
PZKA3G3K | Hubbell Lighting | Columbia Lighting | LWS-50XL-W-EU-SFA | Indoor Luminaires | High-Bay | High-Bay Luminaires for Commercial and Industrial Buildings | Standard | FALSE | [9 empty] | 42348 |  |  | No |  | 3.1 | 17945 | 106.9 | 167.8 | 12.67 | 0.963 | 5386 | 87
P4U7ZVD5 | Hubbell Lighting | Columbia Lighting | LWS-50XL-AD-EU | Indoor Luminaires | High-Bay | High-Bay Luminaires for Commercial and Industrial Buildings | Standard | FALSE | [9 empty] | 42348 |  |  | No |  | 3.1 | 17387.6 | 104 | 167.1 | 12.67 | 0.963 | 5386 | 87
PKVFHN7X | Hubbell Lighting | Columbia Lighting | LWS-50XL-AC-EDU-SFA | Indoor Luminaires | High-Bay | High-Bay Aisle Luminaires | Standard | FALSE | [9 empty] | 42348 |  |  | No |  | 3.1 | 16414 | 98.2 | 167.1 | 12.67 | 0.963 | 5386 | 87
PCD8JNZU | Hubbell Lighting | Columbia Lighting | LWS-50XL-AD-EU-SFA | Indoor Luminaires | High-Bay | High-Bay Luminaires for Commercial and Industrial Buildings | Standard | FALSE | [9 empty] | 42348 |  |  | No |  | 3.1 | 16388 | 98 | 167.1 | 12.67 | 0.963 | 5386 | 87
P7XF3YMW | Hubbell Lighting | Columbia Lighting | LWS-50XL-AD-EDU-SFA | Indoor Luminaires | High-Bay | High-Bay Aisle Luminaires | Standard | FALSE | [9 empty] | 42348 |  |  | No |  | 3.1 | 16388 | 98 | 167.1 | 12.67 | 0.963 | 5386 | 87
PDPN9YMG | Hubbell Lighting | Columbia Lighting | LWS-50VL-W-EU | Indoor Luminaires | High-Bay | High-Bay Luminaires for Commercial and Industrial Buildings | Standard | FALSE | [9 empty] | 42348 |  |  | No |  | 3.1 | 17387.2 | 122 | 142.5 | 16.8 | 0.927 | 5386 | 84
PGKF2UFX | Hubbell Lighting | Columbia Lighting | LWS-50VL-AC-EU | Indoor Luminaires | High-Bay | High-Bay Luminaires for Commercial and Industrial Buildings | Standard | FALSE | [9 empty] | 42348 |  |  | No |  | 3.1 | 16030.6 | 112.4 | 142.5 | 16.8 | 0.927 | 5386 | 84
P2KUUBVZ | Hubbell Lighting | Columbia Lighting | LWS-50VL-AC-EDU | Indoor Luminaires | High-Bay | High-Bay Aisle Luminaires | Standard | FALSE | [9 empty] | 42348 |  |  | No |  | 3.1 | 16030.6 | 112.4 | 142.5 | 16.8 | 0.927 | 5386 | 84
P5E9EZT5 | Hubbell Lighting | Columbia Lighting | LWS-50VL-W-EU-SFA | Indoor Luminaires | High-Bay | High-Bay Luminaires for Commercial and Industrial Buildings | Standard | FALSE | [9 empty] | 42348 |  |  | No |  | 3.1 | 16025.1 | 112.4 | 142.5 | 16.8 | 0.927 | 5386 | 84
PBEG1AG6 | Hubbell Lighting | Columbia Lighting | LWS-50VL-AD-EDU | Indoor Luminaires | High-Bay | High-Bay Aisle Luminaires | Standard | FALSE | [9 empty] | 42348 |  |  | No |  | 3.1 | 15865.1 | 111.3 | 142.5 | 16.8 | 0.927 | 5386 | 84
P21E742V | Hubbell Lighting | Columbia Lighting | LWS-50VL-AD-EU | Indoor Luminaires | High-Bay | High-Bay Luminaires for Commercial and Industrial Buildings | Standard | FALSE | [9 empty] | 42348 |  |  | No |  | 3.1 | 15865.1 | 111.3 | 142.5 | 16.8 | 0.927 | 5386 | 84
PRKS7F65 | Hubbell Lighting | Columbia Lighting | LWS-50VL-AD-EDU-SFA | Indoor Luminaires | High-Bay | High-Bay Aisle Luminaires | Standard | FALSE | [9 empty] | 42348 |  |  | No |  | 3.1 | 14953 | 104.9 | 142.5 | 16.8 | 0.927 | 5386 | 84
P1QMV7BC | Hubbell Lighting | Columbia Lighting | LWS-50VL-AD-EU-SFA | Indoor Luminaires | High-Bay | High-Bay Luminaires for Commercial and Industrial Buildings | Standard | FALSE | [9 empty] | 42348 |  |  | No |  | 3.1 | 14953 | 104.9 | 142.5 | 16.8 | 0.927 | 5386 | 84
PBR888G4 | Hubbell Lighting | Columbia Lighting | LWS-50VL-AC-EU-SFA | Indoor Luminaires | High-Bay | High-Bay Luminaires for Commercial and Industrial Buildings | Standard | FALSE | [9 empty] | 42348 |  |  | No |  | 3.1 | 14870.7 | 104.3 | 142.5 | 16.8 | 0.927 | 5386 | 84
P26DZA37 | Hubbell Lighting | Columbia Lighting | LWS-50VL-AC-EDU-SFA | Indoor Luminaires | High-Bay | High-Bay Aisle Luminaires | Standard | FALSE | [9 empty] | 42348 |  |  | No |  | 3.1 | 14870.7 | 104.3 | 142.5 | 16.8 | 0.927 | 5386 | 84
P29JZ4XJ | Hubbell Lighting | Columbia Lighting | LWS-50HL-W-EU | Indoor Luminaires | High-Bay | High-Bay Luminaires for Commercial and Industrial Buildings | Standard | FALSE | [9 empty] | 42348 |  |  | No |  | 3.1 | 13636.9 | 124.8 | 109.2 | 16.8 | 0.927 | 5386 | 84
PN3YRFVT | Hubbell Lighting | Columbia Lighting | LWS-50HL-AC-EU | Indoor Luminaires | High-Bay | High-Bay Luminaires for Commercial and Industrial Buildings | Standard | FALSE | [9 empty] | 42348 |  |  | No |  | 3.1 | 12857.3 | 117.7 | 109.2 | 16.8 | 0.927 | 5386 | 84
PCQ1QUB6 | Hubbell Lighting | Columbia Lighting | LWS-50HL-AC-EDU | Indoor Luminaires | High-Bay | High-Bay Aisle Luminaires | Standard | FALSE | [9 empty] | 42348 |  |  | No |  | 3.1 | 12857.3 | 117.7 | 109.2 | 16.8 | 0.927 | 5386 | 84
PAGF8U4B | Hubbell Lighting | Columbia Lighting | LWS-50HL-W-EU-SFA | Indoor Luminaires | High-Bay | High-Bay Luminaires for Commercial and Industrial Buildings | Standard | FALSE | [9 empty] | 42348 |  |  | No |  | 3.1 | 12852.8 | 117.7 | 109.2 | 16.8 | 0.927 | 5386 | 84
PUH6JK9M | Hubbell Lighting | Columbia Lighting | LWS-50HL-AD-EDU | Indoor Luminaires | High-Bay | High-Bay Aisle Luminaires | Standard | FALSE | [9 empty] | 42348 |  |  | No |  | 3.1 | 12724.5 | 116.5 | 109.2 | 16.8 | 0.927 | 5386 | 84
PN5T7FY3 | Hubbell Lighting | Columbia Lighting | LWS-50HL-AD-EU | Indoor Luminaires | High-Bay | High-Bay Luminaires for Commercial and Industrial Buildings | Standard | FALSE | [9 empty] | 42348 |  |  | No |  | 3.1 | 12724.5 | 116.5 | 109.2 | 16.8 | 0.927 | 5386 | 84
PXMZFURQ | Hubbell Lighting | Columbia Lighting | LWS-50HL-AD-EU-SFA | Indoor Luminaires | High-Bay | High-Bay Luminaires for Commercial and Industrial Buildings | Standard | FALSE | [9 empty] | 42348 |  |  | No |  | 3.1 | 11993 | 109.8 | 109.2 | 16.8 | 0.927 | 5386 | 84
PEYZ3U58 | Hubbell Lighting | Columbia Lighting | LWS-50HL-AD-EDU-SFA | Indoor Luminaires | High-Bay | High-Bay Aisle Luminaires | Standard | FALSE | [9 empty] | 42348 |  |  | No |  | 3.1 | 11993 | 109.8 | 109.2 | 16.8 | 0.927 | 5386 | 84
PT4X2XG5 | Hubbell Lighting | Columbia Lighting | LWS-50HL-AC-EU-SFA | Indoor Luminaires | High-Bay | High-Bay Aisle Luminaires | Standard | FALSE | [9 empty] | 42348 |  |  | No |  | 3.1 | 11927 | 109.2 | 109.2 | 16.8 | 0.927 | 5386 | 84
PDPQDFNP | Hubbell Lighting | Columbia Lighting | LWS-50HL-AC-EU-SFA | Indoor Luminaires | High-Bay | High-Bay Luminaires for Commercial and Industrial Buildings | Standard | FALSE | [9 empty] | 42348 |  |  | No |  | 3.1 | 11927 | 109.2 | 109.2 | 16.8 | 0.927 | 5386 | 84
PAWGUWAQ | Hubbell Lighting | Columbia Lighting | LWS-50ML-AC-EU | Indoor Luminaires | High-Bay | High-Bay Luminaires for Commercial and Industrial Buildings | Standard | FALSE | [9 empty] | 42348 |  |  | No |  | 3.1 | 11293.1 | 130.2 | 86.7 | 16.5 | 0.945 | 5386 | 84
P8C8RRB1 | Hubbell Lighting | Columbia Lighting | LWS-50ML-AC-EDU | Indoor Luminaires | High-Bay | High-Bay Aisle Luminaires | Standard | FALSE | [9 empty] | 42348 |  |  | No |  | 3.1 | 11293.1 | 130.2 | 86.7 | 16.5 | 0.945 | 5386 | 84
PVY87EZU | Hubbell Lighting | Columbia Lighting | LWS-50ML-AC-EU-SFA | Indoor Luminaires | High-Bay | High-Bay Aisle Luminaires | Standard | FALSE | [9 empty] | 42348 |  |  | No |  | 3.1 | 10476 | 120.8 | 86.7 | 16.5 | 0.945 | 5386 | 84
PJD2DFSS | Hubbell Lighting | Columbia Lighting | LWS-50ML-AC-EU-SFA | Indoor Luminaires | High-Bay | High-Bay Luminaires for Commercial and Industrial Buildings | Standard | FALSE | [9 empty] | 42348 |  |  | No |  | 3.1 | 10476 | 120.8 | 86.7 | 16.5 | 0.945 | 5386 | 84
P7HFDC3U | Hubbell Lighting | Columbia Lighting | LWS-50ML-W-EU | Indoor Luminaires | High-Bay | High-Bay Luminaires for Commercial and Industrial Buildings | Standard | FALSE | [9 empty] | 42348 |  |  | No |  | 3.1 | 12034.7 | 138.8 | 86.7 | 15.34 | 0.945 | 5386 | 84
PNMTP176 | Hubbell Lighting | Columbia Lighting | LWS-50ML-W-EU-SFA | Indoor Luminaires | High-Bay | High-Bay Luminaires for Commercial and Industrial Buildings | Standard | FALSE | [9 empty] | 42348 |  |  | No |  | 3.1 | 11342.8 | 130.8 | 86.7 | 15.34 | 0.945 | 5386 | 84
PSC44P1S | Hubbell Lighting | Columbia Lighting | LWS-50ML-AD-EU | Indoor Luminaires | High-Bay | High-Bay Luminaires for Commercial and Industrial Buildings | Standard | FALSE | [9 empty] | 42348 |  |  | No |  | 3.1 | 11229 | 129.2 | 86.9 | 15.34 | 0.945 | 5386 | 84
PQ2KUWFN | Hubbell Lighting | Columbia Lighting | LWS-50ML-AD-EDU | Indoor Luminaires | High-Bay | High-Bay Aisle Luminaires | Standard | FALSE | [9 empty] | 42348 |  |  | No |  | 3.1 | 11229 | 129.2 | 86.9 | 15.34 | 0.945 | 5386 | 84
PUMVV3SE | Hubbell Lighting | Columbia Lighting | LWS-50ML-AD-EDU-SFA | Indoor Luminaires | High-Bay | High-Bay Aisle Luminaires | Standard | FALSE | [9 empty] | 42348 |  |  | No |  | 3.1 | 10584 | 122 | 86.7 | 15.34 | 0.945 | 5386 | 84
PPF7SC6F | Hubbell Lighting | Columbia Lighting | LWS-50ML-AD-EU-SFA | Indoor Luminaires | High-Bay | High-Bay Luminaires for Commercial and Industrial Buildings | Standard | FALSE | [9 empty] | 42348 |  |  | No |  | 3.1 | 10584 | 122 | 86.7 | 15.34 | 0.945 | 5386 | 84
PH4V24DS | Hubbell Lighting | Columbia Lighting | LWS-50XL-W-EU | Indoor Luminaires | High-Bay | High-Bay Luminaires for Commercial and Industrial Buildings | Standard | FALSE | [9 empty] | 42348 |  |  | No |  | 3.1 | 19316 | 117.8 | 163.9 | 13.6 | 0.961 | 5386 | 83
PCA6W7GX | Hubbell Lighting | Columbia Lighting | LWS-50XL-AC-EDU | Indoor Luminaires | High-Bay | High-Bay Aisle Luminaires | Standard | FALSE | [9 empty] | 42348 |  |  | No |  | 3.1 | 17813 | 109 | 163.4 | 13.6 | 0.961 | 5386 | 83
P9NJ4NEV | Hubbell Lighting | Columbia Lighting | LWS-50XL-AC-EU | Indoor Luminaires | High-Bay | High-Bay Luminaires for Commercial and Industrial Buildings | Standard | FALSE | [9 empty] | 42348 |  |  | No |  | 3.1 | 17813 | 109 | 163.4 | 13.6 | 0.961 | 5386 | 83
PT54VZRZ | Hubbell Lighting | Columbia Lighting | LWS-50XL-W-EDU-SFA | Indoor Luminaires | High-Bay | High-Bay Luminaires for Commercial and Industrial Buildings | Standard | FALSE | [9 empty] | 42348 |  |  | No |  | 3.1 | 17945 | 106.9 | 167.8 | 12.67 | 0.963 | 5386 | 87
PTMAAZSC | Hubbell Lighting | Columbia Lighting | LWS-50XL-AD-EU | Indoor Luminaires | High-Bay | High-Bay Aisle Luminaires | Standard | FALSE | [9 empty] | 42348 |  |  | No |  | 3.1 | 17387.6 | 104 | 167.1 | 12.67 | 0.963 | 5386 | 87
PPDWFJRE | Hubbell Lighting | Columbia Lighting | LWS-50XL-AD-EDU | Indoor Luminaires | High-Bay | High-Bay Luminaires for Commercial and Industrial Buildings | Standard | FALSE | [9 empty] | 42348 |  |  | No |  | 3.1 | 17387.6 | 104 | 167.1 | 12.67 | 0.963 | 5386 | 87
PGHRRZRM | Hubbell Lighting | Columbia Lighting | LWS-50XL-AC-EDU-SFA | Indoor Luminaires | High-Bay | High-Bay Luminaires for Commercial and Industrial Buildings | Standard | FALSE | [9 empty] | 42348 |  |  | No |  | 3.1 | 16414 | 98.2 | 167.1 | 12.67 | 0.963 | 5386 | 87
PEEGSN2R | Hubbell Lighting | Columbia Lighting | LWS-50XL-AC-EU-SFA | Indoor Luminaires | High-Bay | High-Bay Aisle Luminaires | Standard | FALSE | [9 empty] | 42348 |  |  | No |  | 3.1 | 16414 | 98.2 | 167.1 | 12.67 | 0.963 | 5386 | 87
PXEVDYUG | Hubbell Lighting | Columbia Lighting | LWS-50XL-AD-EU-SFA | Indoor Luminaires | High-Bay | High-Bay Aisle Luminaires | Standard | FALSE | [9 empty] | 42348 |  |  | No |  | 3.1 | 16388 | 98 | 167.1 | 12.67 | 0.963 | 5386 | 87
P3NT97S6 | Hubbell Lighting | Columbia Lighting | LWS-50XL-AD-EDU-SFA | Indoor Luminaires | High-Bay | High-Bay Luminaires for Commercial and Industrial Buildings | Standard | FALSE | [9 empty] | 42348 |  |  | No |  | 3.1 | 16388 | 98 | 167.1 | 12.67 | 0.963 | 5386 | 87
PXX38BR9 | Hubbell Lighting | Columbia Lighting | LWS-50VL-W-EDU | Indoor Luminaires | High-Bay | High-Bay Luminaires for Commercial and Industrial Buildings | Standard | FALSE | [9 empty] | 42348 |  |  | No |  | 3.1 | 17387.2 | 122 | 142.5 | 16.8 | 0.927 | 5386 | 84
PWU3GSK2 | Hubbell Lighting | Columbia Lighting | LWS-50VL-AC-EU | Indoor Luminaires | High-Bay | High-Bay Aisle Luminaires | Standard | FALSE | [9 empty] | 42348 |  |  | No |  | 3.1 | 16030.6 | 112.4 | 142.5 | 16.8 | 0.927 | 5386 | 84
PPNCV24D | Hubbell Lighting | Columbia Lighting | LWS-50VL-AC-EDU | Indoor Luminaires | High-Bay | High-Bay Luminaires for Commercial and Industrial Buildings | Standard | FALSE | [9 empty] | 42348 |  |  | No |  | 3.1 | 16030.6 | 112.4 | 142.5 | 16.8 | 0.927 | 5386 | 84
PG9JM9Z2 | Hubbell Lighting | Columbia Lighting | LWS-50VL-W-EDU-SFA | Indoor Luminaires | High-Bay | High-Bay Luminaires for Commercial and Industrial Buildings | Standard | FALSE | [9 empty] | 42348 |  |  | No |  | 3.1 | 16025.1 | 112.4 | 142.5 | 16.8 | 0.927 | 5386 | 84
PTX8PYT3 | Hubbell Lighting | Columbia Lighting | LWS-50VL-AD-EU | Indoor Luminaires | High-Bay | High-Bay Aisle Luminaires | Standard | FALSE | [9 empty] | 42348 |  |  | No |  | 3.1 | 15865.1 | 111.3 | 142.5 | 16.8 | 0.927 | 5386 | 84
PQNFQ25B | Hubbell Lighting | Columbia Lighting | LWS-50VL-AD-EDU | Indoor Luminaires | High-Bay | High-Bay Luminaires for Commercial and Industrial Buildings | Standard | FALSE | [9 empty] | 42348 |  |  | No |  | 3.1 | 15865.1 | 111.3 | 142.5 | 16.8 | 0.927 | 5386 | 84
PJ37K6KS | Hubbell Lighting | Columbia Lighting | LWS-50VL-AD-EU-SFA | Indoor Luminaires | High-Bay | High-Bay Aisle Luminaires | Standard | FALSE | [9 empty] | 42348 |  |  | No |  | 3.1 | 14953 | 104.9 | 142.5 | 16.8 | 0.927 | 5386 | 84
P9SGQVUA | Hubbell Lighting | Columbia Lighting | LWS-50VL-AD-EDU-SFA | Indoor Luminaires | High-Bay | High-Bay Luminaires for Commercial and Industrial Buildings | Standard | FALSE | [9 empty] | 42348 |  |  | No |  | 3.1 | 14953 | 104.9 | 142.5 | 16.8 | 0.927 | 5386 | 84
PNQT6FTX | Hubbell Lighting | Columbia Lighting | LWS-50VL-AC-EU-SFA | Indoor Luminaires | High-Bay | High-Bay Aisle Luminaires | Standard | FALSE | [9 empty] | 42348 |  |  | No |  | 3.1 | 14870.7 | 104.3 | 142.5 | 16.8 | 0.927 | 5386 | 84
P2DQ7ATG | Hubbell Lighting | Columbia Lighting | LWS-50VL-AC-EDU-SFA | Indoor Luminaires | High-Bay | High-Bay Luminaires for Commercial and Industrial Buildings | Standard | FALSE | [9 empty] | 42348 |  |  | No |  | 3.1 | 14870.7 | 104.3 | 142.5 | 16.8 | 0.927 | 5386 | 84
P7JYH157 | Hubbell Lighting | Columbia Lighting | LWS-50HL-W-EDU | Indoor Luminaires | High-Bay | High-Bay Luminaires for Commercial and Industrial Buildings | Standard | FALSE | [9 empty] | 42348 |  |  | No |  | 3.1 | 13636.9 | 124.8 | 109.2 | 16.8 | 0.927 | 5386 | 84
PQ6KK489 | Hubbell Lighting | Columbia Lighting | LWS-50HL-AC-EDU | Indoor Luminaires | High-Bay | High-Bay Luminaires for Commercial and Industrial Buildings | Standard | FALSE | [9 empty] | 42348 |  |  | No |  | 3.1 | 12857.3 | 117.7 | 109.2 | 16.8 | 0.927 | 5386 | 84
P96EWD2R | Hubbell Lighting | Columbia Lighting | LWS-50HL-AC-EU | Indoor Luminaires | High-Bay | High-Bay Aisle Luminaires | Standard | FALSE | [9 empty] | 42348 |  |  | No |  | 3.1 | 12857.3 | 117.7 | 109.2 | 16.8 | 0.927 | 5386 | 84
PGRHYXD8 | Hubbell Lighting | Columbia Lighting | LWS-50HL-W-EDU-SFA | Indoor Luminaires | High-Bay | High-Bay Luminaires for Commercial and Industrial Buildings | Standard | FALSE | [9 empty] | 42348 |  |  | No |  | 3.1 | 12852.8 | 117.7 | 109.2 | 16.8 | 0.927 | 5386 | 84
PW1ZVFFC | Hubbell Lighting | Columbia Lighting | LWS-50HL-AD-EDU | Indoor Luminaires | High-Bay | High-Bay Luminaires for Commercial and Industrial Buildings | Standard | FALSE | [9 empty] | 42348 |  |  | No |  | 3.1 | 12724.5 | 116.5 | 109.2 | 16.8 | 0.927 | 5386 | 84
P3RQ78H4 | Hubbell Lighting | Columbia Lighting | LWS-50HL-AD-EU | Indoor Luminaires | High-Bay | High-Bay Aisle Luminaires | Standard | FALSE | [9 empty] | 42348 |  |  | No |  | 3.1 | 12724.5 | 116.5 | 109.2 | 16.8 | 0.927 | 5386 | 84
PMRW38EP | Hubbell Lighting | Columbia Lighting | LWS-50HL-AD-EU-SFA | Indoor Luminaires | High-Bay | High-Bay Aisle Luminaires | Standard | FALSE | [9 empty] | 42348 |  |  | No |  | 3.1 | 11993 | 109.8 | 109.2 | 16.8 | 0.927 | 5386 | 84
PBSRBM1M | Hubbell Lighting | Columbia Lighting | LWS-50HL-AD-EDU-SFA | Indoor Luminaires | High-Bay | High-Bay Luminaires for Commercial and Industrial Buildings | Standard | FALSE | [9 empty] | 42348 |  |  | No |  | 3.1 | 11993 | 109.8 | 109.2 | 16.8 | 0.927 | 5386 | 84
PJ4UCF6U | Hubbell Lighting | Columbia Lighting | LWS-50HL-AC-EDU-SFA | Indoor Luminaires | High-Bay | High-Bay Luminaires for Commercial and Industrial Buildings | Standard | FALSE | [9 empty] | 42348 |  |  | No |  | 3.1 | 11927 | 109.2 | 109.2 | 16.8 | 0.927 | 5386 | 84
P8K9TPBB | Hubbell Lighting | Columbia Lighting | LWS-50HL-AC-EDU-SFA | Indoor Luminaires | High-Bay | High-Bay Aisle Luminaires | Standard | FALSE | [9 empty] | 42348 |  |  | No |  | 3.1 | 11927 | 109.2 | 109.2 | 16.8 | 0.927 | 5386 | 84
PQ1AW4QH | Hubbell Lighting | Columbia Lighting | LWS-50ML-AC-EU | Indoor Luminaires | High-Bay | High-Bay Aisle Luminaires | Standard | FALSE | [9 empty] | 42348 |  |  | No |  | 3.1 | 11293.1 | 130.2 | 86.7 | 16.5 | 0.945 | 5386 | 84
PKXF474S | Hubbell Lighting | Columbia Lighting | LWS-50ML-AC-EDU | Indoor Luminaires | High-Bay | High-Bay Luminaires for Commercial and Industrial Buildings | Standard | FALSE | [9 empty] | 42348 |  |  | No |  | 3.1 | 11293.1 | 130.2 | 86.7 | 16.5 | 0.945 | 5386 | 84
P75UVY5X | Hubbell Lighting | Columbia Lighting | LWS-50ML-AC-EDU-SFA | Indoor Luminaires | High-Bay | High-Bay Luminaires for Commercial and Industrial Buildings | Standard | FALSE | [9 empty] | 42348 |  |  | No |  | 3.1 | 10476 | 120.8 | 86.7 | 16.5 | 0.945 | 5386 | 84
P32JPNHF | Hubbell Lighting | Columbia Lighting | LWS-50ML-AC-EDU-SFA | Indoor Luminaires | High-Bay | High-Bay Aisle Luminaires | Standard | FALSE | [9 empty] | 42348 |  |  | No |  | 3.1 | 10476 | 120.8 | 86.7 | 16.5 | 0.945 | 5386 | 84
PSDVAPPK | Hubbell Lighting | Columbia Lighting | LWS-50ML-W-EDU | Indoor Luminaires | High-Bay | High-Bay Luminaires for Commercial and Industrial Buildings | Standard | FALSE | [9 empty] | 42348 |  |  | No |  | 3.1 | 12034.7 | 138.8 | 86.7 | 15.34 | 0.945 | 5386 | 84
P7D3M53U | Hubbell Lighting | Columbia Lighting | LWS-50ML-W-EDU-SFA | Indoor Luminaires | High-Bay | High-Bay Luminaires for Commercial and Industrial Buildings | Standard | FALSE | [9 empty] | 42348 |  |  | No |  | 3.1 | 11342.8 | 130.8 | 86.7 | 15.34 | 0.945 | 5386 | 84
PQMV3VYU | Hubbell Lighting | Columbia Lighting | LWS-50ML-AD-EU | Indoor Luminaires | High-Bay | High-Bay Aisle Luminaires | Standard | FALSE | [9 empty] | 42348 |  |  | No |  | 3.1 | 11229 | 129.2 | 86.9 | 15.34 | 0.945 | 5386 | 84
P5H8EEG4 | Hubbell Lighting | Columbia Lighting | LWS-50ML-AD-EDU | Indoor Luminaires | High-Bay | High-Bay Luminaires for Commercial and Industrial Buildings | Standard | FALSE | [9 empty] | 42348 |  |  | No |  | 3.1 | 11229 | 129.2 | 86.9 | 15.34 | 0.945 | 5386 | 84
P6NSPSY2 | Hubbell Lighting | Columbia Lighting | LWS-50ML-AD-EDU-SFA | Indoor Luminaires | High-Bay | High-Bay Luminaires for Commercial and Industrial Buildings | Standard | FALSE | [9 empty] | 42348 |  |  | No |  | 3.1 | 10584 | 122 | 86.7 | 15.34 | 0.945 | 5386 | 84
P2PKQPMQ | Hubbell Lighting | Columbia Lighting | LWS-50ML-AD-EU-SFA | Indoor Luminaires | High-Bay | High-Bay Aisle Luminaires | Standard | FALSE | [9 empty] | 42348 |  |  | No |  | 3.1 | 10584 | 122 | 86.7 | 15.34 | 0.945 | 5386 | 84
PEVFBSQA | Hubbell Lighting | Columbia Lighting | LWS-50XL-W-EDU | Indoor Luminaires | High-Bay | High-Bay Luminaires for Commercial and Industrial Buildings | Standard | FALSE | [9 empty] | 42348 |  |  | No |  | 3.1 | 19316 | 117.8 | 163.9 | 13.6 | 0.961 | 5386 | 83
PWHP8FS6 | Hubbell Lighting | Columbia Lighting | LWS-50XL-AC-EU | Indoor Luminaires | High-Bay | High-Bay Aisle Luminaires | Standard | FALSE | [9 empty] | 42348 |  |  | No |  | 3.1 | 17813 | 109 | 163.4 | 13.6 | 0.961 | 5386 | 83
PRNT6WM3 | Hubbell Lighting | Columbia Lighting | LWS-50XL-AC-EDU | Indoor Luminaires | High-Bay | High-Bay Luminaires for Commercial and Industrial Buildings | Standard | FALSE | [9 empty] | 42348 |  |  | No |  | 3.1 | 17813 | 109 | 163.4 | 13.6 | 0.961 | 5386 | 83
P1GYT8FE | Hubbell Lighting | Columbia Lighting | LJL22-50VL[G CM]-FSSFA-EU | Indoor Luminaires | High-Bay | High-Bay Luminaires for Commercial and Industrial Buildings | Standard | FALSE | [9 empty] | 42348 |  |  | NotYetVerified |  | 3 | 14758 | 111.1 | 132.8 | 20.7 | 0.926 | 4788 | 83.22
PEHANWZ7 | Hubbell Lighting | Columbia Lighting | LJL22-50VL[G CM]-FSSFA-E480 | Indoor Luminaires | High-Bay | High-Bay Luminaires for Commercial and Industrial Buildings | Standard | FALSE | [9 empty] | 42348 |  |  | NotYetVerified |  | 3 | 14758 | 113.0015 | 130.6 | 15.6 | 0.94 | 4788 | 83.22
P9HFYKDQ | Hubbell Lighting | Columbia Lighting | LJL22-50VL[G CM]-FSSFA-E347 | Indoor Luminaires | High-Bay | High-Bay Luminaires for Commercial and Industrial Buildings | Standard | FALSE | [9 empty] | 42348 |  |  | NotYetVerified |  | 3 | 14758 | 113.5231 | 130 | 8 | 0.984 | 4788 | 83.22
P1C1X94N | Hubbell Lighting | Columbia Lighting | LJL22-50VL[G CM]-FSSFA-EDU | Indoor Luminaires | High-Bay | High-Bay Luminaires for Commercial and Industrial Buildings | Standard | FALSE | [9 empty] | 42348 |  |  | NotYetVerified |  | 3 | 14758 | 111.1 | 132.8 | 20.7 | 0.93 | 4788 | 83.22
P4EMBS86 | Hubbell Lighting | Columbia Lighting | LJL22-50VL[G CM]-FSSFA-ED480 | Indoor Luminaires | High-Bay | High-Bay Luminaires for Commercial and Industrial Buildings | Standard | FALSE | [9 empty] | 42348 |  |  | NotYetVerified |  | 3 | 14758 | 113.0015 | 130.6 | 15.6 | 0.94 | 4788 | 83.22
PJA63VCN | Hubbell Lighting | Columbia Lighting | LJL22-50VL[G CM]-FSSFA-ED347 | Indoor Luminaires | High-Bay | High-Bay Luminaires for Commercial and Industrial Buildings | Standard | FALSE | [9 empty] | 42348 |  |  | NotYetVerified |  | 3 | 14758 | 113.5231 | 130 | 8 | 0.981 | 4788 | 83.22
PSYH17GV | Hubbell Lighting | Columbia Lighting | LJL22-50HL[G CM]-FSSFA-E480 [Osram Driver] | Indoor Luminaires | High-Bay | Low-Bay Luminaires for Commercial and Industrial Buildings | Standard | FALSE | [9 empty] | 42348 |  |  | NotYetVerified |  | 3 | 8281 | 105.7599 | 78.3 | 17.5 | 0.87 | 4785 | 83.37
PZ7879AQ | Hubbell Lighting | Columbia Lighting | LJL22-50HL[G CM]-FSSFA-E347 [Osram Driver] | Indoor Luminaires | High-Bay | Low-Bay Luminaires for Commercial and Industrial Buildings | Standard | FALSE | [9 empty] | 42348 |  |  | NotYetVerified |  | 3 | 8281 | 112.3609 | 73.7 | 14.5 | 0.92 | 4785 | 83.37
PMCTJ58J | Hubbell Lighting | Columbia Lighting | LJL22-50HL[G CM]-FSSFA-E347 [Philips Advance Driver] | Indoor Luminaires | High-Bay | Low-Bay Luminaires for Commercial and Industrial Buildings | Standard | FALSE | [9 empty] | 42348 |  |  | NotYetVerified |  | 3 | 8281 | 112.3609 | 73.7 | 14.5 | 0.92 | 4785 | 83.37
PQZ2AWRF | Hubbell Lighting | Columbia Lighting | LJL22-50HL[G CM]-FSSFA-EU [Osram Driver] | Indoor Luminaires | High-Bay | Low-Bay Luminaires for Commercial and Industrial Buildings | Standard | FALSE | [9 empty] | 42348 |  |  | NotYetVerified |  | 3 | 8281 | 119.7 | 69.2 | 11.71 | 0.977 | 4785 | 83.37
PKKSP8DM | Hubbell Lighting | Columbia Lighting | LJL22-50HL[G CM]-FSSFA-EU [Philips Advance Driver] | Indoor Luminaires | High-Bay | Low-Bay Luminaires for Commercial and Industrial Buildings | Standard | FALSE | [9 empty] | 42348 |  |  | NotYetVerified |  | 3 | 8281 | 119.7 | 69.2 | 11.71 | 0.977 | 4785 | 83.37
PFGD2ZRQ | Hubbell Lighting | Columbia Lighting | LJL22-50HL[G CM]-FSSFA-ED480 [Osram Driver] | Indoor Luminaires | High-Bay | Low-Bay Luminaires for Commercial and Industrial Buildings | Standard | FALSE | [9 empty] | 42348 |  |  | NotYetVerified |  | 3 | 8281 | 105.7599 | 78.3 | 17.5 | 0.87 | 4785 | 83.37
PWSJF8P8 | Hubbell Lighting | Columbia Lighting | LJL22-50HL[G CM]-FSSFA-ED347 [Osram Driver] | Indoor Luminaires | High-Bay | Low-Bay Luminaires for Commercial and Industrial Buildings | Standard | FALSE | [9 empty] | 42348 |  |  | NotYetVerified |  | 3 | 8281 | 112.3609 | 73.7 | 14.5 | 0.92 | 4785 | 83.37
PE2H2S9F | Hubbell Lighting | Columbia Lighting | LJL22-50HL[G CM]-FSSFA-ED347 [Philips Advance Driver] | Indoor Luminaires | High-Bay | Low-Bay Luminaires for Commercial and Industrial Buildings | Standard | FALSE | [9 empty] | 42348 |  |  | NotYetVerified |  | 3 | 8281 | 112.3609 | 73.7 | 14.5 | 0.92 | 4785 | 83.37
P3ZFVCEX | Hubbell Lighting | Columbia Lighting | LJL22-50HL[G CM]-FSSFA-EDU [Osram Driver] | Indoor Luminaires | High-Bay | Low-Bay Luminaires for Commercial and Industrial Buildings | Standard | FALSE | [9 empty] | 42348 |  |  | NotYetVerified |  | 3 | 8281 | 119.7 | 69.2 | 11.71 | 0.977 | 4785 | 83.37
P1A1RM7D | Hubbell Lighting | Columbia Lighting | LJL22-50HL[G CM]-FSSFA-EDU [Philips Advance Driver] | Indoor Luminaires | High-Bay | Low-Bay Luminaires for Commercial and Industrial Buildings | Standard | FALSE | [9 empty] | 42348 |  |  | NotYetVerified |  | 3 | 8281 | 119.7 | 69.2 | 11.71 | 0.977 | 4785 | 83.37
PXWUU2Q9 | Hubbell Lighting | Columbia Lighting | LWS-40XL-AC-EU-SFA | Indoor Luminaires | High-Bay | High-Bay Aisle Luminaires | Standard | FALSE | [9 empty] | 42348 |  |  | No |  | 3.1 | 16004 | 98.1 | 163.1 | 12.67 | 0.963 | 4100 | 87
PG6GRU41 | Hubbell Lighting | Columbia Lighting | LWS-40XL-AC-EU-SFA | Indoor Luminaires | High-Bay | High-Bay Luminaires for Commercial and Industrial Buildings | Standard | FALSE | [9 empty] | 42348 |  |  | No |  | 3.1 | 16004 | 98.1 | 163.1 | 12.67 | 0.963 | 4100 | 87
P4WAR24S | Hubbell Lighting | Columbia Lighting | LWS-40VL-W-EU | Indoor Luminaires | High-Bay | High-Bay Luminaires for Commercial and Industrial Buildings | Standard | FALSE | [9 empty] | 42348 |  |  | No |  | 3.1 | 16841.9 | 118.1 | 142.5 | 16.8 | 0.927 | 4100 | 84
P7S7HHGF | Hubbell Lighting | Columbia Lighting | LWS-40VL-AC-EU | Indoor Luminaires | High-Bay | High-Bay Luminaires for Commercial and Industrial Buildings | Standard | FALSE | [9 empty] | 42348 |  |  | No |  | 3.1 | 15527.8 | 108.9 | 142.5 | 16.8 | 0.927 | 4100 | 84
P3YR5A9K | Hubbell Lighting | Columbia Lighting | LWS-40VL-AC-EU | Indoor Luminaires | High-Bay | High-Bay Aisle Luminaires | Standard | FALSE | [9 empty] | 42348 |  |  | No |  | 3.1 | 15527.8 | 108.9 | 142.5 | 16.8 | 0.927 | 4100 | 84
PEHHPMEH | Hubbell Lighting | Columbia Lighting | LWS-40VL-W-EU-SFA | Indoor Luminaires | High-Bay | High-Bay Luminaires for Commercial and Industrial Buildings | Standard | FALSE | [9 empty] | 42348 |  |  | No |  | 3.1 | 15522.5 | 108.9 | 142.5 | 16.8 | 0.927 | 4100 | 84
PGF1CV8E | Hubbell Lighting | Columbia Lighting | LWS-40VL-AD-EU | Indoor Luminaires | High-Bay | High-Bay Aisle Luminaires | Standard | FALSE | [9 empty] | 42348 |  |  | No |  | 3.1 | 15367.5 | 107.8 | 142.5 | 16.8 | 0.927 | 4100 | 84
PFMMP1QH | Hubbell Lighting | Columbia Lighting | LWS-40VL-AD-EU | Indoor Luminaires | High-Bay | High-Bay Luminaires for Commercial and Industrial Buildings | Standard | FALSE | [9 empty] | 42348 |  |  | No |  | 3.1 | 15367.5 | 107.8 | 142.5 | 16.8 | 0.927 | 4100 | 84
PYT856F3 | Hubbell Lighting | Columbia Lighting | LWS-40VL-AD-EU-SFA | Indoor Luminaires | High-Bay | High-Bay Luminaires for Commercial and Industrial Buildings | Standard | FALSE | [9 empty] | 42348 |  |  | No |  | 3.1 | 14484 | 101.6 | 142.5 | 16.8 | 0.927 | 4100 | 84
PGGPKWZB | Hubbell Lighting | Columbia Lighting | LWS-40VL-AD-EU-SFA | Indoor Luminaires | High-Bay | High-Bay Aisle Luminaires | Standard | FALSE | [9 empty] | 42348 |  |  | No |  | 3.1 | 14484 | 101.6 | 142.5 | 16.8 | 0.927 | 4100 | 84
PWBRXJ5B | Hubbell Lighting | Columbia Lighting | LWS-40VL-AC-EU-SFA | Indoor Luminaires | High-Bay | High-Bay Luminaires for Commercial and Industrial Buildings | Standard | FALSE | [9 empty] | 42348 |  |  | No |  | 3.1 | 14404.3 | 101 | 142.5 | 16.8 | 0.927 | 4100 | 84
PBUDPZBJ | Hubbell Lighting | Columbia Lighting | LWS-40VL-AC-EU-SFA | Indoor Luminaires | High-Bay | High-Bay Aisle Luminaires | Standard | FALSE | [9 empty] | 42348 |  |  | No |  | 3.1 | 14404.3 | 101 | 142.5 | 16.8 | 0.927 | 4100 | 84
PTGKMFYQ | Hubbell Lighting | Columbia Lighting | LWS-40HL-W-EU | Indoor Luminaires | High-Bay | High-Bay Luminaires for Commercial and Industrial Buildings | Standard | FALSE | [9 empty] | 42348 |  |  | No |  | 3.1 | 13209.3 | 120.9 | 109.2 | 16.8 | 0.927 | 4100 | 84
P9GKTX9U | Hubbell Lighting | Columbia Lighting | LWS-40HL-AC-EU | Indoor Luminaires | High-Bay | High-Bay Luminaires for Commercial and Industrial Buildings | Standard | FALSE | [9 empty] | 42348 |  |  | No |  | 3.1 | 12454.2 | 114 | 109.2 | 16.8 | 0.927 | 4100 | 84
P29U1BSZ | Hubbell Lighting | Columbia Lighting | LWS-40HL-AC-EU | Indoor Luminaires | High-Bay | High-Bay Aisle Luminaires | Standard | FALSE | [9 empty] | 42348 |  |  | No |  | 3.1 | 12454.2 | 114 | 109.2 | 16.8 | 0.927 | 4100 | 84
PP7MDFFQ | Hubbell Lighting | Columbia Lighting | LWS-40HL-W-EU-SFA | Indoor Luminaires | High-Bay | High-Bay Luminaires for Commercial and Industrial Buildings | Standard | FALSE | [9 empty] | 42348 |  |  | No |  | 3.1 | 12449.9 | 114 | 109.2 | 16.8 | 0.927 | 4100 | 84
PDHCXM5N | Hubbell Lighting | Columbia Lighting | LWS-40HL-AD-EU | Indoor Luminaires | High-Bay | High-Bay Aisle Luminaires | Standard | FALSE | [9 empty] | 42348 |  |  | No |  | 3.1 | 12325.6 | 112.8 | 109.2 | 16.8 | 0.927 | 4100 | 84
P4WGRVBY | Hubbell Lighting | Columbia Lighting | LWS-40HL-AD-EU | Indoor Luminaires | High-Bay | High-Bay Luminaires for Commercial and Industrial Buildings | Standard | FALSE | [9 empty] | 42348 |  |  | No |  | 3.1 | 12325.6 | 112.8 | 109.2 | 16.8 | 0.927 | 4100 | 84
PSM98QMB | Hubbell Lighting | Columbia Lighting | LWS-40HL-AD-EU-SFA | Indoor Luminaires | High-Bay | High-Bay Luminaires for Commercial and Industrial Buildings | Standard | FALSE | [9 empty] | 42348 |  |  | No |  | 3.1 | 11617 | 106.3 | 109.2 | 16.8 | 0.927 | 4100 | 84
PRG76A8J | Hubbell Lighting | Columbia Lighting | LWS-40HL-AD-EU-SFA | Indoor Luminaires | High-Bay | High-Bay Aisle Luminaires | Standard | FALSE | [9 empty] | 42348 |  |  | No |  | 3.1 | 11617 | 106.3 | 109.2 | 16.8 | 0.927 | 4100 | 84
PYUGP6T5 | Hubbell Lighting | Columbia Lighting | LWS-40ML-AC-EU | Indoor Luminaires | High-Bay | High-Bay Luminaires for Commercial and Industrial Buildings | Standard | FALSE | [9 empty] | 42348 |  |  | No |  | 3.1 | 10939.5 | 126.1 | 86.7 | 16.5 | 0.945 | 4100 | 84
PSYD4G5U | Hubbell Lighting | Columbia Lighting | LWS-40ML-AC-EU | Indoor Luminaires | High-Bay | High-Bay Aisle Luminaires | Standard | FALSE | [9 empty] | 42348 |  |  | No |  | 3.1 | 10939.5 | 126.1 | 86.7 | 16.5 | 0.945 | 4100 | 84
PGM9M6RD | Hubbell Lighting | Columbia Lighting | LWS-40ML-AC-EU-SFA | Indoor Luminaires | High-Bay | High-Bay Luminaires for Commercial and Industrial Buildings | Standard | FALSE | [9 empty] | 42348 |  |  | No |  | 3.1 | 10148 | 117 | 86.7 | 16.5 | 0.945 | 4100 | 84
P33Q2DB3 | Hubbell Lighting | Columbia Lighting | LWS-40ML-AC-EU-SFA | Indoor Luminaires | High-Bay | High-Bay Aisle Luminaires | Standard | FALSE | [9 empty] | 42348 |  |  | No |  | 3.1 | 10148 | 117 | 86.7 | 16.5 | 0.945 | 4100 | 84
PSXSWJB2 | Hubbell Lighting | Columbia Lighting | LWS-40ML-W-EU | Indoor Luminaires | High-Bay | High-Bay Luminaires for Commercial and Industrial Buildings | Standard | FALSE | [9 empty] | 42348 |  |  | No |  | 3.1 | 11657.2 | 134.4 | 86.7 | 15.34 | 0.945 | 4100 | 84
PZRPGVWC | Hubbell Lighting | Columbia Lighting | LWS-40ML-W-EU-SFA | Indoor Luminaires | High-Bay | High-Bay Luminaires for Commercial and Industrial Buildings | Standard | FALSE | [9 empty] | 42348 |  |  | No |  | 3.1 | 10987 | 126.7 | 86.7 | 15.34 | 0.945 | 4100 | 84
PYTK7SGV | Hubbell Lighting | Columbia Lighting | LWS-40ML-AD-EU | Indoor Luminaires | High-Bay | High-Bay Luminaires for Commercial and Industrial Buildings | Standard | FALSE | [9 empty] | 42348 |  |  | No |  | 3.1 | 10877 | 125.1 | 86.9 | 15.34 | 0.945 | 4100 | 84
P2WDKPWR | Hubbell Lighting | Columbia Lighting | LWS-40ML-AD-EU | Indoor Luminaires | High-Bay | High-Bay Aisle Luminaires | Standard | FALSE | [9 empty] | 42348 |  |  | No |  | 3.1 | 10877 | 125.1 | 86.9 | 15.34 | 0.945 | 4100 | 84
PSNC9K9Y | Hubbell Lighting | Columbia Lighting | LWS-40ML-AD-EU-SFA | Indoor Luminaires | High-Bay | High-Bay Luminaires for Commercial and Industrial Buildings | Standard | FALSE | [9 empty] | 42348 |  |  | No |  | 3.1 | 10252 | 118.2 | 86.7 | 15.34 | 0.945 | 4100 | 84
P9B4X3DE | Hubbell Lighting | Columbia Lighting | LWS-40ML-AD-EU-SFA | Indoor Luminaires | High-Bay | High-Bay Aisle Luminaires | Standard | FALSE | [9 empty] | 42348 |  |  | No |  | 3.1 | 10252 | 118.2 | 86.7 | 15.34 | 0.945 | 4100 | 84
P6TG398V | Hubbell Lighting | Columbia Lighting | LWS-40XL-W-EU | Indoor Luminaires | High-Bay | High-Bay Luminaires for Commercial and Industrial Buildings | Standard | FALSE | [9 empty] | 42348 |  |  | No |  | 3.1 | 18710 | 114.1 | 163.9 | 13.6 | 0.961 | 4100 | 83
PUGUXRXS | Hubbell Lighting | Columbia Lighting | LWS-40XL-AC-EU | Indoor Luminaires | High-Bay | High-Bay Aisle Luminaires | Standard | FALSE | [9 empty] | 42348 |  |  | No |  | 3.1 | 17255 | 105.5 | 163.4 | 13.6 | 0.961 | 4100 | 83
PU6ZC5G2 | Hubbell Lighting | Columbia Lighting | LWS-40XL-AC-EU | Indoor Luminaires | High-Bay | High-Bay Luminaires for Commercial and Industrial Buildings | Standard | FALSE | [9 empty] | 42348 |  |  | No |  | 3.1 | 17255 | 105.5 | 163.4 | 13.6 | 0.961 | 4100 | 83
P7SQTQAK | Hubbell Lighting | Columbia Lighting | LWS-40XL-W-EU-SFA | Indoor Luminaires | High-Bay | High-Bay Luminaires for Commercial and Industrial Buildings | Standard | FALSE | [9 empty] | 42348 |  |  | No |  | 3.1 | 17244 | 105.4 | 163.5 | 13.6 | 0.961 | 4100 | 83
PXYX13AH | Hubbell Lighting | Columbia Lighting | LWS-40XL-AD-EU | Indoor Luminaires | High-Bay | High-Bay Aisle Luminaires | Standard | FALSE | [9 empty] | 42348 |  |  | No |  | 3.1 | 17070.4 | 104.5 | 163.3 | 13.6 | 0.961 | 4100 | 83
PM9B3WWW | Hubbell Lighting | Columbia Lighting | LWS-40XL-AD-EU | Indoor Luminaires | High-Bay | High-Bay Luminaires for Commercial and Industrial Buildings | Standard | FALSE | [9 empty] | 42348 |  |  | No |  | 3.1 | 17070.4 | 104.5 | 163.3 | 13.6 | 0.961 | 4100 | 83
PZN42PHU | Hubbell Lighting | Columbia Lighting | LWS-40XL-AD-EU-SFA | Indoor Luminaires | High-Bay | High-Bay Aisle Luminaires | Standard | FALSE | [9 empty] | 42348 |  |  | No |  | 3.1 | 16089 | 98.5 | 163.3 | 13.6 | 0.961 | 4100 | 83
PNZ47VXU | Hubbell Lighting | Columbia Lighting | LWS-40XL-AD-EU-SFA | Indoor Luminaires | High-Bay | High-Bay Luminaires for Commercial and Industrial Buildings | Standard | FALSE | [9 empty] | 42348 |  |  | No |  | 3.1 | 16089 | 98.5 | 163.3 | 13.6 | 0.961 | 4100 | 83
PTM2XMCV | Hubbell Lighting | Columbia Lighting | LWS-40XL-AC-EDU-SFA | Indoor Luminaires | High-Bay | High-Bay Luminaires for Commercial and Industrial Buildings | Standard | FALSE | [9 empty] | 42348 |  |  | No |  | 3.1 | 16004 | 98.1 | 163.1 | 12.67 | 0.963 | 4100 | 87
P9N3G8NE | Hubbell Lighting | Columbia Lighting | LWS-40XL-AC-EDU-SFA | Indoor Luminaires | High-Bay | High-Bay Aisle Luminaires | Standard | FALSE | [9 empty] | 42348 |  |  | No |  | 3.1 | 16004 | 98.1 | 163.1 | 12.67 | 0.963 | 4100 | 87
PUFUQ7SC | Hubbell Lighting | Columbia Lighting | LWS-40VL-W-EDU | Indoor Luminaires | High-Bay | High-Bay Luminaires for Commercial and Industrial Buildings | Standard | FALSE | [9 empty] | 42348 |  |  | No |  | 3.1 | 16841.9 | 118.1 | 142.5 | 16.8 | 0.927 | 4100 | 84
PQM3T14S | Hubbell Lighting | Columbia Lighting | LWS-40VL-AC-EDU | Indoor Luminaires | High-Bay | High-Bay Luminaires for Commercial and Industrial Buildings | Standard | FALSE | [9 empty] | 42348 |  |  | No |  | 3.1 | 15527.8 | 108.9 | 142.5 | 16.8 | 0.927 | 4100 | 84
PD8U4UDK | Hubbell Lighting | Columbia Lighting | LWS-40VL-AC-EDU | Indoor Luminaires | High-Bay | High-Bay Aisle Luminaires | Standard | FALSE | [9 empty] | 42348 |  |  | No |  | 3.1 | 15527.8 | 108.9 | 142.5 | 16.8 | 0.927 | 4100 | 84
PVRZD7KC | Hubbell Lighting | Columbia Lighting | LWS-40VL-W-EDU-SFA | Indoor Luminaires | High-Bay | High-Bay Luminaires for Commercial and Industrial Buildings | Standard | FALSE | [9 empty] | 42348 |  |  | No |  | 3.1 | 15522.5 | 108.9 | 142.5 | 16.8 | 0.927 | 4100 | 84
PJDXNX4M | Hubbell Lighting | Columbia Lighting | LWS-40VL-AD-EDU | Indoor Luminaires | High-Bay | High-Bay Aisle Luminaires | Standard | FALSE | [9 empty] | 42348 |  |  | No |  | 3.1 | 15367.5 | 107.8 | 142.5 | 16.8 | 0.927 | 4100 | 84
PF7VADFR | Hubbell Lighting | Columbia Lighting | LWS-40VL-AD-EDU | Indoor Luminaires | High-Bay | High-Bay Luminaires for Commercial and Industrial Buildings | Standard | FALSE | [9 empty] | 42348 |  |  | No |  | 3.1 | 15367.5 | 107.8 | 142.5 | 16.8 | 0.927 | 4100 | 84
PZF213X8 | Hubbell Lighting | Columbia Lighting | LWS-40VL-AD-EDU-SFA | Indoor Luminaires | High-Bay | High-Bay Aisle Luminaires | Standard | FALSE | [9 empty] | 42348 |  |  | No |  | 3.1 | 14484 | 101.6 | 142.5 | 16.8 | 0.927 | 4100 | 84
PFNHXYYP | Hubbell Lighting | Columbia Lighting | LWS-40VL-AD-EDU-SFA | Indoor Luminaires | High-Bay | High-Bay Luminaires for Commercial and Industrial Buildings | Standard | FALSE | [9 empty] | 42348 |  |  | No |  | 3.1 | 14484 | 101.6 | 142.5 | 16.8 | 0.927 | 4100 | 84
PNJPZYE6 | Hubbell Lighting | Columbia Lighting | LWS-40VL-AC-EDU-SFA | Indoor Luminaires | High-Bay | High-Bay Aisle Luminaires | Standard | FALSE | [9 empty] | 42348 |  |  | No |  | 3.1 | 14404.3 | 101 | 142.5 | 16.8 | 0.927 | 4100 | 84
PKJJ9PPY | Hubbell Lighting | Columbia Lighting | LWS-40VL-AC-EDU-SFA | Indoor Luminaires | High-Bay | High-Bay Luminaires for Commercial and Industrial Buildings | Standard | FALSE | [9 empty] | 42348 |  |  | No |  | 3.1 | 14404.3 | 101 | 142.5 | 16.8 | 0.927 | 4100 | 84
PK56N498 | Hubbell Lighting | Columbia Lighting | LWS-40HL-W-EDU | Indoor Luminaires | High-Bay | High-Bay Luminaires for Commercial and Industrial Buildings | Standard | FALSE | [9 empty] | 42348 |  |  | No |  | 3.1 | 13209.3 | 120.9 | 109.2 | 16.8 | 0.927 | 4100 | 84
PYKV46JF | Hubbell Lighting | Columbia Lighting | LWS-40HL-AC-EDU | Indoor Luminaires | High-Bay | High-Bay Aisle Luminaires | Standard | FALSE | [9 empty] | 42348 |  |  | No |  | 3.1 | 12454.2 | 114 | 109.2 | 16.8 | 0.927 | 4100 | 84
PGWPKQAM | Hubbell Lighting | Columbia Lighting | LWS-40HL-AC-EDU | Indoor Luminaires | High-Bay | High-Bay Luminaires for Commercial and Industrial Buildings | Standard | FALSE | [9 empty] | 42348 |  |  | No |  | 3.1 | 12454.2 | 114 | 109.2 | 16.8 | 0.927 | 4100 | 84
P3NA8QDT | Hubbell Lighting | Columbia Lighting | LWS-40HL-W-EDU-SFA | Indoor Luminaires | High-Bay | High-Bay Luminaires for Commercial and Industrial Buildings | Standard | FALSE | [9 empty] | 42348 |  |  | No |  | 3.1 | 12449.9 | 114 | 109.2 | 16.8 | 0.927 | 4100 | 84
PX839VUK | Hubbell Lighting | Columbia Lighting | LWS-40HL-AD-EDU | Indoor Luminaires | High-Bay | High-Bay Aisle Luminaires | Standard | FALSE | [9 empty] | 42348 |  |  | No |  | 3.1 | 12325.6 | 112.8 | 109.2 | 16.8 | 0.927 | 4100 | 84
PEC33H5B | Hubbell Lighting | Columbia Lighting | LWS-40HL-AD-EDU | Indoor Luminaires | High-Bay | High-Bay Luminaires for Commercial and Industrial Buildings | Standard | FALSE | [9 empty] | 42348 |  |  | No |  | 3.1 | 12325.6 | 112.8 | 109.2 | 16.8 | 0.927 | 4100 | 84
PJG46XHC | Hubbell Lighting | Columbia Lighting | LWS-40HL-AD-EDU-SFA | Indoor Luminaires | High-Bay | High-Bay Aisle Luminaires | Standard | FALSE | [9 empty] | 42348 |  |  | No |  | 3.1 | 11617 | 106.3 | 109.2 | 16.8 | 0.927 | 4100 | 84
P4VJ58UP | Hubbell Lighting | Columbia Lighting | LWS-40HL-AD-EDU-SFA | Indoor Luminaires | High-Bay | High-Bay Luminaires for Commercial and Industrial Buildings | Standard | FALSE | [9 empty] | 42348 |  |  | No |  | 3.1 | 11617 | 106.3 | 109.2 | 16.8 | 0.927 | 4100 | 84
PHRGJ2BM | Hubbell Lighting | Columbia Lighting | LWS-40HL-AC-EDU-SFA | Indoor Luminaires | High-Bay | High-Bay Aisle Luminaires | Standard | FALSE | [9 empty] | 42348 |  |  | No |  | 3.1 | 11553.1 | 105.7 | 109.2 | 16.8 | 0.927 | 4100 | 84
PCM8EGPG | Hubbell Lighting | Columbia Lighting | LWS-40HL-AC-EDU-SFA | Indoor Luminaires | High-Bay | High-Bay Luminaires for Commercial and Industrial Buildings | Standard | FALSE | [9 empty] | 42348 |  |  | No |  | 3.1 | 11553.1 | 105.7 | 109.2 | 16.8 | 0.927 | 4100 | 84
PRJP5E45 | Hubbell Lighting | Columbia Lighting | LWS-40ML-AC-EDU | Indoor Luminaires | High-Bay | High-Bay Luminaires for Commercial and Industrial Buildings | Standard | FALSE | [9 empty] | 42348 |  |  | No |  | 3.1 | 10939.5 | 126.1 | 86.7 | 16.5 | 0.945 | 4100 | 84
P12DSGKR | Hubbell Lighting | Columbia Lighting | LWS-40ML-AC-EDU | Indoor Luminaires | High-Bay | High-Bay Aisle Luminaires | Standard | FALSE | [9 empty] | 42348 |  |  | No |  | 3.1 | 10939.5 | 126.1 | 86.7 | 16.5 | 0.945 | 4100 | 84
PT9PZCKE | Hubbell Lighting | Columbia Lighting | LWS-40ML-AC-EDU-SFA | Indoor Luminaires | High-Bay | High-Bay Luminaires for Commercial and Industrial Buildings | Standard | FALSE | [9 empty] | 42348 |  |  | No |  | 3.1 | 10148 | 117 | 86.7 | 16.5 | 0.945 | 4100 | 84
PSFEKNCM | Hubbell Lighting | Columbia Lighting | LWS-40ML-AC-EDU-SFA | Indoor Luminaires | High-Bay | High-Bay Aisle Luminaires | Standard | FALSE | [9 empty] | 42348 |  |  | No |  | 3.1 | 10148 | 117 | 86.7 | 16.5 | 0.945 | 4100 | 84
PTSG5P86 | Hubbell Lighting | Columbia Lighting | LWS-40ML-W-EDU | Indoor Luminaires | High-Bay | High-Bay Luminaires for Commercial and Industrial Buildings | Standard | FALSE | [9 empty] | 42348 |  |  | No |  | 3.1 | 11657.2 | 134.4 | 86.7 | 15.34 | 0.945 | 4100 | 84
P7MKH3PC | Hubbell Lighting | Columbia Lighting | LWS-40ML-W-EDU-SFA | Indoor Luminaires | High-Bay | High-Bay Luminaires for Commercial and Industrial Buildings | Standard | FALSE | [9 empty] | 42348 |  |  | No |  | 3.1 | 10987 | 126.7 | 86.7 | 15.34 | 0.945 | 4100 | 84
PBUENY1M | Hubbell Lighting | Columbia Lighting | LWS-40ML-AD-EDU | Indoor Luminaires | High-Bay | High-Bay Aisle Luminaires | Standard | FALSE | [9 empty] | 42348 |  |  | No |  | 3.1 | 10877 | 125.1 | 86.9 | 15.34 | 0.945 | 4100 | 84
P4Z9KRV3 | Hubbell Lighting | Columbia Lighting | LWS-40ML-AD-EDU | Indoor Luminaires | High-Bay | High-Bay Luminaires for Commercial and Industrial Buildings | Standard | FALSE | [9 empty] | 42348 |  |  | No |  | 3.1 | 10877 | 125.1 | 86.9 | 15.34 | 0.945 | 4100 | 84
PSC43VPK | Hubbell Lighting | Columbia Lighting | LWS-40ML-AD-EDU-SFA | Indoor Luminaires | High-Bay | High-Bay Aisle Luminaires | Standard | FALSE | [9 empty] | 42348 |  |  | No |  | 3.1 | 10252 | 118.2 | 86.7 | 15.34 | 0.945 | 4100 | 84
PMUW26N1 | Hubbell Lighting | Columbia Lighting | LWS-40ML-AD-EDU-SFA | Indoor Luminaires | High-Bay | High-Bay Luminaires for Commercial and Industrial Buildings | Standard | FALSE | [9 empty] | 42348 |  |  | No |  | 3.1 | 10252 | 118.2 | 86.7 | 15.34 | 0.945 | 4100 | 84
PRH63792 | Hubbell Lighting | Columbia Lighting | LWS-40XL-W-EDU | Indoor Luminaires | High-Bay | High-Bay Luminaires for Commercial and Industrial Buildings | Standard | FALSE | [9 empty] | 42348 |  |  | No |  | 3.1 | 18710 | 114.1 | 163.9 | 13.6 | 0.961 | 4100 | 83
PP5G9T25 | Hubbell Lighting | Columbia Lighting | LWS-40XL-AC-EDU | Indoor Luminaires | High-Bay | High-Bay Luminaires for Commercial and Industrial Buildings | Standard | FALSE | [9 empty] | 42348 |  |  | No |  | 3.1 | 17255 | 105.5 | 163.4 | 13.6 | 0.961 | 4100 | 83
PE3BNP6G | Hubbell Lighting | Columbia Lighting | LWS-40XL-AC-EDU | Indoor Luminaires | High-Bay | High-Bay Aisle Luminaires | Standard | FALSE | [9 empty] | 42348 |  |  | No |  | 3.1 | 17255 | 105.5 | 163.4 | 13.6 | 0.961 | 4100 | 83
P4KPVYFJ | Hubbell Lighting | Columbia Lighting | LWS-40XL-W-EDU-SFA | Indoor Luminaires | High-Bay | High-Bay Luminaires for Commercial and Industrial Buildings | Standard | FALSE | [9 empty] | 42348 |  |  | No |  | 3.1 | 17244 | 105.4 | 163.5 | 13.6 | 0.961 | 4100 | 83
PCWYTRBC | Hubbell Lighting | Columbia Lighting | LWS-40XL-AD-EDU | Indoor Luminaires | High-Bay | High-Bay Luminaires for Commercial and Industrial Buildings | Standard | FALSE | [9 empty] | 42348 |  |  | No |  | 3.1 | 17070.4 | 104.5 | 163.3 | 13.6 | 0.961 | 4100 | 83
PANEKW1Q | Hubbell Lighting | Columbia Lighting | LWS-40XL-AD-EDU | Indoor Luminaires | High-Bay | High-Bay Aisle Luminaires | Standard | FALSE | [9 empty] | 42348 |  |  | No |  | 3.1 | 17070.4 | 104.5 | 163.3 | 13.6 | 0.961 | 4100 | 83
PCZ4CBZ2 | Hubbell Lighting | Columbia Lighting | LWS-40XL-AD-EDU-SFA | Indoor Luminaires | High-Bay | High-Bay Aisle Luminaires | Standard | FALSE | [9 empty] | 42348 |  |  | No |  | 3.1 | 16089 | 98.5 | 163.3 | 13.6 | 0.961 | 4100 | 83
P91W288W | Hubbell Lighting | Columbia Lighting | LWS-40XL-AD-EDU-SFA | Indoor Luminaires | High-Bay | High-Bay Luminaires for Commercial and Industrial Buildings | Standard | FALSE | [9 empty] | 42348 |  |  | No |  | 3.1 | 16089 | 98.5 | 163.3 | 13.6 | 0.961 | 4100 | 83
PR49P44D | Hubbell Lighting | Columbia Lighting | LWS-40HL-AC-EU-SFA | Indoor Luminaires | High-Bay | High-Bay Aisle Luminaires | Premium | FALSE | [9 empty] | 42348 |  |  | No |  | 3.1 | 12759 | 117.1625 | 108.9 | 4.8 | 0.93 | 4045 | 83
PYWY26GM | Hubbell Lighting | Columbia Lighting | LWS-40HL-AC-EDU-SFA | Indoor Luminaires | High-Bay | High-Bay Luminaires for Commercial and Industrial Buildings | Premium | FALSE | [9 empty] | 42348 |  |  | No |  | 3.1 | 12759 | 117.16 | 108.9 | 4.8 | 0.93 | 4045 | 83
PPK8X8HG | Hubbell Lighting | Columbia Lighting | LWS-40HL-AC-EDU-SFA | Indoor Luminaires | High-Bay | High-Bay Aisle Luminaires | Premium | FALSE | [9 empty] | 42348 |  |  | No |  | 3.1 | 12759 | 117.16 | 108.9 | 4.8 | 0.93 | 4045 | 83
P1TMEBC1 | Hubbell Lighting | Columbia Lighting | LJL22-40HL[G CM]-FSSFA-E480 [Osram Driver] | Indoor Luminaires | High-Bay | Low-Bay Luminaires for Commercial and Industrial Buildings | Standard | FALSE | [9 empty] | 42348 |  |  | NotYetVerified |  | 3 | 7876 | 100.5875 | 78.3 | 17.5 | 0.87 | 3908 | 82.56
PRD9H1F3 | Hubbell Lighting | Columbia Lighting | LJL22-40HL[G CM]-FSSFA-E347 [Osram Driver] | Indoor Luminaires | High-Bay | Low-Bay Luminaires for Commercial and Industrial Buildings | Standard | FALSE | [9 empty] | 42348 |  |  | NotYetVerified |  | 3 | 7876 | 106.8657 | 73.7 | 14.5 | 0.92 | 3908 | 82.56
P3CV6JMQ | Hubbell Lighting | Columbia Lighting | LJL22-40HL[G CM]-FSSFA-E347 [Philips Advance Driver] | Indoor Luminaires | High-Bay | Low-Bay Luminaires for Commercial and Industrial Buildings | Standard | FALSE | [9 empty] | 42348 |  |  | NotYetVerified |  | 3 | 7876 | 106.8657 | 73.7 | 14.5 | 0.92 | 3908 | 82.56
PNN3GBE4 | Hubbell Lighting | Columbia Lighting | LJL22-40HL[G CM]-FSSFA-EU [Philips Advance Driver] | Indoor Luminaires | High-Bay | Low-Bay Luminaires for Commercial and Industrial Buildings | Standard | FALSE | [9 empty] | 42348 |  |  | NotYetVerified |  | 3 | 7876 | 114 | 69.1 | 12.2 | 0.977 | 3908 | 82.56
P2HE17KN | Hubbell Lighting | Columbia Lighting | LJL22-40HL[G CM]-FSSFA-EU [Osram Driver] | Indoor Luminaires | High-Bay | Low-Bay Luminaires for Commercial and Industrial Buildings | Standard | FALSE | [9 empty] | 42348 |  |  | NotYetVerified |  | 3 | 7876 | 114 | 69.1 | 12.2 | 0.977 | 3908 | 82.56
P72GW2KX | Hubbell Lighting | Columbia Lighting | LJL22-40HL[G CM]-FSSFA-ED480 [Osram Driver] | Indoor Luminaires | High-Bay | Low-Bay Luminaires for Commercial and Industrial Buildings | Standard | FALSE | [9 empty] | 42348 |  |  | NotYetVerified |  | 3 | 7876 | 100.5875 | 78.3 | 17.5 | 0.87 | 3908 | 82.56
PTM1CAHT | Hubbell Lighting | Columbia Lighting | LJL22-40HL[G CM]-FSSFA-ED347 [Osram Driver] | Indoor Luminaires | High-Bay | Low-Bay Luminaires for Commercial and Industrial Buildings | Standard | FALSE | [9 empty] | 42348 |  |  | NotYetVerified |  | 3 | 7876 | 106.8657 | 73.7 | 14.5 | 0.92 | 3908 | 82.56
PQZGDBKK | Hubbell Lighting | Columbia Lighting | LJL22-40HL[G CM]-FSSFA-ED347 [Philips Advance Driver] | Indoor Luminaires | High-Bay | Low-Bay Luminaires for Commercial and Industrial Buildings | Standard | FALSE | [9 empty] | 42348 |  |  | NotYetVerified |  | 3 | 7876 | 106.8657 | 73.7 | 14.5 | 0.92 | 3908 | 82.56
PXGDND2V | Hubbell Lighting | Columbia Lighting | LJL22-40HL[G CM]-FSSFA-EDU [Osram Driver] | Indoor Luminaires | High-Bay | Low-Bay Luminaires for Commercial and Industrial Buildings | Standard | FALSE | [9 empty] | 42348 |  |  | NotYetVerified |  | 3 | 7876 | 114 | 69.1 | 12.2 | 0.977 | 3908 | 82.56
P2EH6AV8 | Hubbell Lighting | Columbia Lighting | LJL22-40HL[G CM]-FSSFA-EDU [Philips Advance Driver] | Indoor Luminaires | High-Bay | Low-Bay Luminaires for Commercial and Industrial Buildings | Standard | FALSE | [9 empty] | 42348 |  |  | NotYetVerified |  | 3 | 7876 | 114 | 69.1 | 12.2 | 0.977 | 3908 | 82.56
PS9RFU9R | Hubbell Lighting | Columbia Lighting | LJL22-40VL[G CM]-FSSFA-EU | Indoor Luminaires | High-Bay | High-Bay Luminaires for Commercial and Industrial Buildings | Standard | FALSE | [9 empty] | 42348 |  |  | NotYetVerified |  | 3 | 13969 | 105.2 | 132.8 | 20.7 | 0.925 | 3905 | 82.57
PK185QFF | Hubbell Lighting | Columbia Lighting | LJL22-40VL[G CM]-FSSFA-E480 | Indoor Luminaires | High-Bay | High-Bay Luminaires for Commercial and Industrial Buildings | Standard | FALSE | [9 empty] | 42348 |  |  | NotYetVerified |  | 3 | 13969 | 106.9602 | 130.6 | 15.6 | 0.94 | 3905 | 82.57
PYYNVMQ6 | Hubbell Lighting | Columbia Lighting | LJL22-40VL[G CM]-FSSFA-E347 | Indoor Luminaires | High-Bay | High-Bay Luminaires for Commercial and Industrial Buildings | Standard | FALSE | [9 empty] | 42348 |  |  | NotYetVerified |  | 3 | 13969 | 107.4539 | 130 | 8 | 0.984 | 3905 | 82.57
P4GJW6HE | Hubbell Lighting | Columbia Lighting | LJL22-40VL[G CM]-FSSFA-EDU | Indoor Luminaires | High-Bay | High-Bay Luminaires for Commercial and Industrial Buildings | Standard | FALSE | [9 empty] | 42348 |  |  | NotYetVerified |  | 3 | 13969 | 105.2 | 132.8 | 20.7 | 0.93 | 3905 | 82.57
PEJZX5VU | Hubbell Lighting | Columbia Lighting | LJL22-40VL[G CM]-FSSFA-ED480 | Indoor Luminaires | High-Bay | High-Bay Luminaires for Commercial and Industrial Buildings | Standard | FALSE | [9 empty] | 42348 |  |  | NotYetVerified |  | 3 | 13969 | 106.9602 | 130.6 | 15.6 | 0.94 | 3905 | 82.57
PC4X3FUQ | Hubbell Lighting | Columbia Lighting | LJL22-40VL[G CM]-FSSFA-ED347 | Indoor Luminaires | High-Bay | High-Bay Luminaires for Commercial and Industrial Buildings | Standard | FALSE | [9 empty] | 42348 |  |  | NotYetVerified |  | 3 | 13969 | 107.4539 | 130 | 8 | 0.981 | 3905 | 82.57
P3M13PBS | Hubbell Lighting | Columbia Lighting | LWS-35VL-W-EU | Indoor Luminaires | High-Bay | High-Bay Luminaires for Commercial and Industrial Buildings | Standard | FALSE | [9 empty] | 42348 |  |  | No |  | 3.1 | 16297.7 | 114.3 | 142.5 | 16.8 | 0.927 | 3560 | 84
PHFBS6KS | Hubbell Lighting | Columbia Lighting | LWS-35VL-AC-EU | Indoor Luminaires | High-Bay | High-Bay Luminaires for Commercial and Industrial Buildings | Standard | FALSE | [9 empty] | 42348 |  |  | No |  | 3.1 | 15026.1 | 105.4 | 142.5 | 16.8 | 0.927 | 3560 | 84
PAFXKC1C | Hubbell Lighting | Columbia Lighting | LWS-35VL-AC-EU | Indoor Luminaires | High-Bay | High-Bay Aisle Luminaires | Standard | FALSE | [9 empty] | 42348 |  |  | No |  | 3.1 | 15026.1 | 105.4 | 142.5 | 16.8 | 0.927 | 3560 | 84
PV2VJKFG | Hubbell Lighting | Columbia Lighting | LWS-35VL-W-EU-SFA | Indoor Luminaires | High-Bay | High-Bay Luminaires for Commercial and Industrial Buildings | Standard | FALSE | [9 empty] | 42348 |  |  | No |  | 3.1 | 15020.9 | 105.4 | 142.5 | 16.8 | 0.927 | 3560 | 84
PUYYMG6R | Hubbell Lighting | Columbia Lighting | LWS-35VL-AD-EU | Indoor Luminaires | High-Bay | High-Bay Aisle Luminaires | Standard | FALSE | [9 empty] | 42348 |  |  | No |  | 3.1 | 14870.9 | 104.3 | 142.5 | 16.8 | 0.927 | 3560 | 84
PU76HH15 | Hubbell Lighting | Columbia Lighting | LWS-35VL-AD-EU | Indoor Luminaires | High-Bay | High-Bay Luminaires for Commercial and Industrial Buildings | Standard | FALSE | [9 empty] | 42348 |  |  | No |  | 3.1 | 14870.9 | 104.3 | 142.5 | 16.8 | 0.927 | 3560 | 84
PYP7WM6Z | Hubbell Lighting | Columbia Lighting | LWS-35VL-AD-EU-SFA | Indoor Luminaires | High-Bay | High-Bay Luminaires for Commercial and Industrial Buildings | Standard | FALSE | [9 empty] | 42348 |  |  | No |  | 3.1 | 14016 | 98.3 | 142.5 | 16.8 | 0.927 | 3560 | 84
PRSXD6QR | Hubbell Lighting | Columbia Lighting | LWS-35VL-AD-EU-SFA | Indoor Luminaires | High-Bay | High-Bay Aisle Luminaires | Standard | FALSE | [9 empty] | 42348 |  |  | No |  | 3.1 | 14016 | 98.3 | 142.5 | 16.8 | 0.927 | 3560 | 84
PQC75CNG | Hubbell Lighting | Columbia Lighting | LWS-35VL-AC-EU-SFA | Indoor Luminaires | High-Bay | High-Bay Aisle Luminaires | Standard | FALSE | [9 empty] | 42348 |  |  | No |  | 3.1 | 13938.9 | 97.8 | 142.5 | 16.8 | 0.927 | 3560 | 84
P6BZ5G93 | Hubbell Lighting | Columbia Lighting | LWS-35VL-AC-EU-SFA | Indoor Luminaires | High-Bay | High-Bay Luminaires for Commercial and Industrial Buildings | Standard | FALSE | [9 empty] | 42348 |  |  | No |  | 3.1 | 13938.9 | 97.8 | 142.5 | 16.8 | 0.927 | 3560 | 84
P6GM8BD7 | Hubbell Lighting | Columbia Lighting | LWS-35HL-W-EU | Indoor Luminaires | High-Bay | High-Bay Luminaires for Commercial and Industrial Buildings | Standard | FALSE | [9 empty] | 42348 |  |  | No |  | 3.1 | 12781.8 | 117 | 109.2 | 16.8 | 0.927 | 3560 | 84
PDC2S5Q4 | Hubbell Lighting | Columbia Lighting | LWS-35HL-AC-EU | Indoor Luminaires | High-Bay | High-Bay Luminaires for Commercial and Industrial Buildings | Standard | FALSE | [9 empty] | 42348 |  |  | No |  | 3.1 | 12051.1 | 110.3 | 109.2 | 16.8 | 0.927 | 3560 | 84
PBC46NQF | Hubbell Lighting | Columbia Lighting | LWS-35HL-AC-EU | Indoor Luminaires | High-Bay | High-Bay Aisle Luminaires | Standard | FALSE | [9 empty] | 42348 |  |  | No |  | 3.1 | 12051.1 | 110.3 | 109.2 | 16.8 | 0.927 | 3560 | 84
PXU8G499 | Hubbell Lighting | Columbia Lighting | LWS-35HL-W-EU-SFA | Indoor Luminaires | High-Bay | High-Bay Luminaires for Commercial and Industrial Buildings | Standard | FALSE | [9 empty] | 42348 |  |  | No |  | 3.1 | 12046.9 | 110.3 | 109.2 | 16.8 | 0.927 | 3560 | 84
PX6FUZF2 | Hubbell Lighting | Columbia Lighting | LWS-35HL-AD-EU | Indoor Luminaires | High-Bay | High-Bay Aisle Luminaires | Standard | FALSE | [9 empty] | 42348 |  |  | No |  | 3.1 | 11926.7 | 109.2 | 109.2 | 16.8 | 0.927 | 3560 | 84
PWU6SXM8 | Hubbell Lighting | Columbia Lighting | LWS-35HL-AD-EU | Indoor Luminaires | High-Bay | High-Bay Luminaires for Commercial and Industrial Buildings | Standard | FALSE | [9 empty] | 42348 |  |  | No |  | 3.1 | 11926.7 | 109.2 | 109.2 | 16.8 | 0.927 | 3560 | 84
PRZASBPG | Hubbell Lighting | Columbia Lighting | LWS-35HL-AD-EU-SFA | Indoor Luminaires | High-Bay | High-Bay Luminaires for Commercial and Industrial Buildings | Standard | FALSE | [9 empty] | 42348 |  |  | No |  | 3.1 | 11241 | 102.9 | 109.2 | 16.8 | 0.927 | 3560 | 84
P73X9Z1C | Hubbell Lighting | Columbia Lighting | LWS-35HL-AD-EU-SFA | Indoor Luminaires | High-Bay | High-Bay Aisle Luminaires | Standard | FALSE | [9 empty] | 42348 |  |  | No |  | 3.1 | 11241 | 102.9 | 109.2 | 16.8 | 0.927 | 3560 | 84
PX7B18D2 | Hubbell Lighting | Columbia Lighting | LWS-35HL-AC-EU-SFA | Indoor Luminaires | High-Bay | High-Bay Luminaires for Commercial and Industrial Buildings | Standard | FALSE | [9 empty] | 42348 |  |  | No |  | 3.1 | 11179.1 | 102.3 | 109.2 | 16.8 | 0.927 | 3560 | 84
PP7YCDKK | Hubbell Lighting | Columbia Lighting | LWS-35HL-AC-EU-SFA | Indoor Luminaires | High-Bay | High-Bay Aisle Luminaires | Standard | FALSE | [9 empty] | 42348 |  |  | No |  | 3.1 | 11179.1 | 102.3 | 109.2 | 16.8 | 0.927 | 3560 | 84
PU1THAHS | Hubbell Lighting | Columbia Lighting | LWS-35ML-AD-EU | Indoor Luminaires | High-Bay | High-Bay Aisle Luminaires | Standard | FALSE | [9 empty] | 42348 |  |  | No |  | 3.1 | 10525 | 121.1 | 86.9 | 15.34 | 0.945 | 3560 | 84
P6ASAHKJ | Hubbell Lighting | Columbia Lighting | LWS-35ML-AD-EU | Indoor Luminaires | High-Bay | High-Bay Luminaires for Commercial and Industrial Buildings | Standard | FALSE | [9 empty] | 42348 |  |  | No |  | 3.1 | 10525 | 121.1 | 86.9 | 15.34 | 0.945 | 3560 | 84
PAZKUDUD | Hubbell Lighting | Columbia Lighting | LWS-35XL-W-EU | Indoor Luminaires | High-Bay | High-Bay Luminaires for Commercial and Industrial Buildings | Standard | FALSE | [9 empty] | 42348 |  |  | No |  | 3.1 | 18105 | 110.4 | 163.9 | 13.6 | 0.961 | 3560 | 83
PH312FZP | Hubbell Lighting | Columbia Lighting | LWS-35XL-AC-EU | Indoor Luminaires | High-Bay | High-Bay Aisle Luminaires | Standard | FALSE | [9 empty] | 42348 |  |  | No |  | 3.1 | 16697 | 102.1 | 163.4 | 13.6 | 0.961 | 3560 | 83
P578M1M1 | Hubbell Lighting | Columbia Lighting | LWS-35XL-AC-EU | Indoor Luminaires | High-Bay | High-Bay Luminaires for Commercial and Industrial Buildings | Standard | FALSE | [9 empty] | 42348 |  |  | No |  | 3.1 | 16697 | 102.1 | 163.4 | 13.6 | 0.961 | 3560 | 83
P4WP1MX6 | Hubbell Lighting | Columbia Lighting | LWS-35XL-W-EU-SFA | Indoor Luminaires | High-Bay | High-Bay Luminaires for Commercial and Industrial Buildings | Standard | FALSE | [9 empty] | 42348 |  |  | No |  | 3.1 | 16686 | 102 | 163.5 | 13.6 | 0.961 | 3560 | 83
PW58MVZQ | Hubbell Lighting | Columbia Lighting | LWS-35XL-AD-EU | Indoor Luminaires | High-Bay | High-Bay Luminaires for Commercial and Industrial Buildings | Standard | FALSE | [9 empty] | 42348 |  |  | No |  | 3.1 | 16518.7 | 101.1 | 163.3 | 13.6 | 0.961 | 3560 | 83
PCDJGNHW | Hubbell Lighting | Columbia Lighting | LWS-35XL-AD-EU | Indoor Luminaires | High-Bay | High-Bay Aisle Luminaires | Standard | FALSE | [9 empty] | 42348 |  |  | No |  | 3.1 | 16518.7 | 101.1 | 163.3 | 13.6 | 0.961 | 3560 | 83
PHPSA6ZQ | Hubbell Lighting | Columbia Lighting | LWS-35XL-AD-EU-SFA | Indoor Luminaires | High-Bay | High-Bay Luminaires for Commercial and Industrial Buildings | Standard | FALSE | [9 empty] | 42348 |  |  | No |  | 3.1 | 15569 | 95.3 | 163.3 | 13.6 | 0.961 | 3560 | 83
PADC61VH | Hubbell Lighting | Columbia Lighting | LWS-35XL-AD-EU-SFA | Indoor Luminaires | High-Bay | High-Bay Aisle Luminaires | Standard | FALSE | [9 empty] | 42348 |  |  | No |  | 3.1 | 15569 | 95.3 | 163.3 | 13.6 | 0.961 | 3560 | 83
P11TH94T | Hubbell Lighting | Columbia Lighting | LWS-35VL-W-EDU | Indoor Luminaires | High-Bay | High-Bay Luminaires for Commercial and Industrial Buildings | Standard | FALSE | [9 empty] | 42348 |  |  | No |  | 3.1 | 16297.7 | 114.3 | 142.5 | 16.8 | 0.927 | 3560 | 84
PPDJMNUX | Hubbell Lighting | Columbia Lighting | LWS-35VL-AC-EDU | Indoor Luminaires | High-Bay | High-Bay Aisle Luminaires | Standard | FALSE | [9 empty] | 42348 |  |  | No |  | 3.1 | 15026.1 | 105.4 | 142.5 | 16.8 | 0.927 | 3560 | 84
PG8BUFM8 | Hubbell Lighting | Columbia Lighting | LWS-35VL-AC-EDU | Indoor Luminaires | High-Bay | High-Bay Luminaires for Commercial and Industrial Buildings | Standard | FALSE | [9 empty] | 42348 |  |  | No |  | 3.1 | 15026.1 | 105.4 | 142.5 | 16.8 | 0.927 | 3560 | 84
PJK2931G | Hubbell Lighting | Columbia Lighting | LWS-35VL-W-EDU-SFA | Indoor Luminaires | High-Bay | High-Bay Luminaires for Commercial and Industrial Buildings | Standard | FALSE | [9 empty] | 42348 |  |  | No |  | 3.1 | 15020.9 | 105.4 | 142.5 | 16.8 | 0.927 | 3560 | 84
PWTCQ4ED | Hubbell Lighting | Columbia Lighting | LWS-35VL-AD-EDU | Indoor Luminaires | High-Bay | High-Bay Aisle Luminaires | Standard | FALSE | [9 empty] | 42348 |  |  | No |  | 3.1 | 14870.9 | 104.3 | 142.5 | 16.8 | 0.927 | 3560 | 84
P19NN74W | Hubbell Lighting | Columbia Lighting | LWS-35VL-AD-EDU | Indoor Luminaires | High-Bay | High-Bay Luminaires for Commercial and Industrial Buildings | Standard | FALSE | [9 empty] | 42348 |  |  | No |  | 3.1 | 14870.9 | 104.3 | 142.5 | 16.8 | 0.927 | 3560 | 84
PHEHA9VF | Hubbell Lighting | Columbia Lighting | LWS-35VL-AD-EDU-SFA | Indoor Luminaires | High-Bay | High-Bay Luminaires for Commercial and Industrial Buildings | Standard | FALSE | [9 empty] | 42348 |  |  | No |  | 3.1 | 14016 | 98.3 | 142.5 | 16.8 | 0.927 | 3560 | 84
P8TBS5M4 | Hubbell Lighting | Columbia Lighting | LWS-35VL-AD-EDU-SFA | Indoor Luminaires | High-Bay | High-Bay Aisle Luminaires | Standard | FALSE | [9 empty] | 42348 |  |  | No |  | 3.1 | 14016 | 98.3 | 142.5 | 16.8 | 0.927 | 3560 | 84
PU7T5FJ4 | Hubbell Lighting | Columbia Lighting | LWS-35VL-AC-EDU-SFA | Indoor Luminaires | High-Bay | High-Bay Aisle Luminaires | Standard | FALSE | [9 empty] | 42348 |  |  | No |  | 3.1 | 13938.9 | 97.8 | 142.5 | 16.8 | 0.927 | 3560 | 84
P95UQ3MG | Hubbell Lighting | Columbia Lighting | LWS-35VL-AC-EDU-SFA | Indoor Luminaires | High-Bay | High-Bay Luminaires for Commercial and Industrial Buildings | Standard | FALSE | [9 empty] | 42348 |  |  | No |  | 3.1 | 13938.9 | 97.8 | 142.5 | 16.8 | 0.927 | 3560 | 84
PBPYK16W | Hubbell Lighting | Columbia Lighting | LWS-35HL-W-EDU | Indoor Luminaires | High-Bay | High-Bay Luminaires for Commercial and Industrial Buildings | Standard | FALSE | [9 empty] | 42348 |  |  | No |  | 3.1 | 12781.8 | 117 | 109.2 | 16.8 | 0.927 | 3560 | 84
PZG6KFSZ | Hubbell Lighting | Columbia Lighting | LWS-35HL-AC-EDU | Indoor Luminaires | High-Bay | High-Bay Aisle Luminaires | Standard | FALSE | [9 empty] | 42348 |  |  | No |  | 3.1 | 12051.1 | 110.3 | 109.2 | 16.8 | 0.927 | 3560 | 84
PSJ3WQ2N | Hubbell Lighting | Columbia Lighting | LWS-35HL-AC-EDU | Indoor Luminaires | High-Bay | High-Bay Luminaires for Commercial and Industrial Buildings | Standard | FALSE | [9 empty] | 42348 |  |  | No |  | 3.1 | 12051.1 | 110.3 | 109.2 | 16.8 | 0.927 | 3560 | 84
PG2D535K | Hubbell Lighting | Columbia Lighting | LWS-35HL-W-EDU-SFA | Indoor Luminaires | High-Bay | High-Bay Luminaires for Commercial and Industrial Buildings | Standard | FALSE | [9 empty] | 42348 |  |  | No |  | 3.1 | 12046.9 | 110.3 | 109.2 | 16.8 | 0.927 | 3560 | 84
PXA77HKQ | Hubbell Lighting | Columbia Lighting | LWS-35HL-AD-EDU | Indoor Luminaires | High-Bay | High-Bay Aisle Luminaires | Standard | FALSE | [9 empty] | 42348 |  |  | No |  | 3.1 | 11926.7 | 109.2 | 109.2 | 16.8 | 0.927 | 3560 | 84
P9R6DFMH | Hubbell Lighting | Columbia Lighting | LWS-35HL-AD-EDU | Indoor Luminaires | High-Bay | High-Bay Luminaires for Commercial and Industrial Buildings | Standard | FALSE | [9 empty] | 42348 |  |  | No |  | 3.1 | 11926.7 | 109.2 | 109.2 | 16.8 | 0.927 | 3560 | 84
PA9ZSZMV | Hubbell Lighting | Columbia Lighting | LWS-35HL-AD-EDU-SFA | Indoor Luminaires | High-Bay | High-Bay Aisle Luminaires | Standard | FALSE | [9 empty] | 42348 |  |  | No |  | 3.1 | 11241 | 102.9 | 109.2 | 16.8 | 0.927 | 3560 | 84
P2XSAVR6 | Hubbell Lighting | Columbia Lighting | LWS-35HL-AD-EDU-SFA | Indoor Luminaires | High-Bay | High-Bay Luminaires for Commercial and Industrial Buildings | Standard | FALSE | [9 empty] | 42348 |  |  | No |  | 3.1 | 11241 | 102.9 | 109.2 | 16.8 | 0.927 | 3560 | 84
PJ2RKQEC | Hubbell Lighting | Columbia Lighting | LWS-35HL-AC-EDU-SFA | Indoor Luminaires | High-Bay | High-Bay Aisle Luminaires | Standard | FALSE | [9 empty] | 42348 |  |  | No |  | 3.1 | 11179.1 | 102.3 | 109.2 | 16.8 | 0.927 | 3560 | 84
P89YW9Q6 | Hubbell Lighting | Columbia Lighting | LWS-35HL-AC-EDU-SFA | Indoor Luminaires | High-Bay | High-Bay Luminaires for Commercial and Industrial Buildings | Standard | FALSE | [9 empty] | 42348 |  |  | No |  | 3.1 | 11179.1 | 102.3 | 109.2 | 16.8 | 0.927 | 3560 | 84
PZYZZBXT | Hubbell Lighting | Columbia Lighting | LWS-35ML-AD-EDU | Indoor Luminaires | High-Bay | High-Bay Luminaires for Commercial and Industrial Buildings | Standard | FALSE | [9 empty] | 42348 |  |  | No |  | 3.1 | 10525 | 121.1 | 86.9 | 15.34 | 0.945 | 3560 | 84
P9S6H1KW | Hubbell Lighting | Columbia Lighting | LWS-35ML-AD-EDU | Indoor Luminaires | High-Bay | High-Bay Aisle Luminaires | Standard | FALSE | [9 empty] | 42348 |  |  | No |  | 3.1 | 10525 | 121.1 | 86.9 | 15.34 | 0.945 | 3560 | 84
PF1QNH5U | Hubbell Lighting | Columbia Lighting | LWS-35XL-W-EDU | Indoor Luminaires | High-Bay | High-Bay Luminaires for Commercial and Industrial Buildings | Standard | FALSE | [9 empty] | 42348 |  |  | No |  | 3.1 | 18105 | 110.4 | 163.9 | 13.6 | 0.961 | 3560 | 83
PJHG28ZU | Hubbell Lighting | Columbia Lighting | LWS-35XL-AC-EDU | Indoor Luminaires | High-Bay | High-Bay Luminaires for Commercial and Industrial Buildings | Standard | FALSE | [9 empty] | 42348 |  |  | No |  | 3.1 | 16697 | 102.1 | 163.4 | 13.6 | 0.961 | 3560 | 83
PCQ7UEJ6 | Hubbell Lighting | Columbia Lighting | LWS-35XL-AC-EDU | Indoor Luminaires | High-Bay | High-Bay Aisle Luminaires | Standard | FALSE | [9 empty] | 42348 |  |  | No |  | 3.1 | 16697 | 102.1 | 163.4 | 13.6 | 0.961 | 3560 | 83
PT36KAE2 | Hubbell Lighting | Columbia Lighting | LWS-35XL-W-EDU-SFA | Indoor Luminaires | High-Bay | High-Bay Luminaires for Commercial and Industrial Buildings | Standard | FALSE | [9 empty] | 42348 |  |  | No |  | 3.1 | 16686 | 102 | 163.5 | 13.6 | 0.961 | 3560 | 83
PGSPKAMU | Hubbell Lighting | Columbia Lighting | LWS-35XL-AD-EDU | Indoor Luminaires | High-Bay | High-Bay Luminaires for Commercial and Industrial Buildings | Standard | FALSE | [9 empty] | 42348 |  |  | No |  | 3.1 | 16518.7 | 101.1 | 163.3 | 13.6 | 0.961 | 3560 | 83
PCWJ7YZG | Hubbell Lighting | Columbia Lighting | LWS-35XL-AD-EDU | Indoor Luminaires | High-Bay | High-Bay Aisle Luminaires | Standard | FALSE | [9 empty] | 42348 |  |  | No |  | 3.1 | 16518.7 | 101.1 | 163.3 | 13.6 | 0.961 | 3560 | 83
PH6EXUBZ | Hubbell Lighting | Columbia Lighting | LWS-35XL-AD-EDU-SFA | Indoor Luminaires | High-Bay | High-Bay Aisle Luminaires | Standard | FALSE | [9 empty] | 42348 |  |  | No |  | 3.1 | 15569 | 95.3 | 163.3 | 13.6 | 0.961 | 3560 | 83
PEAPUNB8 | Hubbell Lighting | Columbia Lighting | LWS-35XL-AD-EDU-SFA | Indoor Luminaires | High-Bay | High-Bay Luminaires for Commercial and Industrial Buildings | Standard | FALSE | [9 empty] | 42348 |  |  | No |  | 3.1 | 15569 | 95.3 | 163.3 | 13.6 | 0.961 | 3560 | 83
PU18H2CW | Hubbell Lighting | Columbia Lighting | LWS-35XL-AC-EU-SFA | Indoor Luminaires | High-Bay | High-Bay Luminaires for Commercial and Industrial Buildings | Standard | FALSE | [9 empty] | 42348 |  |  | No |  | 3.1 | 15486 | 94.9 | 163.1 | 12.67 | 0.963 | 3510 | 87
PSKA6SGT | Hubbell Lighting | Columbia Lighting | LWS-35XL-AC-EU-SFA | Indoor Luminaires | High-Bay | High-Bay Aisle Luminaires | Standard | FALSE | [9 empty] | 42348 |  |  | No |  | 3.1 | 15486 | 94.9 | 163.1 | 12.67 | 0.963 | 3510 | 87
PA8C8VTS | Hubbell Lighting | Columbia Lighting | LWS-35ML-AC-EU | Indoor Luminaires | High-Bay | High-Bay Aisle Luminaires | Standard | FALSE | [9 empty] | 42348 |  |  | No |  | 3.1 | 10585.9 | 122 | 86.7 | 16.5 | 0.945 | 3510 | 84
P84DG4AQ | Hubbell Lighting | Columbia Lighting | LWS-35ML-AC-EU | Indoor Luminaires | High-Bay | High-Bay Luminaires for Commercial and Industrial Buildings | Standard | FALSE | [9 empty] | 42348 |  |  | No |  | 3.1 | 10585.9 | 122 | 86.7 | 16.5 | 0.945 | 3510 | 84
PS2ZXWWZ | Hubbell Lighting | Columbia Lighting | LWS-35ML-AC-EU-SFA | Indoor Luminaires | High-Bay | High-Bay Aisle Luminaires | Standard | FALSE | [9 empty] | 42348 |  |  | No |  | 3.1 | 9820 | 113.2 | 86.7 | 16.5 | 0.945 | 3510 | 84
PNVSYR5W | Hubbell Lighting | Columbia Lighting | LWS-35ML-AC-EU-SFA | Indoor Luminaires | High-Bay | High-Bay Luminaires for Commercial and Industrial Buildings | Standard | FALSE | [9 empty] | 42348 |  |  | No |  | 3.1 | 9820 | 113.2 | 86.7 | 16.5 | 0.945 | 3510 | 84
P8DFMWXD | Hubbell Lighting | Columbia Lighting | LWS-35ML-W-EU | Indoor Luminaires | High-Bay | High-Bay Luminaires for Commercial and Industrial Buildings | Standard | FALSE | [9 empty] | 42348 |  |  | No |  | 3.1 | 11279.7 | 130.1 | 86.7 | 15.34 | 0.945 | 3510 | 84
PB3JR1FH | Hubbell Lighting | Columbia Lighting | LWS-35ML-W-EU-SFA | Indoor Luminaires | High-Bay | High-Bay Luminaires for Commercial and Industrial Buildings | Standard | FALSE | [9 empty] | 42348 |  |  | No |  | 3.1 | 10631.2 | 122.6 | 86.7 | 15.34 | 0.945 | 3510 | 84
PG9HBUFG | Hubbell Lighting | Columbia Lighting | LWS-35ML-AD-EU-SFA | Indoor Luminaires | High-Bay | High-Bay Luminaires for Commercial and Industrial Buildings | Standard | FALSE | [9 empty] | 42348 |  |  | No |  | 3.1 | 9920 | 114.4 | 86.7 | 15.34 | 0.945 | 3510 | 84
P361NE31 | Hubbell Lighting | Columbia Lighting | LWS-35ML-AD-EU-SFA | Indoor Luminaires | High-Bay | High-Bay Aisle Luminaires | Standard | FALSE | [9 empty] | 42348 |  |  | No |  | 3.1 | 9920 | 114.4 | 86.7 | 15.34 | 0.945 | 3510 | 84
P9Q5PVU2 | Hubbell Lighting | Columbia Lighting | LWS-35XL-AC-EDU-SFA | Indoor Luminaires | High-Bay | High-Bay Luminaires for Commercial and Industrial Buildings | Standard | FALSE | [9 empty] | 42348 |  |  | No |  | 3.1 | 15486 | 94.9 | 163.1 | 12.67 | 0.963 | 3510 | 87
P6WSZDX6 | Hubbell Lighting | Columbia Lighting | LWS-35XL-AC-EDU-SFA | Indoor Luminaires | High-Bay | High-Bay Aisle Luminaires | Standard | FALSE | [9 empty] | 42348 |  |  | No |  | 3.1 | 15486 | 94.9 | 163.1 | 12.67 | 0.963 | 3510 | 87
PK6DKR4B | Hubbell Lighting | Columbia Lighting | LWS-35ML-AC-EDU | Indoor Luminaires | High-Bay | High-Bay Aisle Luminaires | Standard | FALSE | [9 empty] | 42348 |  |  | No |  | 3.1 | 10585.9 | 122 | 86.7 | 16.5 | 0.945 | 3510 | 84
P5VADN66 | Hubbell Lighting | Columbia Lighting | LWS-35ML-AC-EDU | Indoor Luminaires | High-Bay | High-Bay Luminaires for Commercial and Industrial Buildings | Standard | FALSE | [9 empty] | 42348 |  |  | No |  | 3.1 | 10585.9 | 122 | 86.7 | 16.5 | 0.945 | 3510 | 84
PSNW2ZG8 | Hubbell Lighting | Columbia Lighting | LWS-35ML-AC-EDU-SFA | Indoor Luminaires | High-Bay | High-Bay Aisle Luminaires | Standard | FALSE | [9 empty] | 42348 |  |  | No |  | 3.1 | 9820 | 113.2 | 86.7 | 16.5 | 0.945 | 3510 | 84
PRVQW45R | Hubbell Lighting | Columbia Lighting | LWS-35ML-AC-EDU-SFA | Indoor Luminaires | High-Bay | High-Bay Luminaires for Commercial and Industrial Buildings | Standard | FALSE | [9 empty] | 42348 |  |  | No |  | 3.1 | 9820 | 113.2 | 86.7 | 16.5 | 0.945 | 3510 | 84
PUDKK75D | Hubbell Lighting | Columbia Lighting | LWS-35ML-W-EDU | Indoor Luminaires | High-Bay | High-Bay Luminaires for Commercial and Industrial Buildings | Standard | FALSE | [9 empty] | 42348 |  |  | No |  | 3.1 | 11279.7 | 130.1 | 86.7 | 15.34 | 0.945 | 3510 | 84
P1BR5SQ7 | Hubbell Lighting | Columbia Lighting | LWS-35ML-W-EDU-SFA | Indoor Luminaires | High-Bay | High-Bay Luminaires for Commercial and Industrial Buildings | Standard | FALSE | [9 empty] | 42348 |  |  | No |  | 3.1 | 10631.2 | 122.6 | 86.7 | 15.34 | 0.945 | 3510 | 84
PK529MVM | Hubbell Lighting | Columbia Lighting | LWS-35ML-AD-EDU-SFA | Indoor Luminaires | High-Bay | High-Bay Luminaires for Commercial and Industrial Buildings | Standard | FALSE | [9 empty] | 42348 |  |  | No |  | 3.1 | 9920 | 114.4 | 86.7 | 15.34 | 0.945 | 3510 | 84
P7VX16CG | Hubbell Lighting | Columbia Lighting | LWS-35ML-AD-EDU-SFA | Indoor Luminaires | High-Bay | High-Bay Aisle Luminaires | Standard | FALSE | [9 empty] | 42348 |  |  | No |  | 3.1 | 9920 | 114.4 | 86.7 | 15.34 | 0.945 | 3510 | 84
PMS1ZX93 | Hubbell Lighting | Columbia Lighting | LJL22-35VL[G CM]-FSSFA-E480 | Indoor Luminaires | High-Bay | High-Bay Luminaires for Commercial and Industrial Buildings | Standard | FALSE | [9 empty] | 42348 |  |  | NotYetVerified |  | 3 | 13287 | 101.7381 | 130.6 | 15.6 | 0.94 | 3402 | 83.28
PEV4JSXC | Hubbell Lighting | Columbia Lighting | LJL22-35VL[G CM]-FSSFA-E347 | Indoor Luminaires | High-Bay | High-Bay Luminaires for Commercial and Industrial Buildings | Standard | FALSE | [9 empty] | 42348 |  |  | NotYetVerified |  | 3 | 13287 | 102.2077 | 130 | 8 | 0.984 | 3402 | 83.28
P26HQRAQ | Hubbell Lighting | Columbia Lighting | LJL22-35VL[G CM]-FSSFA-EDU | Indoor Luminaires | High-Bay | High-Bay Luminaires for Commercial and Industrial Buildings | Standard | FALSE | [9 empty] | 42348 |  |  | NotYetVerified |  | 3 | 13287 | 100.6 | 132.1 | 21 | 0.926 | 3402 | 83.28
P5CEB2Z6 | Hubbell Lighting | Columbia Lighting | LJL22-35VL[G CM]-FSSFA-ED480 | Indoor Luminaires | High-Bay | High-Bay Luminaires for Commercial and Industrial Buildings | Standard | FALSE | [9 empty] | 42348 |  |  | NotYetVerified |  | 3 | 13287 | 101.7381 | 130.6 | 15.6 | 0.94 | 3402 | 83.28
PCVAZFAT | Hubbell Lighting | Columbia Lighting | LJL22-35VL[G CM]-FSSFA-ED347 | Indoor Luminaires | High-Bay | High-Bay Luminaires for Commercial and Industrial Buildings | Standard | FALSE | [9 empty] | 42348 |  |  | NotYetVerified |  | 3 | 13287 | 102.2077 | 130 | 8 | 0.981 | 3402 | 83.28
PV9HAZME | Hubbell Lighting | Columbia Lighting | LJL22-35HL[G CM]-FSSFA-E480 [Osram Driver] | Indoor Luminaires | High-Bay | Low-Bay Luminaires for Commercial and Industrial Buildings | Standard | FALSE | [9 empty] | 42348 |  |  | NotYetVerified |  | 3 | 7749 | 98.9655 | 78.3 | 17.5 | 0.87 | 3396 | 83.53
PEW16S7X | Hubbell Lighting | Columbia Lighting | LJL22-35HL[G CM]-FSSFA-E347 [Philips Advance Driver] | Indoor Luminaires | High-Bay | Low-Bay Luminaires for Commercial and Industrial Buildings | Standard | FALSE | [9 empty] | 42348 |  |  | NotYetVerified |  | 3 | 7749 | 105.1425 | 73.7 | 14.5 | 0.92 | 3396 | 83.53
P1DUK2D6 | Hubbell Lighting | Columbia Lighting | LJL22-35HL[G CM]-FSSFA-E347 [Osram Driver] | Indoor Luminaires | High-Bay | Low-Bay Luminaires for Commercial and Industrial Buildings | Standard | FALSE | [9 empty] | 42348 |  |  | NotYetVerified |  | 3 | 7749 | 105.1425 | 73.7 | 14.5 | 0.92 | 3396 | 83.53
PJV45FWU | Hubbell Lighting | Columbia Lighting | LJL22-35HL[G CM]-FSSFA-EU [Philips Advance Driver] | Indoor Luminaires | High-Bay | Low-Bay Luminaires for Commercial and Industrial Buildings | Standard | FALSE | [9 empty] | 42348 |  |  | NotYetVerified |  | 3 | 7749 | 112.5 | 68.9 | 11.83 | 0.977 | 3396 | 83.53
PCYQ15WM | Hubbell Lighting | Columbia Lighting | LJL22-35HL[G CM]-FSSFA-EU [Osram Driver] | Indoor Luminaires | High-Bay | Low-Bay Luminaires for Commercial and Industrial Buildings | Standard | FALSE | [9 empty] | 42348 |  |  | NotYetVerified |  | 3 | 7749 | 112.5 | 68.9 | 11.83 | 0.977 | 3396 | 83.53
PAYWJRBW | Hubbell Lighting | Columbia Lighting | LJL22-35HL[G CM]-FSSFA-ED480 [Osram Driver] | Indoor Luminaires | High-Bay | Low-Bay Luminaires for Commercial and Industrial Buildings | Standard | FALSE | [9 empty] | 42348 |  |  | NotYetVerified |  | 3 | 7749 | 98.9655 | 78.3 | 17.5 | 0.87 | 3396 | 83.53
PTB55AJJ | Hubbell Lighting | Columbia Lighting | LJL22-35HL[G CM]-FSSFA-ED347 [Osram Driver] | Indoor Luminaires | High-Bay | Low-Bay Luminaires for Commercial and Industrial Buildings | Standard | FALSE | [9 empty] | 42348 |  |  | NotYetVerified |  | 3 | 7749 | 105.1425 | 73.7 | 14.5 | 0.92 | 3396 | 83.53
P4MECX1A | Hubbell Lighting | Columbia Lighting | LJL22-35HL[G CM]-FSSFA-ED347 [Philips Advance Driver] | Indoor Luminaires | High-Bay | Low-Bay Luminaires for Commercial and Industrial Buildings | Standard | FALSE | [9 empty] | 42348 |  |  | NotYetVerified |  | 3 | 7749 | 105.1425 | 73.7 | 14.5 | 0.92 | 3396 | 83.53
PWQ4QNZ3 | Hubbell Lighting | Columbia Lighting | LJL22-35HL[G CM]-FSSFA-EDU [Osram Driver] | Indoor Luminaires | High-Bay | Low-Bay Luminaires for Commercial and Industrial Buildings | Standard | FALSE | [9 empty] | 42348 |  |  | NotYetVerified |  | 3 | 7749 | 112.5 | 68.9 | 11.83 | 0.977 | 3396 | 83.53
PPUFM3YH | Hubbell Lighting | Columbia Lighting | LJL22-35HL[G CM]-FSSFA-EDU [Philips Advance Driver] | Indoor Luminaires | High-Bay | Low-Bay Luminaires for Commercial and Industrial Buildings | Standard | FALSE | [9 empty] | 42348 |  |  | NotYetVerified |  | 3 | 7749 | 112.5 | 68.9 | 11.83 | 0.977 | 3396 | 83.53
PMUTCHY7 | Hubbell Lighting | Columbia Lighting | LWS-30ML-AD-EU | Indoor Luminaires | High-Bay | High-Bay Luminaires for Commercial and Industrial Buildings | Standard | FALSE | [9 empty] | 42348 |  |  | No |  | 3.1 | 10350 | 119.1 | 86.9 | 15.34 | 0.945 | 3119 | 84
P2RRX7TW | Hubbell Lighting | Columbia Lighting | LWS-30ML-AD-EU | Indoor Luminaires | High-Bay | High-Bay Aisle Luminaires | Standard | FALSE | [9 empty] | 42348 |  |  | No |  | 3.1 | 10350 | 119.1 | 86.9 | 15.34 | 0.945 | 3119 | 84
PHV34WVX | Hubbell Lighting | Columbia Lighting | LWS-30XL-W-EU | Indoor Luminaires | High-Bay | High-Bay Luminaires for Commercial and Industrial Buildings | Standard | FALSE | [9 empty] | 42348 |  |  | No |  | 3.1 | 17803 | 108.6 | 163.9 | 13.6 | 0.961 | 3119 | 83
PHA4P4PP | Hubbell Lighting | Columbia Lighting | LWS-30XL-AC-EU | Indoor Luminaires | High-Bay | High-Bay Aisle Luminaires | Standard | FALSE | [9 empty] | 42348 |  |  | No |  | 3.1 | 16418 | 100.4 | 163.4 | 13.6 | 0.961 | 3119 | 83
P2Y3MQPJ | Hubbell Lighting | Columbia Lighting | LWS-30XL-AC-EU | Indoor Luminaires | High-Bay | High-Bay Luminaires for Commercial and Industrial Buildings | Standard | FALSE | [9 empty] | 42348 |  |  | No |  | 3.1 | 16418 | 100.4 | 163.4 | 13.6 | 0.961 | 3119 | 83
PP38CTZC | Hubbell Lighting | Columbia Lighting | LWS-30XL-W-EU-SFA | Indoor Luminaires | High-Bay | High-Bay Luminaires for Commercial and Industrial Buildings | Standard | FALSE | [9 empty] | 42348 |  |  | No |  | 3.1 | 16408 | 100.3 | 163.5 | 13.6 | 0.961 | 3119 | 83
P9259W4J | Hubbell Lighting | Columbia Lighting | LWS-30XL-AD-EU | Indoor Luminaires | High-Bay | High-Bay Luminaires for Commercial and Industrial Buildings | Standard | FALSE | [9 empty] | 42348 |  |  | No |  | 3.1 | 16242.8 | 99.4 | 163.3 | 13.6 | 0.961 | 3119 | 83
P3RRE7SQ | Hubbell Lighting | Columbia Lighting | LWS-30XL-AD-EU | Indoor Luminaires | High-Bay | High-Bay Aisle Luminaires | Standard | FALSE | [9 empty] | 42348 |  |  | No |  | 3.1 | 16242.8 | 99.4 | 163.3 | 13.6 | 0.961 | 3119 | 83
PHKEMG23 | Hubbell Lighting | Columbia Lighting | LWS-30XL-AD-EU-SFA | Indoor Luminaires | High-Bay | High-Bay Aisle Luminaires | Standard | FALSE | [9 empty] | 42348 |  |  | No |  | 3.1 | 15309 | 93.7 | 163.3 | 13.6 | 0.961 | 3119 | 83
P9AGWQGD | Hubbell Lighting | Columbia Lighting | LWS-30XL-AD-EU-SFA | Indoor Luminaires | High-Bay | High-Bay Luminaires for Commercial and Industrial Buildings | Standard | FALSE | [9 empty] | 42348 |  |  | No |  | 3.1 | 15309 | 93.7 | 163.3 | 13.6 | 0.961 | 3119 | 83
PYQ8D1X7 | Hubbell Lighting | Columbia Lighting | LWS-30ML-AD-EDU | Indoor Luminaires | High-Bay | High-Bay Luminaires for Commercial and Industrial Buildings | Standard | FALSE | [9 empty] | 42348 |  |  | No |  | 3.1 | 10350 | 119.1 | 86.9 | 15.34 | 0.945 | 3119 | 84
PHDXBSTK | Hubbell Lighting | Columbia Lighting | LWS-30ML-AD-EDU | Indoor Luminaires | High-Bay | High-Bay Aisle Luminaires | Standard | FALSE | [9 empty] | 42348 |  |  | No |  | 3.1 | 10350 | 119.1 | 86.9 | 15.34 | 0.945 | 3119 | 84
PYHU4S8S | Hubbell Lighting | Columbia Lighting | LWS-30XL-W-EDU | Indoor Luminaires | High-Bay | High-Bay Luminaires for Commercial and Industrial Buildings | Standard | FALSE | [9 empty] | 42348 |  |  | No |  | 3.1 | 17803 | 108.6 | 163.9 | 13.6 | 0.961 | 3119 | 83
PXJAH8YF | Hubbell Lighting | Columbia Lighting | LWS-30XL-AC-EDU | Indoor Luminaires | High-Bay | High-Bay Aisle Luminaires | Standard | FALSE | [9 empty] | 42348 |  |  | No |  | 3.1 | 16418 | 100.4 | 163.4 | 13.6 | 0.961 | 3119 | 83
P8B841CQ | Hubbell Lighting | Columbia Lighting | LWS-30XL-AC-EDU | Indoor Luminaires | High-Bay | High-Bay Luminaires for Commercial and Industrial Buildings | Standard | FALSE | [9 empty] | 42348 |  |  | No |  | 3.1 | 16418 | 100.4 | 163.4 | 13.6 | 0.961 | 3119 | 83
P8YUWE45 | Hubbell Lighting | Columbia Lighting | LWS-30XL-W-EDU-SFA | Indoor Luminaires | High-Bay | High-Bay Luminaires for Commercial and Industrial Buildings | Standard | FALSE | [9 empty] | 42348 |  |  | No |  | 3.1 | 16408 | 100.3 | 163.5 | 13.6 | 0.961 | 3119 | 83
PRPM8NN3 | Hubbell Lighting | Columbia Lighting | LWS-30XL-AD-EDU | Indoor Luminaires | High-Bay | High-Bay Aisle Luminaires | Standard | FALSE | [9 empty] | 42348 |  |  | No |  | 3.1 | 16242.8 | 99.4 | 163.3 | 13.6 | 0.961 | 3119 | 83
P765EJD2 | Hubbell Lighting | Columbia Lighting | LWS-30XL-AD-EDU | Indoor Luminaires | High-Bay | High-Bay Luminaires for Commercial and Industrial Buildings | Standard | FALSE | [9 empty] | 42348 |  |  | No |  | 3.1 | 16242.8 | 99.4 | 163.3 | 13.6 | 0.961 | 3119 | 83
PYMZ1Q9J | Hubbell Lighting | Columbia Lighting | LWS-30XL-AD-EDU-SFA | Indoor Luminaires | High-Bay | High-Bay Luminaires for Commercial and Industrial Buildings | Standard | FALSE | [9 empty] | 42348 |  |  | No |  | 3.1 | 15309 | 93.7 | 163.3 | 13.6 | 0.961 | 3119 | 83
PFCD43A1 | Hubbell Lighting | Columbia Lighting | LWS-30XL-AD-EDU-SFA | Indoor Luminaires | High-Bay | High-Bay Aisle Luminaires | Standard | FALSE | [9 empty] | 42348 |  |  | No |  | 3.1 | 15309 | 93.7 | 163.3 | 13.6 | 0.961 | 3119 | 83
P3A6PREG | Hubbell Lighting | Columbia Lighting | LWS-30XL-AC-EU-SFA | Indoor Luminaires | High-Bay | High-Bay Aisle Luminaires | Standard | FALSE | [9 empty] | 42348 |  |  | No |  | 3.1 | 15228 | 93.3 | 163.1 | 12.67 | 0.963 | 3098 | 87
PDX73S73 | Hubbell Lighting | Columbia Lighting | LWS-30VL-W-EU | Indoor Luminaires | High-Bay | High-Bay Luminaires for Commercial and Industrial Buildings | Standard | FALSE | [9 empty] | 42348 |  |  | No |  | 3.1 | 16025.6 | 112.4 | 142.5 | 16.8 | 0.927 | 3098 | 84
PKB4V6WA | Hubbell Lighting | Columbia Lighting | LWS-30VL-AC-EU | Indoor Luminaires | High-Bay | High-Bay Luminaires for Commercial and Industrial Buildings | Standard | FALSE | [9 empty] | 42348 |  |  | No |  | 3.1 | 14775.2 | 103.6 | 142.5 | 16.8 | 0.927 | 3098 | 84
PK33B5DF | Hubbell Lighting | Columbia Lighting | LWS-30VL-AC-EU | Indoor Luminaires | High-Bay | High-Bay Aisle Luminaires | Standard | FALSE | [9 empty] | 42348 |  |  | No |  | 3.1 | 14775.2 | 103.6 | 142.5 | 16.8 | 0.927 | 3098 | 84
PXT3C3BV | Hubbell Lighting | Columbia Lighting | LWS-30VL-W-EU-SFA | Indoor Luminaires | High-Bay | High-Bay Luminaires for Commercial and Industrial Buildings | Standard | FALSE | [9 empty] | 42348 |  |  | No |  | 3.1 | 14770.1 | 103.6 | 142.5 | 16.8 | 0.927 | 3098 | 84
PPQP54RK | Hubbell Lighting | Columbia Lighting | LWS-30VL-AD-EU | Indoor Luminaires | High-Bay | High-Bay Aisle Luminaires | Standard | FALSE | [9 empty] | 42348 |  |  | No |  | 3.1 | 14622.7 | 102.6 | 142.5 | 16.8 | 0.927 | 3098 | 84
P4Z623PP | Hubbell Lighting | Columbia Lighting | LWS-30VL-AD-EU | Indoor Luminaires | High-Bay | High-Bay Luminaires for Commercial and Industrial Buildings | Standard | FALSE | [9 empty] | 42348 |  |  | No |  | 3.1 | 14622.7 | 102.6 | 142.5 | 16.8 | 0.927 | 3098 | 84
PEAGRHSJ | Hubbell Lighting | Columbia Lighting | LWS-30VL-AD-EU-SFA | Indoor Luminaires | High-Bay | High-Bay Aisle Luminaires | Standard | FALSE | [9 empty] | 42348 |  |  | No |  | 3.1 | 13782 | 96.7 | 142.5 | 16.8 | 0.927 | 3098 | 84
P2QM3URK | Hubbell Lighting | Columbia Lighting | LWS-30VL-AD-EU-SFA | Indoor Luminaires | High-Bay | High-Bay Luminaires for Commercial and Industrial Buildings | Standard | FALSE | [9 empty] | 42348 |  |  | No |  | 3.1 | 13782 | 96.7 | 142.5 | 16.8 | 0.927 | 3098 | 84
PJGU2U93 | Hubbell Lighting | Columbia Lighting | LWS-30VL-AC-EU-SFA | Indoor Luminaires | High-Bay | High-Bay Aisle Luminaires | Standard | FALSE | [9 empty] | 42348 |  |  | No |  | 3.1 | 13706.1 | 96.1 | 142.5 | 16.8 | 0.927 | 3098 | 84
PHA4CUWU | Hubbell Lighting | Columbia Lighting | LWS-30VL-AC-EU-SFA | Indoor Luminaires | High-Bay | High-Bay Luminaires for Commercial and Industrial Buildings | Standard | FALSE | [9 empty] | 42348 |  |  | No |  | 3.1 | 13706.1 | 96.1 | 142.5 | 16.8 | 0.927 | 3098 | 84
PZC6WWEG | Hubbell Lighting | Columbia Lighting | LWS-30HL-W-EU | Indoor Luminaires | High-Bay | High-Bay Luminaires for Commercial and Industrial Buildings | Standard | FALSE | [9 empty] | 42348 |  |  | No |  | 3.1 | 12569.2 | 115.1 | 109.2 | 16.8 | 0.927 | 3098 | 84
PMD1K2RD | Hubbell Lighting | Columbia Lighting | LWS-30HL-AC-EU | Indoor Luminaires | High-Bay | High-Bay Luminaires for Commercial and Industrial Buildings | Standard | FALSE | [9 empty] | 42348 |  |  | No |  | 3.1 | 11850.6 | 108.5 | 109.2 | 16.8 | 0.927 | 3098 | 84
P5G7QFXV | Hubbell Lighting | Columbia Lighting | LWS-30HL-AC-EU | Indoor Luminaires | High-Bay | High-Bay Aisle Luminaires | Standard | FALSE | [9 empty] | 42348 |  |  | No |  | 3.1 | 11850.6 | 108.5 | 109.2 | 16.8 | 0.927 | 3098 | 84
P85Y2XXC | Hubbell Lighting | Columbia Lighting | LWS-30HL-W-EU-SFA | Indoor Luminaires | High-Bay | High-Bay Luminaires for Commercial and Industrial Buildings | Standard | FALSE | [9 empty] | 42348 |  |  | No |  | 3.1 | 11846.5 | 108.4 | 109.2 | 16.8 | 0.927 | 3098 | 84
PRZH47RG | Hubbell Lighting | Columbia Lighting | LWS-30HL-AD-EU | Indoor Luminaires | High-Bay | High-Bay Luminaires for Commercial and Industrial Buildings | Standard | FALSE | [9 empty] | 42348 |  |  | No |  | 3.1 | 11728.2 | 107.4 | 109.2 | 16.8 | 0.927 | 3098 | 84
PD55M4BK | Hubbell Lighting | Columbia Lighting | LWS-30HL-AD-EU | Indoor Luminaires | High-Bay | High-Bay Aisle Luminaires | Standard | FALSE | [9 empty] | 42348 |  |  | No |  | 3.1 | 11728.2 | 107.4 | 109.2 | 16.8 | 0.927 | 3098 | 84
PKVXAPN5 | Hubbell Lighting | Columbia Lighting | LWS-30HL-AD-EU-SFA | Indoor Luminaires | High-Bay | High-Bay Aisle Luminaires | Standard | FALSE | [9 empty] | 42348 |  |  | No |  | 3.1 | 11054 | 101.2 | 109.2 | 16.8 | 0.927 | 3098 | 84
P9CDTMA6 | Hubbell Lighting | Columbia Lighting | LWS-30HL-AD-EU-SFA | Indoor Luminaires | High-Bay | High-Bay Luminaires for Commercial and Industrial Buildings | Standard | FALSE | [9 empty] | 42348 |  |  | No |  | 3.1 | 11054 | 101.2 | 109.2 | 16.8 | 0.927 | 3098 | 84
PYWQ7H6A | Hubbell Lighting | Columbia Lighting | LWS-30HL-AC-EU-SFA | Indoor Luminaires | High-Bay | High-Bay Luminaires for Commercial and Industrial Buildings | Standard | FALSE | [9 empty] | 42348 |  |  | No |  | 3.1 | 10993.2 | 100.6 | 109.2 | 16.8 | 0.927 | 3098 | 84
PUD5MQ24 | Hubbell Lighting | Columbia Lighting | LWS-30HL-AC-EU-SFA | Indoor Luminaires | High-Bay | High-Bay Aisle Luminaires | Standard | FALSE | [9 empty] | 42348 |  |  | No |  | 3.1 | 10993.2 | 100.6 | 109.2 | 16.8 | 0.927 | 3098 | 84
PS8KK726 | Hubbell Lighting | Columbia Lighting | LWS-30ML-AC-EU | Indoor Luminaires | High-Bay | High-Bay Luminaires for Commercial and Industrial Buildings | Standard | FALSE | [9 empty] | 42348 |  |  | No |  | 3.1 | 10409.1 | 120 | 86.7 | 16.5 | 0.945 | 3098 | 84
PFVHUHV5 | Hubbell Lighting | Columbia Lighting | LWS-30ML-AC-EU | Indoor Luminaires | High-Bay | High-Bay Aisle Luminaires | Standard | FALSE | [9 empty] | 42348 |  |  | No |  | 3.1 | 10409.1 | 120 | 86.7 | 16.5 | 0.945 | 3098 | 84
P2HC2REM | Hubbell Lighting | Columbia Lighting | LWS-30ML-AC-EU-SFA | Indoor Luminaires | High-Bay | High-Bay Aisle Luminaires | Standard | FALSE | [9 empty] | 42348 |  |  | No |  | 3.1 | 9656 | 111.3 | 86.7 | 16.5 | 0.945 | 3098 | 84
PH7JAZQY | Hubbell Lighting | Columbia Lighting | LWS-30ML-W-EU | Indoor Luminaires | High-Bay | High-Bay Luminaires for Commercial and Industrial Buildings | Standard | FALSE | [9 empty] | 42348 |  |  | No |  | 3.1 | 11092.1 | 127.9 | 86.7 | 15.34 | 0.945 | 3098 | 84
P7JNCTVU | Hubbell Lighting | Columbia Lighting | LWS-30ML-W-EU-SFA | Indoor Luminaires | High-Bay | High-Bay Luminaires for Commercial and Industrial Buildings | Standard | FALSE | [9 empty] | 42348 |  |  | No |  | 3.1 | 10454.4 | 120.5 | 86.7 | 15.34 | 0.945 | 3098 | 84
PFEAWVGF | Hubbell Lighting | Columbia Lighting | LWS-30ML-AD-EU-SFA | Indoor Luminaires | High-Bay | High-Bay Luminaires for Commercial and Industrial Buildings | Standard | FALSE | [9 empty] | 42348 |  |  | No |  | 3.1 | 9755 | 112.5 | 86.7 | 15.34 | 0.945 | 3098 | 84
P6Z6CP13 | Hubbell Lighting | Columbia Lighting | LWS-30ML-AD-EU-SFA | Indoor Luminaires | High-Bay | High-Bay Aisle Luminaires | Standard | FALSE | [9 empty] | 42348 |  |  | No |  | 3.1 | 9755 | 112.5 | 86.7 | 15.34 | 0.945 | 3098 | 84
PZTEFDC1 | Hubbell Lighting | Columbia Lighting | LWS-30XL-AC-EDU-SFA | Indoor Luminaires | High-Bay | High-Bay Aisle Luminaires | Standard | FALSE | [9 empty] | 42348 |  |  | No |  | 3.1 | 15228 | 93.3 | 163.1 | 12.67 | 0.963 | 3098 | 87
PNU99ZTR | Hubbell Lighting | Columbia Lighting | LWS-30XL-AC-EDU-SFA | Indoor Luminaires | High-Bay | High-Bay Luminaires for Commercial and Industrial Buildings | Standard | FALSE | [9 empty] | 42348 |  |  | No |  | 3.1 | 15228 | 93.3 | 163.1 | 12.67 | 0.963 | 3098 | 87
PEMAT577 | Hubbell Lighting | Columbia Lighting | LWS-30VL-W-EDU | Indoor Luminaires | High-Bay | High-Bay Luminaires for Commercial and Industrial Buildings | Standard | FALSE | [9 empty] | 42348 |  |  | No |  | 3.1 | 16025.6 | 112.4 | 142.5 | 16.8 | 0.927 | 3098 | 84
PX74UKUP | Hubbell Lighting | Columbia Lighting | LWS-30VL-AC-EDU | Indoor Luminaires | High-Bay | High-Bay Aisle Luminaires | Standard | FALSE | [9 empty] | 42348 |  |  | No |  | 3.1 | 14775.2 | 103.6 | 142.5 | 16.8 | 0.927 | 3098 | 84
P9KDUVUF | Hubbell Lighting | Columbia Lighting | LWS-30VL-AC-EDU | Indoor Luminaires | High-Bay | High-Bay Luminaires for Commercial and Industrial Buildings | Standard | FALSE | [9 empty] | 42348 |  |  | No |  | 3.1 | 14775.2 | 103.6 | 142.5 | 16.8 | 0.927 | 3098 | 84
PT886V5V | Hubbell Lighting | Columbia Lighting | LWS-30VL-W-EDU-SFA | Indoor Luminaires | High-Bay | High-Bay Luminaires for Commercial and Industrial Buildings | Standard | FALSE | [9 empty] | 42348 |  |  | No |  | 3.1 | 14770.1 | 103.6 | 142.5 | 16.8 | 0.927 | 3098 | 84
PJKBJ7EE | Hubbell Lighting | Columbia Lighting | LWS-30VL-AD-EDU | Indoor Luminaires | High-Bay | High-Bay Luminaires for Commercial and Industrial Buildings | Standard | FALSE | [9 empty] | 42348 |  |  | No |  | 3.1 | 14622.7 | 102.6 | 142.5 | 16.8 | 0.927 | 3098 | 84
PDWVC9UH | Hubbell Lighting | Columbia Lighting | LWS-30VL-AD-EDU | Indoor Luminaires | High-Bay | High-Bay Aisle Luminaires | Standard | FALSE | [9 empty] | 42348 |  |  | No |  | 3.1 | 14622.7 | 102.6 | 142.5 | 16.8 | 0.927 | 3098 | 84
PYRUB9Y5 | Hubbell Lighting | Columbia Lighting | LWS-30VL-AD-EDU-SFA | Indoor Luminaires | High-Bay | High-Bay Aisle Luminaires | Standard | FALSE | [9 empty] | 42348 |  |  | No |  | 3.1 | 13782 | 96.7 | 142.5 | 16.8 | 0.927 | 3098 | 84
PUFTDM9A | Hubbell Lighting | Columbia Lighting | LWS-30VL-AD-EDU-SFA | Indoor Luminaires | High-Bay | High-Bay Luminaires for Commercial and Industrial Buildings | Standard | FALSE | [9 empty] | 42348 |  |  | No |  | 3.1 | 13782 | 96.7 | 142.5 | 16.8 | 0.927 | 3098 | 84
PGVX5F69 | Hubbell Lighting | Columbia Lighting | LWS-30VL-AC-EDU-SFA | Indoor Luminaires | High-Bay | High-Bay Aisle Luminaires | Standard | FALSE | [9 empty] | 42348 |  |  | No |  | 3.1 | 13706.1 | 96.1 | 142.5 | 16.8 | 0.927 | 3098 | 84
PGS969HZ | Hubbell Lighting | Columbia Lighting | LWS-30VL-AC-EDU-SFA | Indoor Luminaires | High-Bay | High-Bay Luminaires for Commercial and Industrial Buildings | Standard | FALSE | [9 empty] | 42348 |  |  | No |  | 3.1 | 13706.1 | 96.1 | 142.5 | 16.8 | 0.927 | 3098 | 84
PDQ9HHZ5 | Hubbell Lighting | Columbia Lighting | LWS-30HL-W-EDU | Indoor Luminaires | High-Bay | High-Bay Luminaires for Commercial and Industrial Buildings | Standard | FALSE | [9 empty] | 42348 |  |  | No |  | 3.1 | 12569.2 | 115.1 | 109.2 | 16.8 | 0.927 | 3098 | 84
PC5WQNTT | Hubbell Lighting | Columbia Lighting | LWS-30HL-AC-EDU | Indoor Luminaires | High-Bay | High-Bay Luminaires for Commercial and Industrial Buildings | Standard | FALSE | [9 empty] | 42348 |  |  | No |  | 3.1 | 11850.6 | 108.5 | 109.2 | 16.8 | 0.927 | 3098 | 84
P5BXHCMR | Hubbell Lighting | Columbia Lighting | LWS-30HL-AC-EDU | Indoor Luminaires | High-Bay | High-Bay Aisle Luminaires | Standard | FALSE | [9 empty] | 42348 |  |  | No |  | 3.1 | 11850.6 | 108.5 | 109.2 | 16.8 | 0.927 | 3098 | 84
PB8FXUZ3 | Hubbell Lighting | Columbia Lighting | LWS-30HL-W-EDU-SFA | Indoor Luminaires | High-Bay | High-Bay Luminaires for Commercial and Industrial Buildings | Standard | FALSE | [9 empty] | 42348 |  |  | No |  | 3.1 | 11846.5 | 108.4 | 109.2 | 16.8 | 0.927 | 3098 | 84
PNNT5N85 | Hubbell Lighting | Columbia Lighting | LWS-30HL-AD-EDU | Indoor Luminaires | High-Bay | High-Bay Aisle Luminaires | Standard | FALSE | [9 empty] | 42348 |  |  | No |  | 3.1 | 11728.2 | 107.4 | 109.2 | 16.8 | 0.927 | 3098 | 84
PGA9WQCH | Hubbell Lighting | Columbia Lighting | LWS-30HL-AD-EDU | Indoor Luminaires | High-Bay | High-Bay Luminaires for Commercial and Industrial Buildings | Standard | FALSE | [9 empty] | 42348 |  |  | No |  | 3.1 | 11728.2 | 107.4 | 109.2 | 16.8 | 0.927 | 3098 | 84
PXMEMV5X | Hubbell Lighting | Columbia Lighting | LWS-30HL-AD-EDU-SFA | Indoor Luminaires | High-Bay | High-Bay Aisle Luminaires | Standard | FALSE | [9 empty] | 42348 |  |  | No |  | 3.1 | 11054 | 101.2 | 109.2 | 16.8 | 0.927 | 3098 | 84
PEBWVRBM | Hubbell Lighting | Columbia Lighting | LWS-30HL-AD-EDU-SFA | Indoor Luminaires | High-Bay | High-Bay Luminaires for Commercial and Industrial Buildings | Standard | FALSE | [9 empty] | 42348 |  |  | No |  | 3.1 | 11054 | 101.2 | 109.2 | 16.8 | 0.927 | 3098 | 84
PWTVFJH8 | Hubbell Lighting | Columbia Lighting | LWS-30HL-AC-EDU-SFA | Indoor Luminaires | High-Bay | High-Bay Aisle Luminaires | Standard | FALSE | [9 empty] | 42348 |  |  | No |  | 3.1 | 10993.2 | 100.6 | 109.2 | 16.8 | 0.927 | 3098 | 84
PCBABC63 | Hubbell Lighting | Columbia Lighting | LWS-30HL-AC-EDU-SFA | Indoor Luminaires | High-Bay | High-Bay Luminaires for Commercial and Industrial Buildings | Standard | FALSE | [9 empty] | 42348 |  |  | No |  | 3.1 | 10993.2 | 100.6 | 109.2 | 16.8 | 0.927 | 3098 | 84
PQ7ADZEC | Hubbell Lighting | Columbia Lighting | LWS-30ML-AC-EDU | Indoor Luminaires | High-Bay | High-Bay Aisle Luminaires | Standard | FALSE | [9 empty] | 42348 |  |  | No |  | 3.1 | 10409.1 | 120 | 86.7 | 16.5 | 0.945 | 3098 | 84
P4ZBQNFA | Hubbell Lighting | Columbia Lighting | LWS-30ML-AC-EDU | Indoor Luminaires | High-Bay | High-Bay Luminaires for Commercial and Industrial Buildings | Standard | FALSE | [9 empty] | 42348 |  |  | No |  | 3.1 | 10409.1 | 120 | 86.7 | 16.5 | 0.945 | 3098 | 84
PXN39TSP | Hubbell Lighting | Columbia Lighting | LWS-30ML-AC-EDU-SFA | Indoor Luminaires | High-Bay | High-Bay Aisle Luminaires | Standard | FALSE | [9 empty] | 42348 |  |  | No |  | 3.1 | 9656 | 111.3 | 86.7 | 16.5 | 0.945 | 3098 | 84
PM8VWZ7T | Hubbell Lighting | Columbia Lighting | LWS-30ML-AC-EDU-SFA | Indoor Luminaires | High-Bay | High-Bay Luminaires for Commercial and Industrial Buildings | Standard | FALSE | [9 empty] | 42348 |  |  | No |  | 3.1 | 9656 | 111.3 | 86.7 | 16.5 | 0.945 | 3098 | 84
P2H99XW9 | Hubbell Lighting | Columbia Lighting | LWS-30ML-W-EDU | Indoor Luminaires | High-Bay | High-Bay Luminaires for Commercial and Industrial Buildings | Standard | FALSE | [9 empty] | 42348 |  |  | No |  | 3.1 | 11092.1 | 127.9 | 86.7 | 15.34 | 0.945 | 3098 | 84
P8F1TTNH | Hubbell Lighting | Columbia Lighting | LWS-30ML-W-EDU-SFA | Indoor Luminaires | High-Bay | High-Bay Luminaires for Commercial and Industrial Buildings | Standard | FALSE | [9 empty] | 42348 |  |  | No |  | 3.1 | 10454.4 | 120.5 | 86.7 | 15.34 | 0.945 | 3098 | 84
PKTTABD4 | Hubbell Lighting | Columbia Lighting | LWS-30ML-AD-EDU-SFA | Indoor Luminaires | High-Bay | High-Bay Luminaires for Commercial and Industrial Buildings | Standard | FALSE | [9 empty] | 42348 |  |  | No |  | 3.1 | 9755 | 112.5 | 86.7 | 15.34 | 0.945 | 3098 | 84
P7971EC9 | Hubbell Lighting | Columbia Lighting | LWS-30ML-AD-EDU-SFA | Indoor Luminaires | High-Bay | High-Bay Aisle Luminaires | Standard | FALSE | [9 empty] | 42348 |  |  | No |  | 3.1 | 9755 | 112.5 | 86.7 | 15.34 | 0.945 | 3098 | 84
PT6CGQ6R | Hubbell Lighting | Columbia Lighting | LJL22-30VL[G CM]-FSSFA-EU | Indoor Luminaires | High-Bay | High-Bay Luminaires for Commercial and Industrial Buildings | Standard | FALSE | [9 empty] | 42348 |  |  | NotYetVerified |  | 3 | 13621 | 102.6 | 132.8 | 20.7 | 0.926 | 3037 | 82.75
PNBZ3W1T | Hubbell Lighting | Columbia Lighting | LJL22-30VL[G CM]-FSSFA-E480 | Indoor Luminaires | High-Bay | High-Bay Luminaires for Commercial and Industrial Buildings | Standard | FALSE | [9 empty] | 42348 |  |  | NotYetVerified |  | 3 | 13621 | 104.2956 | 130.6 | 15.6 | 0.94 | 3037 | 82.75
PN23UXFX | Hubbell Lighting | Columbia Lighting | LJL22-30VL[G CM]-FSSFA-E347 | Indoor Luminaires | High-Bay | High-Bay Luminaires for Commercial and Industrial Buildings | Standard | FALSE | [9 empty] | 42348 |  |  | NotYetVerified |  | 3 | 13621 | 104.7769 | 130 | 8 | 0.984 | 3037 | 82.75
P5FXXV93 | Hubbell Lighting | Columbia Lighting | LJL22-30VL[G CM]-FSSFA-EDU | Indoor Luminaires | High-Bay | High-Bay Luminaires for Commercial and Industrial Buildings | Standard | FALSE | [9 empty] | 42348 |  |  | NotYetVerified |  | 3 | 13621 | 102.6 | 132.8 | 20.7 | 0.93 | 3037 | 82.75
PUYHU8AW | Hubbell Lighting | Columbia Lighting | LJL22-30VL[G CM]-FSSFA-ED480 | Indoor Luminaires | High-Bay | High-Bay Luminaires for Commercial and Industrial Buildings | Standard | FALSE | [9 empty] | 42348 |  |  | NotYetVerified |  | 3 | 13621 | 104.2956 | 130.6 | 15.6 | 0.94 | 3037 | 82.75
PPX8R5NR | Hubbell Lighting | Columbia Lighting | LJL22-30VL[G CM]-FSSFA-ED347 | Indoor Luminaires | High-Bay | High-Bay Luminaires for Commercial and Industrial Buildings | Standard | FALSE | [9 empty] | 42348 |  |  | NotYetVerified |  | 3 | 13621 | 104.7769 | 130 | 8 | 0.981 | 3037 | 82.75
PKX2HKT6 | Hubbell Lighting | Columbia Lighting | LJL22-30HL[G CM]-FSSFA-E347 [Osram Driver] | Indoor Luminaires | High-Bay | Low-Bay Luminaires for Commercial and Industrial Buildings | Standard | FALSE | [9 empty] | 42348 |  |  | NotYetVerified |  | 3 | 7722 | 104.7761 | 73.7 | 14.5 | 0.92 | 3029 | 83
PRHX5GU2 | Hubbell Lighting | Columbia Lighting | LJL22-30HL[G CM]-FSSFA-EU [Osram Driver] | Indoor Luminaires | High-Bay | Low-Bay Luminaires for Commercial and Industrial Buildings | Standard | FALSE | [9 empty] | 42348 |  |  | NotYetVerified |  | 3 | 7722 | 111.6 | 69.2 | 11.64 | 0.977 | 3029 | 83
PA4TRHN4 | Hubbell Lighting | Columbia Lighting | LJL22-30HL[G CM]-FSSFA-EU [Philips Advance Driver] | Indoor Luminaires | High-Bay | Low-Bay Luminaires for Commercial and Industrial Buildings | Standard | FALSE | [9 empty] | 42348 |  |  | NotYetVerified |  | 3 | 7722 | 111.6 | 69.2 | 11.64 | 0.977 | 3029 | 83
P7QCSFMQ | Hubbell Lighting | Columbia Lighting | LJL22-30HL[G CM]-FSSFA-ED480 [Osram Driver] | Indoor Luminaires | High-Bay | Low-Bay Luminaires for Commercial and Industrial Buildings | Standard | FALSE | [9 empty] | 42348 |  |  | NotYetVerified |  | 3 | 7722 | 98.6207 | 78.3 | 17.5 | 0.87 | 3029 | 83
P9FTWQKN | Hubbell Lighting | Columbia Lighting | LJL22-30HL[G CM]-FSSFA-ED347 [Osram Driver] | Indoor Luminaires | High-Bay | Low-Bay Luminaires for Commercial and Industrial Buildings | Standard | FALSE | [9 empty] | 42348 |  |  | NotYetVerified |  | 3 | 7722 | 104.7761 | 73.7 | 14.5 | 0.92 | 3029 | 83
P5AVFDHC | Hubbell Lighting | Columbia Lighting | LJL22-30HL[G CM]-FSSFA-ED347 [Philips Advance Driver] | Indoor Luminaires | High-Bay | Low-Bay Luminaires for Commercial and Industrial Buildings | Standard | FALSE | [9 empty] | 42348 |  |  | NotYetVerified |  | 3 | 7722 | 104.7761 | 73.7 | 14.5 | 0.92 | 3029 | 83
PX9BKE6S | Hubbell Lighting | Columbia Lighting | LJL22-30HL[G CM]-FSSFA-EDU [Osram Driver] | Indoor Luminaires | High-Bay | Low-Bay Luminaires for Commercial and Industrial Buildings | Standard | FALSE | [9 empty] | 42348 |  |  | NotYetVerified |  | 3 | 7722 | 111.6 | 69.2 | 11.64 | 0.977 | 3029 | 83
PWD9D4VK | Hubbell Lighting | Columbia Lighting | LJL22-30HL[G CM]-FSSFA-EDU [Philips Advance Driver] | Indoor Luminaires | High-Bay | Low-Bay Luminaires for Commercial and Industrial Buildings | Standard | FALSE | [9 empty] | 42348 |  |  | NotYetVerified |  | 3 | 7722 | 111.6 | 69.2 | 11.64 | 0.977 | 3029 | 83
P3MXDUMA | LUMA America Corp. | Resilient | HBL1000-B6-6-90-V1-0-Y | Indoor Luminaires | High-Bay | High-Bay Luminaires for Commercial and Industrial Buildings | Standard | FALSE | [9 empty] | 42348 | Not Dimmable | Not Dimmable | No |  | 3 | 22507 | 85 | 260 | 9.8 | 0.99 | 5700 | 74
PDH7N72K | LUMA America Corp. | Resilient | HBL1000-D6-6-60-V1-0-Y | Indoor Luminaires | High-Bay | High-Bay Luminaires for Commercial and Industrial Buildings | Standard | FALSE | [9 empty] | 42348 | Not Dimmable | Not Dimmable | No |  | 3 | 47830 | 103 | 460 | 8.6 | 0.99 | 5700 | 74
P2ARK7AR | LUMA America Corp. | Resilient | HBL1000-D6-6-90-V1-0-Y | Indoor Luminaires | High-Bay | High-Bay Luminaires for Commercial and Industrial Buildings | Standard | FALSE | [9 empty] | 42348 | Not Dimmable | Not Dimmable | No |  | 3 | 41140 | 88 | 460 | 8.6 | 0.99 | 5700 | 74
P9R6B7J3 | LUMA America Corp. | Resilient | HBL1000-B6-5-60-V1-0-Y | Indoor Luminaires | High-Bay | High-Bay Luminaires for Commercial and Industrial Buildings | Standard | FALSE | [9 empty] | 42348 | Not Dimmable | Not Dimmable | No |  | 3 | 25470 | 98 | 260 | 9.8 | 0.99 | 5000 | 79
P9TZASZ6 | LUMA America Corp. | Resilient | HBL1000-B6-5-90-V1-0-Y | Indoor Luminaires | High-Bay | High-Bay Luminaires for Commercial and Industrial Buildings | Standard | FALSE | [9 empty] | 42348 | Not Dimmable | Not Dimmable | No |  | 3 | 22507 | 85 | 260 | 9.8 | 0.99 | 5000 | 79
PZ73T267 | LUMA America Corp. | Resilient | HBL1000-D6-5-60-V1-0-Y | Indoor Luminaires | High-Bay | High-Bay Luminaires for Commercial and Industrial Buildings | Standard | FALSE | [9 empty] | 42348 | Not Dimmable | Not Dimmable | No |  | 3 | 47830 | 103 | 460 | 8.6 | 0.99 | 5000 | 79
P45KNH4F | LUMA America Corp. | Resilient | HBL1000-D6-5-90-V1-0-Y | Indoor Luminaires | High-Bay | High-Bay Luminaires for Commercial and Industrial Buildings | Standard | FALSE | [9 empty] | 42348 | Not Dimmable | Not Dimmable | No |  | 3 | 41140 | 88 | 460 | 8.6 | 0.99 | 5000 | 79
PRHX3AS2 | LUMA America Corp. | Resilient | HBL1000-B6-4-60-V1-0-Y | Indoor Luminaires | High-Bay | High-Bay Luminaires for Commercial and Industrial Buildings | Standard | FALSE | [9 empty] | 42348 | Not Dimmable | Not Dimmable | No |  | 3 | 25470 | 98 | 260 | 9.8 | 0.99 | 4000 | 79
PY2ZVG25 | LUMA America Corp. | Resilient | HBL1000-D6-4-60-V1-0-Y | Indoor Luminaires | High-Bay | High-Bay Luminaires for Commercial and Industrial Buildings | Standard | FALSE | [9 empty] | 42348 | Not Dimmable | Not Dimmable | No |  | 3 | 47830 | 103 | 460 | 8.6 | 0.99 | 4000 | 79
PASS65UC | Dialight | Vigilant | FLxBM0xC2xG | Indoor Luminaires | High-Bay | High-Bay Luminaires for Commercial and Industrial Buildings | Standard | TRUE | 53313 | 126.8 | 420.5 | 13.17 | 0.974 | 5018 | 78.2 | 10 | 100000 | 42347 |  |  | No |  | 3.1 | 52000 | 122.6415 | 424 | 20 | 0.9 | 5000 | 75
PCZHD6H2 | Foshan Naturaled Electric Co.Ltd | Naturaled | LED-FXHBT200/40K/480 | Indoor Luminaires | High-Bay | High-Bay Luminaires for Commercial and Industrial Buildings | Standard | TRUE | 23072.4 | 119.361 | 193.3 | 6.33 | 0.9524 | 3858 | 73.5 | 5 | 50000 | 42347 |  |  | No | Updated 9/30/2016 | 3 | 23072.4 | 119.361 | 193.3 | 6.33 | 0.948 | 3858 | 73.5
PDZCU83F | Shenzhen Snowball Lighting Limited | Snowball | SB-HB/H/500W/3D/NW | Indoor Luminaires | High-Bay | High-Bay Luminaires for Commercial and Industrial Buildings | Standard | TRUE | 47252.9 | 93.53 | 505.02 | 8.43 | 0.9468 | 4177 | 73.7 | 5 | 50000 | 42347 |  |  | No |  | 3 | 48000 | 96 | 500 | 10 | 0.9 | 4000 | 70
PCD6X6Y3Y | Luxtronik Technology (China) Company Limited |  | LUX-HBR-150 (5000K) | Indoor Luminaires | High-Bay | High-Bay Luminaires for Commercial and Industrial Buildings | Standard | TRUE | 21624 | 135.63 | 159.4 | 12.58 | 0.9451 | 4840 | 73.5 | 5 | 50000 | 42347 |  |  | No |  | 3 | 21624 | 135.63 | 159.4 | 12.3 | 0.9451 | 4840 | 73.5
PYKXYWFN | ALLED Lighting Systems | ALLED | HB2-02-[12]-[123]-3-5000K-0 | Indoor Luminaires | High-Bay | High-Bay Luminaires for Commercial and Industrial Buildings | Standard | TRUE | 16624 | 94.3 | 176.3 | 12.7 | 0.935 | 4764 | 75 | 5 | 360000 | 42347 |  |  | No |  | 3.1 | 16624 | 94.3 | 175 | 12.7 | 0.9 | 5000 | 75
PQ2R81QT | Energy Solutions International | ESI | F-14ME-EA-L2V-35-FR-X | Indoor Luminaires | High-Bay | High-Bay Luminaires for Commercial and Industrial Buildings | Premium | TRUE | 9341 | 112.5 | 83.02 | 11.5 | 0.93 | 5332 | 83.8 | 5 |  | 42347 |  |  | Yes |  | 3.1 | 9341 | 112 | 83.5 | 10.43 | 0.95 | 3607 | 82.5
P7CE838M | Energy Solutions International | ESI | F-14ME-WR-L2V-35-FR-X | Indoor Luminaires | High-Bay | High-Bay Luminaires for Commercial and Industrial Buildings | Premium | TRUE | 9272 | 111 | 83.54 | 11.5 | 0.93 | 3607 | 82.5 | 5 |  | 42347 |  |  | Yes |  | 3.1 | 9272 | 111 | 83.5 | 10.43 | 0.95 | 3607 | 82.5
PS6CXXT7 | Los Angeles Lighting Mfg. Co. | LOS ANGELES LIGHTING | 1-HBN100-16K-4L-2DRDM-UNV-2/850 [Excluding Wire Guard] | Indoor Luminaires | High-Bay | High-Bay Luminaires for Commercial and Industrial Buildings | Premium | TRUE | 15404.9 | 117.4 | 131.23 | 8.13 | 0.93 | 5009 | 83.3 | 5 | 50000 | 42347 |  |  | No |  | 3 | 16028 | 125.71 | 127.5 | 20 | 0.9 | 5000 | 80
PHWYDPGQ | Foshan Naturaled Electric Co.Ltd | Naturaled | LED-FXHBT200/40K | Indoor Luminaires | High-Bay | High-Bay Luminaires for Commercial and Industrial Buildings | Standard | TRUE | 22787.77 | 114.864 | 198.39 | 7.28 | 0.9291 | 3906 | 73.9 | 5 | 50000 | 42347 |  |  | No | Updated 9/30/2016 | 3 | 22787.77 | 114.864 | 198.39 | 7.28 | 0.995 | 3906 | 73.9
P8AH4P6W | Venture Lighting International | Venture Lighting International | HW-100C-AC | Indoor Luminaires | High-Bay | High-Bay Luminaires for Commercial and Industrial Buildings | Standard | TRUE | 11810.16 | 114.064 | 103.54 | 13.24 | 0.9243 | 5064 | 73.9 | 5 | 50000 | 42347 |  |  | No |  | 3 | 11500 | 115 | 100 | 15 | 0.93 | 5000 | 70
PNTDZQ92 | XUYANG GROUP (SHENZHEN) GLOBAL BUSINESS SERVICE LTD. | XY | CN-60W-000-57 | Indoor Luminaires | High-Bay | Low-Bay Luminaires for Commercial and Industrial Buildings | Standard | TRUE | 6050.1 | 105.86 | 57.15 | 17.15 | 0.9121 | 5619 | 71.6 | 5 | 50000 | 42347 |  |  | No |  | 3 | 6050.1 | 105.86 | 57.15 | 17.15 | 0.9121 | 5700 | 71.6
PW7CSDY7F | ATG Electronics Corp. |  | LBCC90-5K | Indoor Luminaires | High-Bay | Low-Bay Luminaires for Commercial and Industrial Buildings | Standard | TRUE | 9406.423 | 100.004 | 94.06 | 22.78 | 0.912 | 5088 | 70 | 5 | 58000 | 42347 |  |  | NotYetVerified |  | 3 | 9400 | 100 | 94 | 15 | 0.9 | 5000 | 70
P66AAEASE | Luxtronik Technology (China) Company Limited |  | LUX-HBR-200 (5000K) | Indoor Luminaires | High-Bay | High-Bay Luminaires for Commercial and Industrial Buildings | Standard | TRUE | 25586 | 127.38 | 200.9 | 22.31 | 0.891 | 4840 | 73.6 | 5 | 50000 | 42347 |  |  | No |  | 3 | 25586 | 127.38 | 200.9 | 12.3 | 0.9451 | 4840 | 73.6
PE8XW9W9 | Venture Lighting International | Venture Lighting International | HW-200C-AA | Indoor Luminaires | High-Bay | High-Bay Luminaires for Commercial and Industrial Buildings | Standard | FALSE | [9 empty] | 42347 |  |  | No |  | 3 | 27200 | 136 | 200 | 15 | 0.93 | 5000 | 70
P6CJSGVY | Venture Lighting International | Venture Lighting International | HW-200C-AB | Indoor Luminaires | High-Bay | High-Bay Luminaires for Commercial and Industrial Buildings | Standard | FALSE | [9 empty] | 42347 |  |  | No |  | 3 | 25200 | 126 | 200 | 15 | 0.93 | 5000 | 70
PVQPR7R5 | Venture Lighting International | Venture Lighting International | HW-200C-AC | Indoor Luminaires | High-Bay | High-Bay Luminaires for Commercial and Industrial Buildings | Standard | FALSE | [9 empty] | 42347 |  |  | No |  | 3 | 23800 | 119 | 200 | 15 | 0.93 | 5000 | 70
P26KS81J | Venture Lighting International | Venture Lighting International | HW-150C-AB | Indoor Luminaires | High-Bay | High-Bay Luminaires for Commercial and Industrial Buildings | Standard | FALSE | [9 empty] | 42347 |  |  | No |  | 3 | 18900 | 126 | 150 | 15 | 0.93 | 5000 | 70
PT1T4R7U | Venture Lighting International | Venture Lighting International | HW-150C-AA | Indoor Luminaires | High-Bay | High-Bay Luminaires for Commercial and Industrial Buildings | Standard | FALSE | [9 empty] | 42347 |  |  | No |  | 3 | 18000 | 120 | 150 | 15 | 0.93 | 5000 | 70
P8GY5BAS | Venture Lighting International | Venture Lighting International | HW-150C-AC | Indoor Luminaires | High-Bay | High-Bay Luminaires for Commercial and Industrial Buildings | Standard | FALSE | [9 empty] | 42347 |  |  | No |  | 3 | 17400 | 116 | 150 | 15 | 0.93 | 5000 | 70
P4FJVS7C | Shenzhen Snowball Lighting Limited | Snowball | SB-HB/H/500W/SCW | Indoor Luminaires | High-Bay | High-Bay Luminaires for Commercial and Industrial Buildings | Standard | FALSE | [9 empty] | 42347 |  |  | No |  | 3 | 50000 | 100 | 500 | 10 | 0.9 | 5700 | 70
PBDPJ7G9 | Shenzhen Snowball Lighting Limited | Snowball | SB-HB/H/500W/3D/SCW | Indoor Luminaires | High-Bay | High-Bay Luminaires for Commercial and Industrial Buildings | Standard | FALSE | [9 empty] | 42347 |  |  | No |  | 3 | 50000 | 100 | 500 | 10 | 0.9 | 5700 | 70
PEK3ZJ34 | Shenzhen Snowball Lighting Limited | Snowball | SB-HB/H/500W/CW | Indoor Luminaires | High-Bay | High-Bay Luminaires for Commercial and Industrial Buildings | Standard | FALSE | [9 empty] | 42347 |  |  | No |  | 3 | 50000 | 100 | 500 | 10 | 0.9 | 5000 | 70
PKCR7Q21 | Shenzhen Snowball Lighting Limited | Snowball | SB-HB/H/500W/3D/CW | Indoor Luminaires | High-Bay | High-Bay Luminaires for Commercial and Industrial Buildings | Standard | FALSE | [9 empty] | 42347 |  |  | No |  | 3 | 50000 | 100 | 500 | 10 | 0.9 | 5000 | 70
P57F8U8B | Shenzhen Snowball Lighting Limited | Snowball | SB-HB/H/500W/HNW | Indoor Luminaires | High-Bay | High-Bay Luminaires for Commercial and Industrial Buildings | Standard | FALSE | [9 empty] | 42347 |  |  | No |  | 3 | 48000 | 96 | 500 | 10 | 0.9 | 4500 | 70
PW2B9YT6 | Shenzhen Snowball Lighting Limited | Snowball | SB-HB/H/500W/3D/HNW | Indoor Luminaires | High-Bay | High-Bay Luminaires for Commercial and Industrial Buildings | Standard | FALSE | [9 empty] | 42347 |  |  | No |  | 3 | 48000 | 96 | 500 | 10 | 0.9 | 4500 | 70
PEKPERJ9 | Shenzhen Snowball Lighting Limited | Snowball | SB-HB/H/500W/NW | Indoor Luminaires | High-Bay | High-Bay Luminaires for Commercial and Industrial Buildings | Standard | FALSE | [9 empty] | 42347 |  |  | No |  | 3 | 48000 | 96 | 500 | 10 | 0.9 | 4000 | 70
PQEUV9TR | Los Angeles Lighting Mfg. Co. | LOS ANGELES LIGHTING | 1-HBN100-16K-4L-MS-2DRSDM-UNV-2/850 [Excluding Wire Guard] | Indoor Luminaires | High-Bay | High-Bay Luminaires for Commercial and Industrial Buildings | Premium | FALSE | [9 empty] | 42347 |  |  | Yes |  | 3 | 16028 | 125.71 | 127.5 | 20 | 0.9 | 5000 | 80
P7FT22ZC | Los Angeles Lighting Mfg. Co. | LOS ANGELES LIGHTING | 1-HBN100-16K-4L-MS-BPL-2DRSDM-UNV-2/850 [Excluding Wire Guard] | Indoor Luminaires | High-Bay | High-Bay Luminaires for Commercial and Industrial Buildings | Premium | FALSE | [9 empty] | 42347 | Dimmable | Stepped | Yes |  | 3 | 16028 | 125.71 | 127.5 | 20 | 0.9 | 5000 | 80
P95AUQBR | Los Angeles Lighting Mfg. Co. | LOS ANGELES LIGHTING | 1-HBN100-16K-4L-2DRSDM-UNV-2/850 [Excluding Wire Guard] | Indoor Luminaires | High-Bay | High-Bay Luminaires for Commercial and Industrial Buildings | Premium | FALSE | [9 empty] | 42347 | Dimmable | Stepped | No |  | 3 | 16028 | 125.71 | 127.5 | 20 | 0.9 | 5000 | 80
P2F8RCJN | Los Angeles Lighting Mfg. Co. | LOS ANGELES LIGHTING | 1-HBN100-16K-4L-BPL-2DRSDM-UNV-2/850 [Excluding Wire Guard] | Indoor Luminaires | High-Bay | High-Bay Luminaires for Commercial and Industrial Buildings | Premium | FALSE | [9 empty] | 42347 | Dimmable | Stepped | No |  | 3 | 16028 | 125.71 | 127.5 | 20 | 0.9 | 5000 | 80
P8SX7XX8 | Los Angeles Lighting Mfg. Co. | LOS ANGELES LIGHTING | 1-HBN100-16K-4L-MS-2DRDM-UNV-2/850 [Excluding Wire Guard] | Indoor Luminaires | High-Bay | High-Bay Luminaires for Commercial and Industrial Buildings | Premium | FALSE | [9 empty] | 42347 | Dimmable | Continuous Below 10 | Yes |  | 3 | 16028 | 125.71 | 127.5 | 20 | 0.9 | 5000 | 80
P17F4XYG | Los Angeles Lighting Mfg. Co. | LOS ANGELES LIGHTING | 1-HBN100-16K-4L-MS-BPL-2DRDM-UNV-2/850 [Excluding Wire Guard] | Indoor Luminaires | High-Bay | High-Bay Luminaires for Commercial and Industrial Buildings | Premium | FALSE | [9 empty] | 42347 | Dimmable | Continuous Below 10 | Yes |  | 3 | 16028 | 125.71 | 127.5 | 20 | 0.9 | 5000 | 80
P781THHW | Los Angeles Lighting Mfg. Co. | LOS ANGELES LIGHTING | 1-HBN100-16K-4L-BPL-2DRDM-UNV-2/850 [Excluding Wire Guard] | Indoor Luminaires | High-Bay | High-Bay Luminaires for Commercial and Industrial Buildings | Premium | FALSE | [9 empty] | 42347 | Dimmable | Continuous Below 10 | No |  | 3 | 16028 | 125.71 | 127.5 | 20 | 0.9 | 5000 | 80
PZ7E75UX | Foshan Naturaled Electric Co.Ltd | Naturaled | LED-FXHBT200/50K | Indoor Luminaires | High-Bay | High-Bay Luminaires for Commercial and Industrial Buildings | Standard | FALSE | [9 empty] | 42347 |  |  | No | Updated 9/30/2016 | 3 | 24623.33 | 124.51 | 197.76 |  | 0.997 | 4795 | 73.8
PUJ2VD6T | Foshan Naturaled Electric Co.Ltd | Naturaled | LED-FXHBT200/50K/480 | Indoor Luminaires | High-Bay | High-Bay Luminaires for Commercial and Industrial Buildings | Standard | FALSE | [9 empty] | 42347 |  |  | No | Updated 9/30/2016 | 3 | 23574.49 | 119.643 | 197.04 |  | 0.951 | 4782 | 73.7
P25GANNA | Energy Solutions International | ESI | F-14ME-EA-L6V-50-FR-X | Indoor Luminaires | High-Bay | High-Bay Luminaires for Commercial and Industrial Buildings | Premium | FALSE | [9 empty] | 42347 |  |  | Yes |  | 3.1 | 27184 | 112 | 243 | 10.43 | 0.95 | 5332 | 83.8
PMMEYMHD | Energy Solutions International | ESI | F-14ME-WR-L6V-50-FR-X | Indoor Luminaires | High-Bay | High-Bay Luminaires for Commercial and Industrial Buildings | Premium | FALSE | [9 empty] | 42347 |  |  | Yes |  | 3.1 | 26983 | 111 | 243 | 10.43 | 0.95 | 5332 | 83.8
P3CKCVXP | Energy Solutions International | ESI | F-14ME-EA-L6H-50-FR-X | Indoor Luminaires | High-Bay | High-Bay Luminaires for Commercial and Industrial Buildings | Premium | FALSE | [9 empty] | 42347 |  |  | Yes |  | 3.1 | 24835 | 112 | 222 | 10.43 | 0.95 | 5332 | 83.8
PMBQAZJV | Energy Solutions International | ESI | F-14ME-WR-L6H-50-FR-X | Indoor Luminaires | High-Bay | High-Bay Luminaires for Commercial and Industrial Buildings | Premium | FALSE | [9 empty] | 42347 |  |  | Yes |  | 3.1 | 24651 | 111 | 222 | 10.43 | 0.95 | 5332 | 83.8
PFTS1WHB | Energy Solutions International | ESI | F-14ME-EA-L5V-50-FR-X | Indoor Luminaires | High-Bay | High-Bay Luminaires for Commercial and Industrial Buildings | Premium | FALSE | [9 empty] | 42347 |  |  | Yes |  | 3.1 | 22709 | 112 | 203 | 10.43 | 0.95 | 5332 | 83.8
PXH1K2W5 | Energy Solutions International | ESI | F-14ME-WR-L5V-50-FR-X | Indoor Luminaires | High-Bay | High-Bay Luminaires for Commercial and Industrial Buildings | Premium | FALSE | [9 empty] | 42347 |  |  | Yes |  | 3.1 | 22542 | 111 | 203 | 10.43 | 0.95 | 5332 | 83.8
P753U2AV | Energy Solutions International | ESI | F-14ME-EA-L5H-50-FR-X | Indoor Luminaires | High-Bay | High-Bay Luminaires for Commercial and Industrial Buildings | Premium | FALSE | [9 empty] | 42347 |  |  | Yes |  | 3.1 | 20696 | 112 | 185 | 10.43 | 0.95 | 5332 | 83.8
PR8CPKJM | Energy Solutions International | ESI | F-14ME-WR-L5H-50-FR-X | Indoor Luminaires | High-Bay | High-Bay Luminaires for Commercial and Industrial Buildings | Premium | FALSE | [9 empty] | 42347 |  |  | Yes |  | 3.1 | 20543 | 111 | 185 | 10.43 | 0.95 | 5332 | 83.8
P9H99GEW | Energy Solutions International | ESI | F-14ME-EA-L4V-50-FR-X | Indoor Luminaires | High-Bay | High-Bay Luminaires for Commercial and Industrial Buildings | Premium | FALSE | [9 empty] | 42347 |  |  | Yes |  | 3.1 | 18123 | 112 | 162 | 10.43 | 0.95 | 5332 | 83.8
PKUAE7X4 | Energy Solutions International | ESI | F-14ME-WR-L4V-50-FR-X | Indoor Luminaires | High-Bay | High-Bay Luminaires for Commercial and Industrial Buildings | Premium | FALSE | [9 empty] | 42347 |  |  | Yes |  | 3.1 | 17989 | 111 | 162 | 10.43 | 0.95 | 5332 | 83.8
P8ZJ45B5 | Energy Solutions International | ESI | F-14ME-EA-L4H-50-FR-X | Indoor Luminaires | High-Bay | High-Bay Luminaires for Commercial and Industrial Buildings | Premium | FALSE | [9 empty] | 42347 |  |  | Yes |  | 3.1 | 16557 | 112 | 148 | 10.43 | 0.95 | 5332 | 83.8
PQ18U75H | Energy Solutions International | ESI | F-14ME-WR-L4H-50-FR-X | Indoor Luminaires | High-Bay | High-Bay Luminaires for Commercial and Industrial Buildings | Premium | FALSE | [9 empty] | 42347 |  |  | Yes |  | 3.1 | 16434 | 111 | 148 | 10.43 | 0.95 | 5332 | 83.8
P38KYFCN | Energy Solutions International | ESI | F-14ME-EA-L3V-50-FR-X | Indoor Luminaires | High-Bay | High-Bay Luminaires for Commercial and Industrial Buildings | Premium | FALSE | [9 empty] | 42347 |  |  | Yes |  | 3.1 | 13648 | 112 | 122 | 10.43 | 0.95 | 5332 | 83.8
P8APD74W | Energy Solutions International | ESI | F-14ME-WR-L3V-50-FR-X | Indoor Luminaires | High-Bay | High-Bay Luminaires for Commercial and Industrial Buildings | Premium | FALSE | [9 empty] | 42347 |  |  | Yes |  | 3.1 | 13547 | 111 | 122 | 10.43 | 0.95 | 5332 | 83.8
PARRHPMD | Energy Solutions International | ESI | F-14ME-EA-L3H-50-FR-X | Indoor Luminaires | High-Bay | High-Bay Luminaires for Commercial and Industrial Buildings | Premium | FALSE | [9 empty] | 42347 |  |  | Yes |  | 3.1 | 12417 | 112 | 111 | 10.43 | 0.95 | 5332 | 83.8
PQ83V6NJ | Energy Solutions International | ESI | F-14ME-WR-L3H-50-FR-X | Indoor Luminaires | High-Bay | High-Bay Luminaires for Commercial and Industrial Buildings | Premium | FALSE | [9 empty] | 42347 |  |  | Yes |  | 3.1 | 12326 | 111 | 111 | 10.43 | 0.95 | 5332 | 83.8
PMRDB6PH | Energy Solutions International | ESI | F-14ME-EA-L2V-50-FR-X | Indoor Luminaires | High-Bay | High-Bay Luminaires for Commercial and Industrial Buildings | Premium | FALSE | [9 empty] | 42347 |  |  | Yes |  | 3.1 | 9341 | 112 | 83.5 | 10.43 | 0.95 | 5332 | 83.8
PACKZVFR | Energy Solutions International | ESI | F-14ME-WR-L2V-50-FR-X | Indoor Luminaires | High-Bay | High-Bay Luminaires for Commercial and Industrial Buildings | Premium | FALSE | [9 empty] | 42347 |  |  | Yes |  | 3.1 | 9272 | 111 | 83.5 | 10.43 | 0.95 | 5332 | 83.8
P41N8HYA | Energy Solutions International | ESI | F-14ME-EA-L6V-40-FR-X | Indoor Luminaires | High-Bay | High-Bay Luminaires for Commercial and Industrial Buildings | Premium | FALSE | [9 empty] | 42347 |  |  | Yes |  | 3.1 | 27184 | 112 | 243 | 10.43 | 0.95 | 4000 | 83
P4NQT7T5 | Energy Solutions International | ESI | F-14ME-WR-L6V-40-FR-X | Indoor Luminaires | High-Bay | High-Bay Luminaires for Commercial and Industrial Buildings | Premium | FALSE | [9 empty] | 42347 |  |  | Yes |  | 3.1 | 26983 | 111 | 243 | 10.43 | 0.95 | 4000 | 83
PVX8ZE8M | Energy Solutions International | ESI | F-14ME-EA-L6H-40-FR-X | Indoor Luminaires | High-Bay | High-Bay Luminaires for Commercial and Industrial Buildings | Premium | FALSE | [9 empty] | 42347 |  |  | Yes |  | 3.1 | 24835 | 112 | 222 | 10.43 | 0.95 | 4000 | 83
P1VBKFD5 | Energy Solutions International | ESI | F-14ME-WR-L6H-40-FR-X | Indoor Luminaires | High-Bay | High-Bay Luminaires for Commercial and Industrial Buildings | Premium | FALSE | [9 empty] | 42347 |  |  | Yes |  | 3.1 | 24651 | 111 | 222 | 10.43 | 0.95 | 4000 | 83
P8P95REH | Energy Solutions International | ESI | F-14ME-EA-L5V-40-FR-X | Indoor Luminaires | High-Bay | High-Bay Luminaires for Commercial and Industrial Buildings | Premium | FALSE | [9 empty] | 42347 |  |  | Yes |  | 3.1 | 22709 | 112 | 203 | 10.43 | 0.95 | 4000 | 83
P4TH38S1 | Energy Solutions International | ESI | F-14ME-WR-L5V-40-FR-X | Indoor Luminaires | High-Bay | High-Bay Luminaires for Commercial and Industrial Buildings | Premium | FALSE | [9 empty] | 42347 |  |  | Yes |  | 3.1 | 22542 | 111 | 203 | 10.43 | 0.95 | 4000 | 83
PY1W8H5F | Energy Solutions International | ESI | F-14ME-EA-L5H-40-FR-X | Indoor Luminaires | High-Bay | High-Bay Luminaires for Commercial and Industrial Buildings | Premium | FALSE | [9 empty] | 42347 |  |  | Yes |  | 3.1 | 20696 | 112 | 185 | 10.43 | 0.95 | 4000 | 83
PBY8UBRS | Energy Solutions International | ESI | F-14ME-WR-L5H-40-FR-X | Indoor Luminaires | High-Bay | High-Bay Luminaires for Commercial and Industrial Buildings | Premium | FALSE | [9 empty] | 42347 |  |  | Yes |  | 3.1 | 20543 | 111 | 185 | 10.43 | 0.95 | 4000 | 83
P8WY984N | Energy Solutions International | ESI | F-14ME-EA-L4V-40-FR-X | Indoor Luminaires | High-Bay | High-Bay Luminaires for Commercial and Industrial Buildings | Premium | FALSE | [9 empty] | 42347 |  |  | Yes |  | 3.1 | 18123 | 112 | 162 | 10.43 | 0.95 | 4000 | 83
PNA2HZAZ | Energy Solutions International | ESI | F-14ME-WR-L4V-40-FR-X | Indoor Luminaires | High-Bay | High-Bay Luminaires for Commercial and Industrial Buildings | Premium | FALSE | [9 empty] | 42347 |  |  | Yes |  | 3.1 | 17989 | 111 | 162 | 10.43 | 0.95 | 4000 | 83
PBF7EDMM | Energy Solutions International | ESI | F-14ME-EA-L4H-40-FR-X | Indoor Luminaires | High-Bay | High-Bay Luminaires for Commercial and Industrial Buildings | Premium | FALSE | [9 empty] | 42347 |  |  | Yes |  | 3.1 | 16557 | 112 | 148 | 10.43 | 0.95 | 4000 | 83
PDSJFCPU | Energy Solutions International | ESI | F-14ME-WR-L4H-40-FR-X | Indoor Luminaires | High-Bay | High-Bay Luminaires for Commercial and Industrial Buildings | Premium | FALSE | [9 empty] | 42347 |  |  | Yes |  | 3.1 | 16434 | 111 | 148 | 10.43 | 0.95 | 4000 | 83
P71CPRJS | Energy Solutions International | ESI | F-14ME-EA-L3V-40-FR-X | Indoor Luminaires | High-Bay | High-Bay Luminaires for Commercial and Industrial Buildings | Premium | FALSE | [9 empty] | 42347 |  |  | Yes |  | 3.1 | 13648 | 112 | 122 | 10.43 | 0.95 | 4000 | 83
PSC6MXM5 | Energy Solutions International | ESI | F-14ME-WR-L3V-40-FR-X | Indoor Luminaires | High-Bay | High-Bay Luminaires for Commercial and Industrial Buildings | Premium | FALSE | [9 empty] | 42347 |  |  | Yes |  | 3.1 | 13547 | 111 | 122 | 10.43 | 0.95 | 4000 | 83
P88EDAZ2 | Energy Solutions International | ESI | F-14ME-EA-L3H-40-FR-X | Indoor Luminaires | High-Bay | High-Bay Luminaires for Commercial and Industrial Buildings | Premium | FALSE | [9 empty] | 42347 |  |  | Yes |  | 3.1 | 12417 | 112 | 111 | 10.43 | 0.95 | 4000 | 83
PGA4UQW6 | Energy Solutions International | ESI | F-14ME-WR-L3H-40-FR-X | Indoor Luminaires | High-Bay | High-Bay Luminaires for Commercial and Industrial Buildings | Premium | FALSE | [9 empty] | 42347 |  |  | Yes |  | 3.1 | 12326 | 111 | 111 | 10.43 | 0.95 | 4000 | 83
PNAXTBU9 | Energy Solutions International | ESI | F-14ME-EA-L2V-40-FR-X | Indoor Luminaires | High-Bay | High-Bay Luminaires for Commercial and Industrial Buildings | Premium | FALSE | [9 empty] | 42347 |  |  | Yes |  | 3.1 | 9341 | 112 | 83.5 | 10.43 | 0.95 | 4000 | 83
P8KWWVMC | Energy Solutions International | ESI | F-14ME-WR-L2V-40-FR-X | Indoor Luminaires | High-Bay | High-Bay Luminaires for Commercial and Industrial Buildings | Premium | FALSE | [9 empty] | 42347 |  |  | Yes |  | 3.1 | 9272 | 111 | 83.5 | 10.43 | 0.95 | 4000 | 83
PEM1NFPR | Energy Solutions International | ESI | F-14ME-EA-L6V-35-FR-X | Indoor Luminaires | High-Bay | High-Bay Luminaires for Commercial and Industrial Buildings | Premium | FALSE | [9 empty] | 42347 |  |  | Yes |  | 3.1 | 27184 | 112 | 243 | 10.43 | 0.95 | 3607 | 82.5
PH3SN7S8 | Energy Solutions International | ESI | F-14ME-WR-L6V-35-FR-X | Indoor Luminaires | High-Bay | High-Bay Luminaires for Commercial and Industrial Buildings | Premium | FALSE | [9 empty] | 42347 |  |  | Yes |  | 3.1 | 26983 | 111 | 243 | 10.43 | 0.95 | 3607 | 82.5
PD6TC5E7 | Energy Solutions International | ESI | F-14ME-EA-L6H-35-FR-X | Indoor Luminaires | High-Bay | High-Bay Luminaires for Commercial and Industrial Buildings | Premium | FALSE | [9 empty] | 42347 |  |  | Yes |  | 3.1 | 24835 | 112 | 222 | 10.43 | 0.95 | 3607 | 82.5
PZ5N2GVN | Energy Solutions International | ESI | F-14ME-WR-L6H-35-FR-X | Indoor Luminaires | High-Bay | High-Bay Luminaires for Commercial and Industrial Buildings | Premium | FALSE | [9 empty] | 42347 |  |  | Yes |  | 3.1 | 24651 | 111 | 222 | 10.43 | 0.95 | 3607 | 82.5
P1ZPE935 | Energy Solutions International | ESI | F-14ME-EA-L5V-35-FR-X | Indoor Luminaires | High-Bay | High-Bay Luminaires for Commercial and Industrial Buildings | Premium | FALSE | [9 empty] | 42347 |  |  | Yes |  | 3.1 | 22709 | 112 | 203 | 10.43 | 0.95 | 3607 | 82.5
PYMJUDPT | Energy Solutions International | ESI | F-14ME-WR-L5V-35-FR-X | Indoor Luminaires | High-Bay | High-Bay Luminaires for Commercial and Industrial Buildings | Premium | FALSE | [9 empty] | 42347 |  |  | Yes |  | 3.1 | 22542 | 111 | 203 | 10.43 | 0.95 | 3607 | 82.5
PSJMAFNJ | Energy Solutions International | ESI | F-14ME-EA-L5H-35-FR-X | Indoor Luminaires | High-Bay | High-Bay Luminaires for Commercial and Industrial Buildings | Premium | FALSE | [9 empty] | 42347 |  |  | Yes |  | 3.1 | 20696 | 112 | 185 | 10.43 | 0.95 | 3607 | 82.5
P2FTEFG9 | Energy Solutions International | ESI | F-14ME-WR-L5H-35-FR-X | Indoor Luminaires | High-Bay | High-Bay Luminaires for Commercial and Industrial Buildings | Premium | FALSE | [9 empty] | 42347 |  |  | Yes |  | 3.1 | 20543 | 111 | 185 | 10.43 | 0.95 | 3607 | 82.5
PW7Z9AHH | Energy Solutions International | ESI | F-14ME-EA-L4V-35-FR-X | Indoor Luminaires | High-Bay | High-Bay Luminaires for Commercial and Industrial Buildings | Premium | FALSE | [9 empty] | 42347 |  |  | Yes |  | 3.1 | 18123 | 112 | 162 | 10.43 | 0.95 | 3607 | 82.5
PU84BPX2 | Energy Solutions International | ESI | F-14ME-WR-L4V-35-FR-X | Indoor Luminaires | High-Bay | High-Bay Luminaires for Commercial and Industrial Buildings | Premium | FALSE | [9 empty] | 42347 |  |  | Yes |  | 3.1 | 17989 | 111 | 162 | 10.43 | 0.95 | 3607 | 82.5
PSWDHNJD | Energy Solutions International | ESI | F-14ME-EA-L4H-35-FR-X | Indoor Luminaires | High-Bay | High-Bay Luminaires for Commercial and Industrial Buildings | Premium | FALSE | [9 empty] | 42347 |  |  | Yes |  | 3.1 | 16557 | 112 | 148 | 10.43 | 0.95 | 3607 | 82.5
PV4NRRA4 | Energy Solutions International | ESI | F-14ME-WR-L4H-35-FR-X | Indoor Luminaires | High-Bay | High-Bay Luminaires for Commercial and Industrial Buildings | Premium | FALSE | [9 empty] | 42347 |  |  | Yes |  | 3.1 | 16434 | 111 | 148 | 10.43 | 0.95 | 3607 | 82.5
PSHJFJN8 | Energy Solutions International | ESI | F-14ME-EA-L3V-35-FR-X | Indoor Luminaires | High-Bay | High-Bay Luminaires for Commercial and Industrial Buildings | Premium | FALSE | [9 empty] | 42347 |  |  | Yes |  | 3.1 | 13648 | 112 | 122 | 10.43 | 0.95 | 3607 | 82.5
P4NU8ZXV | Energy Solutions International | ESI | F-14ME-WR-L3V-35-FR-X | Indoor Luminaires | High-Bay | High-Bay Luminaires for Commercial and Industrial Buildings | Premium | FALSE | [9 empty] | 42347 |  |  | Yes |  | 3.1 | 13547 | 111 | 122 | 10.43 | 0.95 | 3607 | 82.5
PCKZXUJ3 | Energy Solutions International | ESI | F-14ME-EA-L3H-35-FR-X | Indoor Luminaires | High-Bay | High-Bay Luminaires for Commercial and Industrial Buildings | Premium | FALSE | [9 empty] | 42347 |  |  | Yes |  | 3.1 | 12417 | 112 | 111 | 10.43 | 0.95 | 3607 | 82.5
PT7EX9GC | Energy Solutions International | ESI | F-14ME-WR-L3H-35-FR-X | Indoor Luminaires | High-Bay | High-Bay Luminaires for Commercial and Industrial Buildings | Premium | FALSE | [9 empty] | 42347 |  |  | Yes |  | 3.1 | 12326 | 111 | 111 | 10.43 | 0.95 | 3607 | 82.5
PJY4A6CB | FY Lighting Co. Ltd | Fen Yong | FY-HB-240W-DIM-L50K728BH | Indoor Luminaires | High-Bay | High-Bay Luminaires for Commercial and Industrial Buildings | Premium | TRUE | 30880 | 129.42 | 238.6 | 12.45 | 0.9397 | 4860 | 83.2 | 5 | 50000 | 42346 |  |  | No |  | 3 | 30880 | 129.42 | 238.6 | 12.45 | 0.9397 | 5000 | 83.2
PA34QBWT | Net Zero USA | Net Zero USA | NZ-9120(4000K) | Indoor Retrofit Kit | High-Bay | Retrofit Kits for High-Bay Luminaires for Commercial and Industrial Buildings | Standard | TRUE | 13413 | 110.76 | 121.1 | 13.28 | 0.936 | 3997 | 73.8 | 5 | 50000 | 42346 |  |  | No |  | 3 | 13413 | 110.76 | 121.1 | 13.28 | 0.9361 | 4000 | 73.8
P4S7Q8MZ | Net Zero USA | Net Zero USA | NZ-9150(4000K) | Indoor Retrofit Kit | High-Bay | Retrofit Kits for High-Bay Luminaires for Commercial and Industrial Buildings | Standard | TRUE | 16393 | 108.92 | 150.5 | 13.28 | 0.927 | 3977 | 73.7 | 5 | 50000 | 42346 |  |  | No |  | 3 | 16393 | 108.92 | 150.5 | 13.28 | 0.9271 | 4000 | 73.7
PRBX7XMD | Net Zero USA | Net Zero USA | NZ-9400(4000K) | Indoor Retrofit Kit | High-Bay | Retrofit Kits for High-Bay Luminaires for Commercial and Industrial Buildings | Standard | TRUE | 44586 | 110.09 | 405 | 13.66 | 0.924 | 3987 | 73.7 | 5 | 50000 | 42346 |  |  | No |  | 3 | 44586 | 110.09 | 405 | 13.66 | 0.9248 | 4000 | 73.7
PENM4CX1 | Net Zero USA | Net Zero USA | NZ-9200(4000K) | Indoor Retrofit Kit | High-Bay | Retrofit Kits for High-Bay Luminaires for Commercial and Industrial Buildings | Standard | TRUE | 22372 | 110.32 | 202.8 | 13.2 | 0.922 | 4058 | 74.2 | 5 | 50000 | 42346 |  |  | No |  | 3 | 22372 | 110.32 | 202.8 | 13.2 | 0.9227 | 4000 | 74.2
PEHYRH5R | FY Lighting Co. Ltd | Fen Yong | FY-HB-195W-DIM-H50K728B | Indoor Luminaires | High-Bay | High-Bay Luminaires for Commercial and Industrial Buildings | Premium | TRUE | 26538 | 139.2 | 190.7 | 13.14 | 0.9205 | 4858 | 86.2 | 5 | 50000 | 42346 |  |  | No |  | 3 | 26538 | 139.2 | 190.7 | 13.14 | 0.9205 | 5000 | 86.2
PUPXCJW5 | Net Zero USA | Net Zero USA | NZ-9400(5700K) | Indoor Retrofit Kit | High-Bay | Retrofit Kits for High-Bay Luminaires for Commercial and Industrial Buildings | Standard | FALSE | [9 empty] | 42346 |  |  | No |  | 3 | 45823 | 112.37 | 407.8 | 13.66 | 0.9181 | 5700 | 69.7
P2EY1XMX | Net Zero USA | Net Zero USA | NZ-9150(5700K) | Indoor Retrofit Kit | High-Bay | Retrofit Kits for High-Bay Luminaires for Commercial and Industrial Buildings | Standard | FALSE | [9 empty] | 42346 |  |  | No |  | 3 | 16989 | 111.33 | 152.6 | 13.61 | 0.9422 | 5700 | 69.5
PZR1Y3D6 | Net Zero USA | Net Zero USA | NZ-9200(5700K) | Indoor Retrofit Kit | High-Bay | Retrofit Kits for High-Bay Luminaires for Commercial and Industrial Buildings | Standard | FALSE | [9 empty] | 42346 |  |  | No |  | 3 | 23090 | 113.91 | 202.7 | 13.66 | 0.9378 | 5700 | 69.4
PHKA7TU8 | Net Zero USA | Net Zero USA | NZ-9120(5700K) | Indoor Retrofit Kit | High-Bay | Retrofit Kits for High-Bay Luminaires for Commercial and Industrial Buildings | Standard | FALSE | [9 empty] | 42346 |  |  | No |  | 3 | 13835 | 112.75 | 122.7 | 13.61 | 0.9481 | 5700 | 69.4
PSUMAH7K | Net Zero USA | Net Zero USA | NZ-9200(5000K) | Indoor Retrofit Kit | High-Bay | Retrofit Kits for High-Bay Luminaires for Commercial and Industrial Buildings | Standard | FALSE | [9 empty] | 42346 |  |  | No |  | 3 | 22850.7 | 112.7 | 202.8 | 13.2 | 0.9227 | 5000 | 74.2
PZHWM4BZ | Net Zero USA | Net Zero USA | NZ-9120(5000K) | Indoor Retrofit Kit | High-Bay | Retrofit Kits for High-Bay Luminaires for Commercial and Industrial Buildings | Standard | FALSE | [9 empty] | 42346 |  |  | No |  | 3 | 13694.3 | 112.34 | 121.9 | 13.28 | 0.9361 | 5000 | 73.8
PJUA6GWQ | Net Zero USA | Net Zero USA | NZ-9400(5000K) | Indoor Retrofit Kit | High-Bay | Retrofit Kits for High-Bay Luminaires for Commercial and Industrial Buildings | Standard | FALSE | [9 empty] | 42346 |  |  | No |  | 3 | 45410.7 | 111.74 | 406.4 | 13.66 | 0.9248 | 5000 | 73.7
P5QRB38C | Net Zero USA | Net Zero USA | NZ-9150(5000K) | Indoor Retrofit Kit | High-Bay | Retrofit Kits for High-Bay Luminaires for Commercial and Industrial Buildings | Standard | FALSE | [9 empty] | 42346 |  |  | No |  | 3 | 16790.3 | 110.79 | 151.6 | 13.28 | 0.9271 | 5000 | 73.7
P2T3QNP6 | Net Zero USA | Net Zero USA | NZ-9200(4500K) | Indoor Retrofit Kit | High-Bay | Retrofit Kits for High-Bay Luminaires for Commercial and Industrial Buildings | Standard | FALSE | [9 empty] | 42346 |  |  | No |  | 3 | 22611.3 | 111.52 | 202.8 | 13.2 | 0.9227 | 4500 | 74.2
PS6VPBDK | Net Zero USA | Net Zero USA | NZ-9120(4500K) | Indoor Retrofit Kit | High-Bay | Retrofit Kits for High-Bay Luminaires for Commercial and Industrial Buildings | Standard | FALSE | [9 empty] | 42346 |  |  | No |  | 3 | 13553.7 | 111.19 | 121.9 | 13.28 | 0.9361 | 4500 | 73.8
PV27E5ZN | Net Zero USA | Net Zero USA | NZ-9400(4500K) | Indoor Retrofit Kit | High-Bay | Retrofit Kits for High-Bay Luminaires for Commercial and Industrial Buildings | Standard | FALSE | [9 empty] | 42346 |  |  | No |  | 3 | 44998.3 | 110.72 | 406.4 | 13.66 | 0.9248 | 4500 | 73.7
P9ZH8CSB | Net Zero USA | Net Zero USA | NZ-9150(4500K) | Indoor Retrofit Kit | High-Bay | Retrofit Kits for High-Bay Luminaires for Commercial and Industrial Buildings | Standard | FALSE | [9 empty] | 42346 |  |  | No |  | 3 | 16591.7 | 109.48 | 151.6 | 13.28 | 0.9271 | 4500 | 73.7
PN7A2XT3 | FY Lighting Co. Ltd | Fen Yong | FY-HB-195W-H50K728B | Indoor Luminaires | High-Bay | High-Bay Luminaires for Commercial and Industrial Buildings | Premium | FALSE | [9 empty] | 42346 |  |  | No |  | 3 | 26538 | 139.2 | 190.7 | 13.14 | 0.9205 | 5000 | 86.2
PRUAXNB8 | FY Lighting Co. Ltd | Fen Yong | FY-HB-240W-L50K728BH | Indoor Luminaires | High-Bay | High-Bay Luminaires for Commercial and Industrial Buildings | Premium | FALSE | [9 empty] | 42346 |  |  | No |  | 3 | 30880 | 129.42 | 238.6 | 12.45 | 0.9397 | 5000 | 83.2
PJAHUGAV | Musco Sports Lighting LLC | Musco | 228 LED 208-277V | Indoor Luminaires | High-Bay | Specialty: Indoor Flood | Standard | TRUE | 63682 | 101.8 | 624.3 | 13 | 0.941 | 5676 | 74 | 10 | 60000 | 42345 |  |  | No |  | 3.1 | 63682 | 101.8 | 625.3 | 9.4 | 0.974 | 5676 | 74
P6BH7Q7M | ZHEJIANG ZHONGQI OPTOELECTRONIC CO. LTD | ZQ Lighting | ZQGD-9413-145-Y-4000K [100 Beam Angle Only] | Indoor Luminaires | High-Bay | High-Bay Luminaires for Commercial and Industrial Buildings | Premium | TRUE | 16305.5 | 111.84 | 145.8 | 10.7 | 0.965 | 3888 | 75.1 | 5 | 50000 | 42345 | Dimmable | Continuous Below 10 | No |  | 3 | 16000 | 110 | 145 | 10.7 | 0.965 | 4000 | 70
PZ71S62N | ZHEJIANG ZHONGQI OPTOELECTRONIC CO. LTD | ZQ Lighting | ZQGD-9413-G210-4000K [100 Beam Angle Only] | Indoor Luminaires | High-Bay | High-Bay Luminaires for Commercial and Industrial Buildings | Premium | TRUE | 22600.4 | 108.12 | 209 | 12.3 | 0.964 | 3850 | 74.4 | 5 | 50000 | 42345 |  |  | No |  | 3 | 24000 | 110 | 210 | 12.3 | 0.964 | 4000 | 70
PDVZ1W8Z | A Plus Lighting LLC | A Plus Lighting | AP-HB-120-01(4000K) | Indoor Luminaires | High-Bay | High-Bay Luminaires for Commercial and Industrial Buildings | Standard | TRUE | 9710.7 | 82.73 | 117.4 | 9.19 | 0.964 | 4085 | 75.9 | 5 |  | 42345 |  |  | NotYetVerified |  | 3 |  |  | 120
P49PT6WZ | Flex Lighting Solutions | Flextronics | ES3VH-AECC-ABB | Indoor Luminaires | High-Bay | High-Bay Luminaires for Commercial and Industrial Buildings | Standard | TRUE | 14042 | 104.2 | 134.81 | 9.58 | 0.959 | 4006 | 81.8 | 5 | 200000 | 42345 |  |  | NotYetVerified | ES3VH-UL-4MS-40-WIDE-FP-LV | 3 | 14042 | 104.16 | 134.81 | 9.58 | 1 | 4006 | 81.8
PAXYSQRY | ZHEJIANG ZHONGQI OPTOELECTRONIC CO. LTD | ZQ Lighting | ZQGD-9413-210-4000K [100 Beam Angle Only] | Indoor Luminaires | High-Bay | High-Bay Luminaires for Commercial and Industrial Buildings | Premium | TRUE | 23077 | 108.78 | 212.1 | 11.7 | 0.953 | 3845 | 74.2 | 5 | 50000 | 42345 | Dimmable | Continuous Below 10 | No |  | 3 | 24000 | 110 | 210 | 11.7 | 0.953 | 4000 | 70
P44BVSCA | Mester LED Limited | MESTER | HBL24D320W27V40KH[BLANK M]PD[BLANK B] | Indoor Luminaires | High-Bay | High-Bay Luminaires for Commercial and Industrial Buildings | Standard | TRUE | 35896.46 | 106.275 | 337.77 | 12.04 | 0.9522 | 4145 | 82.4 | 5 | 50000 | 42345 |  |  | No | Product updated on 9/30/2016 | 3 | 35000 | 109 | 320 | 12.04 | 0.9 | 4000 | 82
PFJ8ZQDA | ZHEJIANG ZHONGQI OPTOELECTRONIC CO. LTD | ZQ Lighting | ZQGD-9413-G145-Y-4000K [100 Beam Angle Only] | Indoor Luminaires | High-Bay | High-Bay Luminaires for Commercial and Industrial Buildings | Premium | TRUE | 16218.5 | 113.95 | 142.3 | 15.9 | 0.952 | 3859 | 74.7 | 5 | 50000 | 42345 |  |  | No |  | 3 | 16000 | 110 | 145 | 2.45 | 0.952 | 4000 | 70
P9WPMHV8 | A Plus Lighting LLC | A Plus Lighting | AP-HB-100-01(4000K) | Indoor Luminaires | High-Bay | Low-Bay Luminaires for Commercial and Industrial Buildings | Standard | TRUE | 9681 | 100.67 | 96.17 | 12.1 | 0.9482 | 4007 | 71.2 | 5 |  | 42345 |  |  | NotYetVerified |  | 3 | 9681.6 |  | 100 |  |  | 4000
PZF4MC3Y | Mester LED Limited | MESTER | HBL22D80W27V40KH[BLANK M]PD[BLANK B] | Indoor Luminaires | High-Bay | Low-Bay Luminaires for Commercial and Industrial Buildings | Standard | TRUE | 9082.06 | 109.79 | 82.72 | 12.1 | 0.9451 | 3965 | 83.1 | 5 | 50000 | 42345 |  |  | No | Product updated on 9/30/2016 | 3 | 8800 | 110 | 80 | 12.1 | 0.9 | 4000 | 82
PVHPF5YJ | Mester LED Limited | MESTER | HBL24D200W27V40KH[BLANK M]PD[BLANK B] | Indoor Luminaires | High-Bay | High-Bay Luminaires for Commercial and Industrial Buildings | Standard | TRUE | 20564.7 | 97.3 | 211.35 | 13.34 | 0.9423 | 4140 | 82.5 | 5 | 50000 | 42345 |  |  | No | Product updated on 9/30/2016 | 3 | 20000 | 100 | 200 | 13.34 | 0.9 | 4000 | 82
PTCMWC9N | Mester LED Limited | MESTER | HBL22D160W27V40KH[BLANK M]PD[BLANK B] | Indoor Luminaires | High-Bay | High-Bay Luminaires for Commercial and Industrial Buildings | Standard | TRUE | 17618.6 | 106.71 | 165.1 | 12.31 | 0.9404 | 3957 | 83.3 | 5 | 50000 | 42345 |  |  | No | Product updated on 9/30/2016 | 3 | 17600 | 110 | 160 | 12.31 | 0.9 | 4000 | 82
PDPASTEB | A Plus Lighting LLC | A Plus Lighting | AP-HB-150-01(4000K) | Indoor Luminaires | High-Bay | High-Bay Luminaires for Commercial and Industrial Buildings | Standard | TRUE | 11846 | 79.88 | 148.3 | 10.02 | 0.9386 | 4098 | 76 | 5 |  | 42345 |  |  | NotYetVerified |  | 3 |  |  | 150
PQ5U4PHB | ZHEJIANG ZHONGQI OPTOELECTRONIC CO. LTD | ZQ Lighting | ZQGD-9412-110-4000K [100 Beam Angle Only] | Indoor Luminaires | High-Bay | High-Bay Luminaires for Commercial and Industrial Buildings | Premium | TRUE | 11900.1 | 108.57 | 109.6 | 13.2 | 0.931 | 3848 | 74.4 | 5 | 50000 | 42345 |  |  | No |  | 3 | 12500 | 108 | 110 | 13.2 | 0.931 | 4000 | 70
P5MTDX7N | XUYANG GROUP (SHENZHEN) GLOBAL BUSINESS SERVICE LTD. | XY | RK-150W-220-41 | Indoor Retrofit Kit | High-Bay | Retrofit Kits for High-Bay Luminaires for Commercial and Industrial Buildings | Standard | TRUE | 16830 | 109.36 | 153.9 | 9.93 | 0.9297 | 4007 | 74 | 5 | 50000 | 42345 |  |  | No |  | 3.1 | 16830 | 109.36 | 153.9 | 9.93 | 0.9297 | 4100 | 74
P62VW8J5 | A Plus Lighting LLC | A Plus Lighting | AP-HB-200-01(4000K) | Indoor Luminaires | High-Bay | High-Bay Luminaires for Commercial and Industrial Buildings | Standard | TRUE | 16184 | 78.89 | 205.1 | 11.58 | 0.9289 | 4044 | 75.9 | 5 |  | 42345 |  |  | NotYetVerified |  | 3 |  |  | 200
PB9BDX4K | ZHEJIANG ZHONGQI OPTOELECTRONIC CO. LTD | ZQ Lighting | ZQGD-9412-G110-4000K [100 Beam Angle Only] | Indoor Luminaires | High-Bay | High-Bay Luminaires for Commercial and Industrial Buildings | Premium | TRUE | 12174.2 | 107.03 | 113.8 | 19.3 | 0.925 | 3869 | 74.5 | 5 | 50000 | 42345 | Dimmable | Continuous Below 10 | No |  | 3 | 12500 | 110 | 110 | 20.3 | 0.925 | 4000 | 70
PMQEM1ZN | A Plus Lighting LLC | A Plus Lighting | AP-HB-080-01(4000K) | Indoor Luminaires | High-Bay | Low-Bay Luminaires for Commercial and Industrial Buildings | Standard | TRUE | 7738.1 | 101.63 | 76.14 | 13.94 | 0.9212 | 4005 | 71.3 | 5 |  | 42345 |  |  | NotYetVerified |  | 3 | 7700 | 100 | 80 |  | 0.9 | 4000 | 70
PPSUJJMH | SourceOne LED | SourceOne LED | S1-RFp-200w-D 4000K | Indoor Retrofit Kit | High-Bay | Retrofit Kits for High-Bay Luminaires for Commercial and Industrial Buildings | Standard | TRUE | 27078 | 129.15 | 210.2 | 9.75 | 0.9209 | 3990 | 83.6 | 5 | 50000 | 42345 |  |  | No |  | 3 | 27078 | 129.15 | 209.7 | 9.75 | 0.9209 | 4000 | 83.6
P9K2UW1V | A Plus Lighting LLC | A Plus Lighting | AP-HB-050-01(4000K) | Indoor Luminaires | High-Bay | Low-Bay Luminaires for Commercial and Industrial Buildings | Standard | TRUE | 5132.5 | 103.19 | 49.74 | 16.91 | 0.9011 | 4107 | 71.8 | 5 |  | 42345 |  |  | NotYetVerified |  | 3 | 5100 | 100 | 50 |  | 0.9 | 4000 | 70
PC7J6EM5 | XUYANG GROUP (SHENZHEN) GLOBAL BUSINESS SERVICE LTD. | XY | RK-150W-220-57 | Indoor Retrofit Kit | High-Bay | Retrofit Kits for High-Bay Luminaires for Commercial and Industrial Buildings | Standard | FALSE | [9 empty] | 42345 |  |  | No |  | 3.1 | 17639 | 111.92 | 157.6 | 11.76 | 0.9351 | 5700 | 72.9
PTCW2Z93 | XUYANG GROUP (SHENZHEN) GLOBAL BUSINESS SERVICE LTD. | XY | RK-150W-220-50 | Indoor Retrofit Kit | High-Bay | Retrofit Kits for High-Bay Luminaires for Commercial and Industrial Buildings | Standard | FALSE | [9 empty] | 42345 |  |  | No |  | 3.1 | 16830 | 109.36 | 153.9 | 9.93 | 0.9297 | 5000 | 74
PFE7CYT3 | SourceOne LED | SourceOne LED | S1-RFp-200w-D 5700K | Indoor Retrofit Kit | High-Bay | Retrofit Kits for High-Bay Luminaires for Commercial and Industrial Buildings | Standard | FALSE | [9 empty] | 42345 |  |  | No |  | 3 | 28161 | 131.84 | 213.6 | 9.37 | 0.9203 | 5700 | 83.5
PBVSCDYD | SourceOne LED | SourceOne LED | S1-RFp-200w-D 5000K | Indoor Retrofit Kit | High-Bay | Retrofit Kits for High-Bay Luminaires for Commercial and Industrial Buildings | Standard | FALSE | [9 empty] | 42345 |  |  | No |  | 3 | 25242 | 119.63 | 211 | 9.57 | 0.9947 | 5000 | 83.6
PF7T7PG7 | SourceOne LED | SourceOne LED | S1-RFp-200w-D 4500K | Indoor Retrofit Kit | High-Bay | Retrofit Kits for High-Bay Luminaires for Commercial and Industrial Buildings | Standard | FALSE | [9 empty] | 42345 |  |  | No |  | 3 | 25242 | 119.63 | 211 | 9.57 | 0.9947 | 4500 | 83.6
P6JCN1A6 | ZHEJIANG ZHONGQI OPTOELECTRONIC CO. LTD | ZQ Lighting | ZQGD-9412-G110-5000K [100 Beam Angle Only] | Indoor Luminaires | High-Bay | High-Bay Luminaires for Commercial and Industrial Buildings | Premium | FALSE | [9 empty] | 42345 | Dimmable | Continuous Below 10 | No |  | 3 | 12500 | 110 | 110 | 20.3 | 0.925 | 5000 | 70
PC8ENMU5 | ZHEJIANG ZHONGQI OPTOELECTRONIC CO. LTD | ZQ Lighting | ZQGD-9412-110-5000K [100 Beam Angle Only] | Indoor Luminaires | High-Bay | High-Bay Luminaires for Commercial and Industrial Buildings | Premium | FALSE | [9 empty] | 42345 | Dimmable | Continuous Below 10 | No |  | 3 | 12500 | 108 | 110 | 13.2 | 0.931 | 5000 | 70
PJKHNKQ3 | ZHEJIANG ZHONGQI OPTOELECTRONIC CO. LTD | ZQ Lighting | ZQGD-9413-G210-5000K [100 Beam Angle Only] | Indoor Luminaires | High-Bay | High-Bay Luminaires for Commercial and Industrial Buildings | Premium | FALSE | [9 empty] | 42345 |  |  | No |  | 3 | 24000 | 110 | 210 | 12.3 | 0.964 | 5000 | 70
P6M5B2K6 | ZHEJIANG ZHONGQI OPTOELECTRONIC CO. LTD | ZQ Lighting | ZQGD-9413-210-5000K [100 Beam Angle Only] | Indoor Luminaires | High-Bay | High-Bay Luminaires for Commercial and Industrial Buildings | Premium | FALSE | [9 empty] | 42345 | Dimmable | Continuous Below 10 | No |  | 3 | 24000 | 110 | 210 | 11.7 | 0.953 | 5000 | 70
P4RK8RTJ | ZHEJIANG ZHONGQI OPTOELECTRONIC CO. LTD | ZQ Lighting | ZQGD-9413-145-Y-5000K [100 Beam Angle Only] | Indoor Luminaires | High-Bay | High-Bay Luminaires for Commercial and Industrial Buildings | Premium | FALSE | [9 empty] | 42345 | Dimmable | Continuous Below 10 | No |  | 3 | 16000 | 110 | 145 | 10.7 | 0.965 | 5000 | 70
PS23BSK1 | ZHEJIANG ZHONGQI OPTOELECTRONIC CO. LTD | ZQ Lighting | ZQGD-9413-G145-Y-5000K [100 Beam Angle Only] | Indoor Luminaires | High-Bay | High-Bay Luminaires for Commercial and Industrial Buildings | Premium | FALSE | [9 empty] | 42345 |  |  | No |  | 3 | 16000 | 110 | 145 | 2.45 | 0.952 | 5000 | 70
PV2MBHNQ | ZHEJIANG ZHONGQI OPTOELECTRONIC CO. LTD | ZQ Lighting | ZQGD-9412-G110-4500K [100 Beam Angle Only] | Indoor Luminaires | High-Bay | High-Bay Luminaires for Commercial and Industrial Buildings | Premium | FALSE | [9 empty] | 42345 |  |  | No |  | 3 | 12500 | 110 | 110 | 20.3 | 0.925 | 4500 | 70
PJTXHJJS | ZHEJIANG ZHONGQI OPTOELECTRONIC CO. LTD | ZQ Lighting | ZQGD-9412-110-4500K [100 Beam Angle Only] | Indoor Luminaires | High-Bay | High-Bay Luminaires for Commercial and Industrial Buildings | Premium | FALSE | [9 empty] | 42345 |  |  | No |  | 3 | 12500 | 108 | 110 | 13.2 | 0.931 | 4500 | 70
P7DQKR89 | ZHEJIANG ZHONGQI OPTOELECTRONIC CO. LTD | ZQ Lighting | ZQGD-9413-G210-4500K [100 Beam Angle Only] | Indoor Luminaires | High-Bay | High-Bay Luminaires for Commercial and Industrial Buildings | Premium | FALSE | [9 empty] | 42345 | Dimmable | Continuous Below 10 | No |  | 3 | 24000 | 110 | 210 | 12.3 | 0.964 | 4500 | 70
PU8QYUSH | ZHEJIANG ZHONGQI OPTOELECTRONIC CO. LTD | ZQ Lighting | ZQGD-9413-210-4500K [100 Beam Angle Only] | Indoor Luminaires | High-Bay | High-Bay Luminaires for Commercial and Industrial Buildings | Premium | FALSE | [9 empty] | 42345 |  |  | No |  | 3 | 24000 | 110 | 210 | 11.7 | 0.953 | 4500 | 70
PQUB9JAF | ZHEJIANG ZHONGQI OPTOELECTRONIC CO. LTD | ZQ Lighting | ZQGD-9413-145-Y-4500K [100 Beam Angle Only] | Indoor Luminaires | High-Bay | High-Bay Luminaires for Commercial and Industrial Buildings | Premium | FALSE | [9 empty] | 42345 |  |  | No |  | 3 | 16000 | 110 | 145 | 10.7 | 0.965 | 4500 | 70
PX7G2EV6 | ZHEJIANG ZHONGQI OPTOELECTRONIC CO. LTD | ZQ Lighting | ZQGD-9413-G145-Y-4500K [100 Beam Angle Only] | Indoor Luminaires | High-Bay | High-Bay Luminaires for Commercial and Industrial Buildings | Premium | FALSE | [9 empty] | 42345 |  |  | No |  | 3 | 16000 | 110 | 145 | 2.45 | 0.952 | 4500 | 70
P5XQXY5X | Mester LED Limited | MESTER | HBL24D200W27V50KH[BLANK M]PD[BLANK B] | Indoor Luminaires | High-Bay | High-Bay Luminaires for Commercial and Industrial Buildings | Standard | FALSE | [9 empty] | 42345 |  |  | No | Product updated on 9/30/2016 | 3 | 20000 | 100 | 200 | 13.34 | 0.9 | 5000 | 82
P4NEQXFE | Mester LED Limited | MESTER | HBL22D160W27V50KH[BLANK M]PD[BLANK B] | Indoor Luminaires | High-Bay | High-Bay Luminaires for Commercial and Industrial Buildings | Standard | FALSE | [9 empty] | 42345 |  |  | No | Product updated on 9/30/2016 | 3 | 18000 | 113 | 160 | 12.31 | 0.9 | 5000 | 82
PXB266QX | Mester LED Limited | MESTER | HBL22D80W27V50KH[BLANK M]PD[BLANK B] | Indoor Luminaires | High-Bay | Low-Bay Luminaires for Commercial and Industrial Buildings | Standard | FALSE | [9 empty] | 42345 |  |  | No | Product updated on 9/30/2016 | 3 | 8900 | 111 | 80 | 12.1 | 0.9 | 5000 | 82
PHBQMEDW | Mester LED Limited | MESTER | HBL24D320W27V50KH[BLANK M]PD[BLANK B] | Indoor Luminaires | High-Bay | High-Bay Luminaires for Commercial and Industrial Buildings | Standard | FALSE | [9 empty] | 42345 |  |  | No | Product updated on 9/30/2016 | 3 | 36000 | 112 | 320 | 12.04 | 0.9 | 5000 | 82
PE9KEHJP | Flex Lighting Solutions | Flextronics | ES3VH-AEDC-AAB | Indoor Luminaires | High-Bay | High-Bay Luminaires for Commercial and Industrial Buildings | Standard | FALSE | [9 empty] | 42345 |  |  | NotYetVerified | ES3VH-UL-4MS-50-WIDE-CA-LV | 3 | 16299.9 | 120.91 | 134.81 | 9.58 | 1 | 4006 | 81.8
PJ57WUK9 | Flex Lighting Solutions | Flextronics | ES3VH-AECC-AAH | Indoor Luminaires | High-Bay | High-Bay Luminaires for Commercial and Industrial Buildings | Standard | FALSE | [9 empty] | 42345 |  |  | NotYetVerified | ES3VH-UL-4MS-40-WIDE-CA-HV | 3 | 15508.53 | 115.04 | 134.81 | 9.58 | 0.99 | 4006 | 81.8
PC5JSRNA | Flex Lighting Solutions | Flextronics | ES3VH-AECC-AAB | Indoor Luminaires | High-Bay | High-Bay Luminaires for Commercial and Industrial Buildings | Standard | FALSE | [9 empty] | 42345 |  |  | NotYetVerified | ES3VH-UL-4MS-40-WIDE-CA-LV | 3 | 15450.82 | 114.61 | 134.81 | 9.58 | 1 | 4006 | 81.8
PDEAQHZQ | Flex Lighting Solutions | Flextronics | ES3VH-AEDC-ABH | Indoor Luminaires | High-Bay | High-Bay Luminaires for Commercial and Industrial Buildings | Standard | FALSE | [9 empty] | 42345 |  |  | NotYetVerified | ES3VH-UL-4MS-50-WIDE-FP-HV | 3 | 14869 | 110.3 | 134.81 | 9.58 | 0.99 | 4006 | 81.8
PE85JEPW | Flex Lighting Solutions | Flextronics | ES3VH-AEDC-ABB | Indoor Luminaires | High-Bay | High-Bay Luminaires for Commercial and Industrial Buildings | Standard | FALSE | [9 empty] | 42345 |  |  | NotYetVerified | ES3VH-UL-4MS-50-WIDE-FP-LV | 3 | 14813.66 | 109.89 | 134.81 | 9.58 | 1 | 4006 | 81.8
P1ETYXP1 | Flex Lighting Solutions | Flextronics | ES3VH-AEDC-CAH | Indoor Luminaires | High-Bay | High-Bay Luminaires for Commercial and Industrial Buildings | Standard | FALSE | [9 empty] | 42345 |  |  | NotYetVerified | ES3VH-UL-4MS-50-AISLE-CA-HV | 3 | 14645.96 | 108.64 | 134.81 | 9.58 | 0.99 | 4006 | 81.8
PZCBPAXQ | Flex Lighting Solutions | Flextronics | ES3VH-AEDC-CAB | Indoor Luminaires | High-Bay | High-Bay Luminaires for Commercial and Industrial Buildings | Standard | FALSE | [9 empty] | 42345 |  |  | NotYetVerified | ES3VH-UL-4MS-50-AISLE-CA-LV | 3 | 14591.46 | 108.24 | 134.81 | 9.58 | 1 | 4006 | 81.8
PU2P532F | Flex Lighting Solutions | Flextronics | ES3VH-AECC-ABH | Indoor Luminaires | High-Bay | High-Bay Luminaires for Commercial and Industrial Buildings | Standard | FALSE | [9 empty] | 42345 |  |  | NotYetVerified | ES3VH-UL-4MS-40-WIDE-FP-HV | 3 | 14094.45 | 104.55 | 134.81 | 9.58 | 0.99 | 4006 | 81.8
PK4FSQDE | Flex Lighting Solutions | Flextronics | ES3PH-AECC-CAB | Indoor Luminaires | High-Bay | High-Bay Luminaires for Commercial and Industrial Buildings | Standard | FALSE | [9 empty] | 42345 |  |  | NotYetVerified | ES3PH-UL-4MS-40-AISLE-CA-LV | 3 | 13855.01 | 120.48 | 115 | 9.58 | 1 | 3978 | 82
P59PZEZZ | Musco Sports Lighting LLC | Musco | 228 LED 347-480V | Indoor Luminaires | High-Bay | Specialty: Indoor Flood | Standard | FALSE | [9 empty] | 42345 | Dimmable | Stepped | No |  | 3.1 | 63682 | 103.1 | 617.3 | 13 | 0.941 | 5676 | 74
PK4NXYEP | A Plus Lighting LLC | A Plus Lighting | AP-HB-200-01(5700K) | Indoor Luminaires | High-Bay | High-Bay Luminaires for Commercial and Industrial Buildings | Standard | FALSE | [9 empty] | 42345 | Not Dimmable | Not Dimmable | NotYetVerified |  | 3 | 16828.7 | 82.9 | 200 | 12 | 0.95 | 5700 | 70
PZFABBJN | A Plus Lighting LLC | A Plus Lighting | AP-HB-150-01(5700K) | Indoor Luminaires | High-Bay | High-Bay Luminaires for Commercial and Industrial Buildings | Standard | FALSE | [9 empty] | 42345 | Not Dimmable | Not Dimmable | NotYetVerified |  | 3 | 12471.3 | 83.7 | 150 | 10 | 0.95 | 5700 | 70
P2Z8F9AQ | A Plus Lighting LLC | A Plus Lighting | AP-HB-120-01(5700K) | Indoor Luminaires | High-Bay | High-Bay Luminaires for Commercial and Industrial Buildings | Standard | FALSE | [9 empty] | 42345 | Not Dimmable | Not Dimmable | NotYetVerified |  | 3 | 9982.8 | 84.6 | 120 | 9.2 | 0.95 | 5700 | 70
PSKUW9DP | A Plus Lighting LLC | A Plus Lighting | AP-HB-080-01(5700K) | Indoor Luminaires | High-Bay | Low-Bay Luminaires for Commercial and Industrial Buildings | Standard | FALSE | [9 empty] | 42345 | Not Dimmable | Not Dimmable | NotYetVerified |  | 3 | 7900 | 103 | 80 |  |  | 5700 | 70
PVMEEJS9 | A Plus Lighting LLC | A Plus Lighting | AP-HB-050-01(5700K) | Indoor Luminaires | High-Bay | Low-Bay Luminaires for Commercial and Industrial Buildings | Standard | FALSE | [9 empty] | 42345 | Not Dimmable | Not Dimmable | NotYetVerified |  | 3 | 5200 | 106 | 50 |  |  | 5700 | 70
P1HGW2W5 | A Plus Lighting LLC | A Plus Lighting | AP-HB-200-01(5000K) | Indoor Luminaires | High-Bay | High-Bay Luminaires for Commercial and Industrial Buildings | Standard | FALSE | [9 empty] | 42345 | Not Dimmable | Not Dimmable | NotYetVerified |  | 3 | 16524.2 | 81.4 | 200 | 12 | 0.95 | 5000 | 70
P6QD3NMK | A Plus Lighting LLC | A Plus Lighting | AP-HB-150-01(5000K) | Indoor Luminaires | High-Bay | High-Bay Luminaires for Commercial and Industrial Buildings | Standard | FALSE | [9 empty] | 42345 | Not Dimmable | Not Dimmable | NotYetVerified |  | 3 | 12285 | 82.45 | 150 | 10 | 0.95 | 5000 | 70
PH44KZAV | A Plus Lighting LLC | A Plus Lighting | AP-HB-120-01(5000K) | Indoor Luminaires | High-Bay | High-Bay Luminaires for Commercial and Industrial Buildings | Standard | FALSE | [9 empty] | 42345 | Not Dimmable | Not Dimmable | NotYetVerified |  | 3 | 9841.7 | 83.4 | 120 | 9.2 | 0.95 | 5000 | 70
PG2WE928 | A Plus Lighting LLC | A Plus Lighting | AP-HB-080-01(5000K) | Indoor Luminaires | High-Bay | Low-Bay Luminaires for Commercial and Industrial Buildings | Standard | FALSE | [9 empty] | 42345 | Not Dimmable | Not Dimmable | NotYetVerified |  | 3 | 7700 | 100 | 80 |  |  | 5000 | 70
PXSTUSP3 | A Plus Lighting LLC | A Plus Lighting | AP-HB-050-01(5000K) | Indoor Luminaires | High-Bay | Low-Bay Luminaires for Commercial and Industrial Buildings | Standard | FALSE | [9 empty] | 42345 | Not Dimmable | Not Dimmable | NotYetVerified |  | 3 | 5100 | 100 | 50 |  |  | 5000 | 70
PGNCSWAK | A Plus Lighting LLC | A Plus Lighting | AP-HB-200-01(4500K) | Indoor Luminaires | High-Bay | High-Bay Luminaires for Commercial and Industrial Buildings | Standard | FALSE | [9 empty] | 42345 | Not Dimmable | Not Dimmable | NotYetVerified |  | 3 | 16077.6 | 79.2 | 200 | 12 | 0.95 | 4500 | 70
P8CVCCH9 | A Plus Lighting LLC | A Plus Lighting | AP-HB-150-01(4500K) | Indoor Luminaires | High-Bay | High-Bay Luminaires for Commercial and Industrial Buildings | Standard | FALSE | [9 empty] | 42345 | Not Dimmable | Not Dimmable | NotYetVerified |  | 3 | 12083.9 | 81.1 | 150 | 10 | 0.95 | 4500 | 70
P8WPVA1B | A Plus Lighting LLC | A Plus Lighting | AP-HB-120-01(4500K) | Indoor Luminaires | High-Bay | High-Bay Luminaires for Commercial and Industrial Buildings | Standard | FALSE | [9 empty] | 42345 | Not Dimmable | Not Dimmable | NotYetVerified |  | 3 | 9760.2 | 82.7 | 120 | 9.2 | 0.95 | 4500 | 70
PYUA13VZ | A Plus Lighting LLC | A Plus Lighting | AP-HB-080-01(4500K) | Indoor Luminaires | High-Bay | Low-Bay Luminaires for Commercial and Industrial Buildings | Standard | FALSE | [9 empty] | 42345 | Not Dimmable | Not Dimmable | NotYetVerified |  | 3 | 7700 | 100 | 80 |  |  | 4500 | 70
PKVYDBQQ | A Plus Lighting LLC | A Plus Lighting | AP-HB-050-01(4500K) | Indoor Luminaires | High-Bay | Low-Bay Luminaires for Commercial and Industrial Buildings | Standard | FALSE | [9 empty] | 42345 | Not Dimmable | Not Dimmable | NotYetVerified |  | 3 | 5100 | 100 | 50 |  |  | 4500 | 70
PBFMYVEC | DASCOM Americas | Sonaray | HB-2250LW | Indoor Luminaires | High-Bay | High-Bay Luminaires for Commercial and Industrial Buildings | Standard | TRUE | 28628.18 | 112.28 | 254.98 | 8.06 | 0.948 | 4811 | 74.2 | 5 | 50000 | 42342 |  |  | No |  | 3 | 25248 | 100.99 | 250 | 20 | 0.9 | 5000 | 70
PDAP6MXY | Acuity Brands Lighting | Lithonia Lighting | MSL 10000LM L/LV MVOLT GZ10 50K 90CRI XXXX | Indoor Luminaires | High-Bay | Low-Bay Luminaires for Commercial and Industrial Buildings | Standard | TRUE | 8149 | 97.98 | 83.17 | 12.3 | 0.9819 | 5024 | 94.7 | 5 | 100000 | 42341 |  |  | Yes |  | 3 | 8110.0576 | 94.8323 | 85.52 | 7.07 | 0.997 | 5000 | 90
PTS3DTEA | Acuity Brands Lighting | Lithonia Lighting | MSL 10000LM L/LV MVOLT GZ10 30K 80CRI XXXX | Indoor Luminaires | High-Bay | Low-Bay Luminaires for Commercial and Industrial Buildings | Standard | TRUE | 9426 | 111.84 | 84.28 | 12.32 | 0.9816 | 3053 | 81.89 | 5 | 100000 | 42341 |  |  | Yes |  | 3 | 9380.955 | 125.5817 | 74.7 | 7.07 | 0.997 | 3000 | 80
PNWSPCF4 | Dongbu Lightec | Lumidas-SLB50(Lowbay) | SLB50-UM-ND | Indoor Luminaires | High-Bay | Low-Bay Luminaires for Commercial and Industrial Buildings | Standard | TRUE | 7426 | 145.3 | 51.1 | 14.7 | 0.949 | 3972 | 83.8 | 5 |  | 42341 |  |  | No |  | 3.1 | 7000 | 140 | 50 | 20 | 0.9 | 4000 | 80
PXMQ7ZFZ | Acuity Brands Lighting | Lithonia Lighting | TMSL 20000LM L/LV MVOLT GZ10 30K 90CRI XXXX | Indoor Luminaires | High-Bay | High-Bay Luminaires for Commercial and Industrial Buildings | Standard | TRUE | 15161.1 | 83.5783 | 181.4 | 18.06 | 0.9468 | 3032 | 94.49 | 5 | 100000 | 42341 |  |  | Yes |  | 3 | 15161.2 | 83.5788 | 181.4 | 7.07 | 0.997 | 3000 | 90
PYUXJEUC | Dongbu Lightec | Lumidas-SLB50(Lowbay) | SLB50-UM-DD | Indoor Luminaires | High-Bay | Low-Bay Luminaires for Commercial and Industrial Buildings | Standard | FALSE | [9 empty] | 42341 |  |  | No |  | 3.1 | 7000 | 140 | 50 | 20 | 0.9 | 5000 | 80
P2453SV5 | Acuity Brands Lighting | Lithonia Lighting | TMSL 20000LM L/LV MVOLT GZ10 50K 90CRI XXXX | Indoor Luminaires | High-Bay | High-Bay Luminaires for Commercial and Industrial Buildings | Standard | FALSE | [9 empty] | 42341 | Dimmable | Continuous Above 10 | Yes |  | 3 | 16220.115 | 89.4163 | 181.4 | 7.07 | 0.997 | 5000 | 90
P13VXG9F | Acuity Brands Lighting | Lithonia Lighting | TMSL 16000LM L/LV MVOLT GZ10 50K 90CRI XXXX | Indoor Luminaires | High-Bay | High-Bay Luminaires for Commercial and Industrial Buildings | Standard | FALSE | [9 empty] | 42341 | Dimmable | Continuous Above 10 | Yes |  | 3 | 14456.92 | 96.71 | 149.48 | 7.07 | 0.997 | 5000 | 90
P7UNDZ3J | Acuity Brands Lighting | Lithonia Lighting | MSL 8000LM L/LV MVOLT GZ10 50K 90CRI XXXX | Indoor Luminaires | High-Bay | Low-Bay Luminaires for Commercial and Industrial Buildings | Standard | FALSE | [9 empty] | 42341 | Dimmable | Continuous Above 10 | Yes |  | 3 | 7228.46 | 96.77 | 74.7 | 7.07 | 0.997 | 5000 | 90
PJJB65UE | Acuity Brands Lighting | Lithonia Lighting | TMSL 8000LM L/LV MVOLT GZ10 50K 90CRI XXXX | Indoor Luminaires | High-Bay | Low-Bay Luminaires for Commercial and Industrial Buildings | Standard | FALSE | [9 empty] | 42341 | Dimmable | Continuous Above 10 | Yes |  | 3 | 6019.99 | 104.88 | 57.4 | 7.07 | 0.997 | 5000 | 90
PWHGDDPC | Acuity Brands Lighting | Lithonia Lighting | TMSL 20000LM L/LV MVOLT GZ10 50K 80CRI XXXX | Indoor Luminaires | High-Bay | High-Bay Luminaires for Commercial and Industrial Buildings | Standard | FALSE | [9 empty] | 42341 | Dimmable | Continuous Above 10 | Yes |  | 3 | 20072.312 | 110.6522 | 181.4 | 7.07 | 0.997 | 5000 | 80
PC7YE4JD | Acuity Brands Lighting | Lithonia Lighting | TMSL 16000LM L/LV MVOLT GZ10 50K 80CRI XXXX | Indoor Luminaires | High-Bay | High-Bay Luminaires for Commercial and Industrial Buildings | Standard | FALSE | [9 empty] | 42341 | Dimmable | Continuous Above 10 | Yes |  | 3 | 17890.37 | 119.68 | 149.48 | 7.07 | 0.997 | 5000 | 80
P8CJB6AT | Acuity Brands Lighting | Lithonia Lighting | MSL 10000LM L/LV MVOLT GZ10 50K 80CRI XXXX | Indoor Luminaires | High-Bay | Low-Bay Luminaires for Commercial and Industrial Buildings | Standard | FALSE | [9 empty] | 42341 | Dimmable | Continuous Above 10 | Yes |  | 3 | 10036.16 | 117.35 | 85.52 | 7.07 | 0.997 | 5000 | 80
PNN7BXKR | Acuity Brands Lighting | Lithonia Lighting | MSL 8000LM L/LV MVOLT GZ10 50K 80CRI XXXX | Indoor Luminaires | High-Bay | Low-Bay Luminaires for Commercial and Industrial Buildings | Standard | FALSE | [9 empty] | 42341 | Dimmable | Continuous Above 10 | Yes |  | 3 | 8945.18 | 119.75 | 74.7 | 7.07 | 0.997 | 5000 | 80
PGQYGSRP | Acuity Brands Lighting | Lithonia Lighting | TMSL 8000LM L/LV MVOLT GZ10 50K 80CRI XXXX | Indoor Luminaires | High-Bay | Low-Bay Luminaires for Commercial and Industrial Buildings | Standard | FALSE | [9 empty] | 42341 | Dimmable | Continuous Above 10 | Yes |  | 3 | 7449.71 | 129.79 | 57.4 | 7.07 | 0.997 | 5000 | 80
P8D9J2TQ | Acuity Brands Lighting | Lithonia Lighting | TMSL 20000LM L/LV MVOLT GZ10 40K 90CRI XXXX | Indoor Luminaires | High-Bay | High-Bay Luminaires for Commercial and Industrial Buildings | Standard | FALSE | [9 empty] | 42341 | Dimmable | Continuous Above 10 | Yes |  | 3 | 15835.96 | 87.2986 | 181.4 | 7.07 | 0.997 | 4000 | 90
P2A2KR48 | Acuity Brands Lighting | Lithonia Lighting | TMSL 16000LM L/LV MVOLT GZ10 40K 90CRI XXXX | Indoor Luminaires | High-Bay | High-Bay Luminaires for Commercial and Industrial Buildings | Standard | FALSE | [9 empty] | 42341 | Dimmable | Continuous Above 10 | Yes |  | 3 | 14114.52 | 94.42 | 149.48 | 7.07 | 0.997 | 4000 | 90
P17N4BG4 | Acuity Brands Lighting | Lithonia Lighting | MSL 10000LM L/LV MVOLT GZ10 40K 90CRI XXXX | Indoor Luminaires | High-Bay | Low-Bay Luminaires for Commercial and Industrial Buildings | Standard | FALSE | [9 empty] | 42341 | Dimmable | Continuous Above 10 | Yes |  | 3 | 7917.98 | 106 | 74.7 | 7.07 | 0.997 | 4000 | 90
PXUVRED7 | Acuity Brands Lighting | Lithonia Lighting | MSL 8000LM L/LV MVOLT GZ10 40K 90CRI XXXX | Indoor Luminaires | High-Bay | Low-Bay Luminaires for Commercial and Industrial Buildings | Standard | FALSE | [9 empty] | 42341 | Dimmable | Continuous Above 10 | Yes |  | 3 | 7057.26 | 94.47 | 74.7 | 7.07 | 0.997 | 4000 | 90
P8ZPSTYA | Acuity Brands Lighting | Lithonia Lighting | TMSL 8000LM L/LV MVOLT GZ10 40K 90CRI XXXX | Indoor Luminaires | High-Bay | Low-Bay Luminaires for Commercial and Industrial Buildings | Standard | FALSE | [9 empty] | 42341 | Dimmable | Continuous Above 10 | Yes |  | 3 | 5877.41 | 102.39 | 57.4 | 7.07 | 0.997 | 4000 | 90
PRDC3JCB | Acuity Brands Lighting | Lithonia Lighting | TMSL 20000LM L/LV MVOLT GZ10 40K 80CRI XXXX | Indoor Luminaires | High-Bay | High-Bay Luminaires for Commercial and Industrial Buildings | Standard | FALSE | [9 empty] | 42341 | Dimmable | Continuous Above 10 | Yes |  | 3 | 19596.922 | 108.0315 | 181.4 | 7.07 | 0.997 | 4000 | 80
PBHYZ9HJ | Acuity Brands Lighting | Lithonia Lighting | TMSL 16000LM L/LV MVOLT GZ10 40K 80CRI XXXX | Indoor Luminaires | High-Bay | High-Bay Luminaires for Commercial and Industrial Buildings | Standard | FALSE | [9 empty] | 42341 | Dimmable | Continuous Above 10 | Yes |  | 3 | 17466.65 | 116.85 | 149.48 | 7.07 | 0.997 | 4000 | 80
PG21Y8CW | Acuity Brands Lighting | Lithonia Lighting | MSL 10000LM L/LV MVOLT GZ10 40K 80CRI XXXX | Indoor Luminaires | High-Bay | Low-Bay Luminaires for Commercial and Industrial Buildings | Standard | FALSE | [9 empty] | 42341 | Dimmable | Continuous Above 10 | Yes |  | 3 | 9798.46 | 131.17 | 74.7 | 7.07 | 0.997 | 4000 | 80
P2N2XQ7P | Acuity Brands Lighting | Lithonia Lighting | MSL 8000LM L/LV MVOLT GZ10 40K 80CRI XXXX | Indoor Luminaires | High-Bay | Low-Bay Luminaires for Commercial and Industrial Buildings | Standard | FALSE | [9 empty] | 42341 | Dimmable | Continuous Above 10 | Yes |  | 3 | 8733.33 | 116.91 | 74.7 | 7.07 | 0.997 | 4000 | 80
P3QTZEEW | Acuity Brands Lighting | Lithonia Lighting | TMSL 8000LM L/LV MVOLT GZ10 40K 80CRI XXXX | Indoor Luminaires | High-Bay | Low-Bay Luminaires for Commercial and Industrial Buildings | Standard | FALSE | [9 empty] | 42341 | Dimmable | Continuous Above 10 | Yes |  | 3 | 7273.27 | 126.71 | 57.4 | 7.07 | 0.997 | 4000 | 80
P4F95VRK | Acuity Brands Lighting | Lithonia Lighting | TMSL 20000LM L/LV MVOLT GZ10 35K 90CRI XXXX | Indoor Luminaires | High-Bay | High-Bay Luminaires for Commercial and Industrial Buildings | Standard | FALSE | [9 empty] | 42341 | Dimmable | Continuous Above 10 | Yes |  | 3 | 15786.199 | 87.0242 | 181.4 | 7.07 | 0.997 | 3500 | 90
PZ25DY4V | Acuity Brands Lighting | Lithonia Lighting | TMSL 16000LM L/LV MVOLT GZ10 35K 90CRI XXXX | Indoor Luminaires | High-Bay | High-Bay Luminaires for Commercial and Industrial Buildings | Standard | FALSE | [9 empty] | 42341 | Dimmable | Continuous Above 10 | Yes |  | 3 | 14070.17 | 94.13 | 149.48 | 7.07 | 0.997 | 3500 | 90
P4ETJJU8 | Acuity Brands Lighting | Lithonia Lighting | MSL 10000LM L/LV MVOLT GZ10 35K 90CRI XXXX | Indoor Luminaires | High-Bay | Low-Bay Luminaires for Commercial and Industrial Buildings | Standard | FALSE | [9 empty] | 42341 | Dimmable | Continuous Above 10 | Yes |  | 3 | 7893.1 | 105.66 | 74.7 | 7.07 | 0.997 | 3500 | 90
PCHHPUQD | Acuity Brands Lighting | Lithonia Lighting | MSL 8000LM L/LV MVOLT GZ10 35K 90CRI XXXX | Indoor Luminaires | High-Bay | Low-Bay Luminaires for Commercial and Industrial Buildings | Standard | FALSE | [9 empty] | 42341 | Dimmable | Continuous Above 10 | Yes |  | 3 | 7035.09 | 94.18 | 74.7 | 7.07 | 0.997 | 3500 | 90
P6KM6DX4 | Acuity Brands Lighting | Lithonia Lighting | TMSL 8000LM L/LV MVOLT GZ10 35K 90CRI XXXX | Indoor Luminaires | High-Bay | Low-Bay Luminaires for Commercial and Industrial Buildings | Standard | FALSE | [9 empty] | 42341 | Dimmable | Continuous Above 10 | Yes |  | 3 | 5858.95 | 102.07 | 57.4 | 7.07 | 0.997 | 3500 | 90
PYA13QSW | Acuity Brands Lighting | Lithonia Lighting | TMSL 20000LM L/LV MVOLT GZ10 35K 80CRI XXXX | Indoor Luminaires | High-Bay | High-Bay Luminaires for Commercial and Industrial Buildings | Standard | FALSE | [9 empty] | 42341 | Dimmable | Continuous Above 10 | Yes |  | 3 | 19535.344 | 107.6921 | 181.4 | 7.07 | 0.997 | 3500 | 80
PSY3AHHQ | Acuity Brands Lighting | Lithonia Lighting | TMSL 16000LM L/LV MVOLT GZ10 35K 80CRI XXXX | Indoor Luminaires | High-Bay | High-Bay Luminaires for Commercial and Industrial Buildings | Standard | FALSE | [9 empty] | 42341 | Dimmable | Continuous Above 10 | Yes |  | 3 | 17411.77 | 116.48 | 149.48 | 7.07 | 0.997 | 3500 | 80
P8VRYUQ2 | Acuity Brands Lighting | Lithonia Lighting | MSL 10000LM L/LV MVOLT GZ10 35K 80CRI XXXX | Indoor Luminaires | High-Bay | Low-Bay Luminaires for Commercial and Industrial Buildings | Standard | FALSE | [9 empty] | 42341 | Dimmable | Continuous Above 10 | Yes |  | 3 | 9767.67 | 130.76 | 74.7 | 7.07 | 0.997 | 3500 | 80
PXC4TG75 | Acuity Brands Lighting | Lithonia Lighting | MSL 8000LM L/LV MVOLT GZ10 35K 80CRI XXXX | Indoor Luminaires | High-Bay | Low-Bay Luminaires for Commercial and Industrial Buildings | Standard | FALSE | [9 empty] | 42341 | Dimmable | Continuous Above 10 | Yes |  | 3 | 8705.88 | 116.54 | 74.7 | 7.07 | 0.997 | 3500 | 80
PUJCC47Z | Acuity Brands Lighting | Lithonia Lighting | TMSL 8000LM L/LV MVOLT GZ10 35K 80CRI XXXX | Indoor Luminaires | High-Bay | Low-Bay Luminaires for Commercial and Industrial Buildings | Standard | FALSE | [9 empty] | 42341 | Dimmable | Continuous Above 10 | Yes |  | 3 | 7250.42 | 126.31 | 57.4 | 7.07 | 0.997 | 3500 | 80
PS6AD78Q | Acuity Brands Lighting | Lithonia Lighting | TMSL 16000LM L/LV MVOLT GZ10 30K 90CRI XXXX | Indoor Luminaires | High-Bay | High-Bay Luminaires for Commercial and Industrial Buildings | Standard | FALSE | [9 empty] | 42341 | Dimmable | Continuous Above 10 | Yes |  | 3 | 13513.11 | 90.4 | 149.48 | 7.07 | 0.997 | 3000 | 90
P63RVC68 | Acuity Brands Lighting | Lithonia Lighting | MSL 10000LM L/LV MVOLT GZ10 30K 90CRI XXXX | Indoor Luminaires | High-Bay | Low-Bay Luminaires for Commercial and Industrial Buildings | Standard | FALSE | [9 empty] | 42341 | Dimmable | Continuous Above 10 | Yes |  | 3 | 7580.6 | 101.48 | 74.7 | 7.07 | 0.997 | 3000 | 90
PAZ7D4NH | Acuity Brands Lighting | Lithonia Lighting | MSL 8000LM L/LV MVOLT GZ10 30K 90CRI XXXX | Indoor Luminaires | High-Bay | Low-Bay Luminaires for Commercial and Industrial Buildings | Standard | FALSE | [9 empty] | 42341 | Dimmable | Continuous Above 10 | Yes |  | 3 | 6756.56 | 90.45 | 74.7 | 7.07 | 0.997 | 3000 | 90
PNFSPQ49 | Acuity Brands Lighting | Lithonia Lighting | TMSL 8000LM L/LV MVOLT GZ10 30K 90CRI XXXX | Indoor Luminaires | High-Bay | Low-Bay Luminaires for Commercial and Industrial Buildings | Standard | FALSE | [9 empty] | 42341 | Dimmable | Continuous Above 10 | Yes |  | 3 | 5626.98 | 98.03 | 57.4 | 7.07 | 0.997 | 3000 | 90
PZBXKFBR | Acuity Brands Lighting | Lithonia Lighting | TMSL 20000LM L/LV MVOLT GZ10 30K 80CRI XXXX | Indoor Luminaires | High-Bay | High-Bay Luminaires for Commercial and Industrial Buildings | Standard | FALSE | [9 empty] | 42341 | Dimmable | Continuous Above 10 | Yes |  | 3 | 18761.91 | 103.43 | 181.4 | 7.07 | 0.997 | 3000 | 80
P6S728AW | Acuity Brands Lighting | Lithonia Lighting | TMSL 16000LM L/LV MVOLT GZ10 30K 80CRI XXXX | Indoor Luminaires | High-Bay | High-Bay Luminaires for Commercial and Industrial Buildings | Standard | FALSE | [9 empty] | 42341 | Dimmable | Continuous Above 10 | Yes |  | 3 | 16722.41 | 111.87 | 149.48 | 7.07 | 0.997 | 3000 | 80
PMJ4JVCZ | Acuity Brands Lighting | Lithonia Lighting | MSL 8000LM L/LV MVOLT GZ10 30K 80CRI XXXX | Indoor Luminaires | High-Bay | Low-Bay Luminaires for Commercial and Industrial Buildings | Standard | FALSE | [9 empty] | 42341 | Dimmable | Continuous Above 10 | Yes |  | 3 | 8361.21 | 111.93 | 74.7 | 7.07 | 0.997 | 3000 | 80
PBW5BYWJ | Acuity Brands Lighting | Lithonia Lighting | TMSL 8000LM L/LV MVOLT GZ10 30K 80CRI XXXX | Indoor Luminaires | High-Bay | Low-Bay Luminaires for Commercial and Industrial Buildings | Standard | FALSE | [9 empty] | 42341 | Dimmable | Continuous Above 10 | Yes |  | 3 | 6963.36 | 121.31 | 57.4 | 7.07 | 0.997 | 3000 | 80
PNQXHFSU | Back To Earth Energy Inc | LED In Action | BEGL-180W-D20TG-5700K | Indoor Luminaires | High-Bay | High-Bay Luminaires for Commercial and Industrial Buildings | Standard | TRUE | 16326 | 89.8 | 181.84 | 11.13 | 0.9601 | 5501 | 74.22 | 5 | 100000 | 42340 |  |  | No |  | 3 | 16326 | 89.8 | 181.84 | 18.93 | 0.9601 | 5501 | 74.22
PZ6CGBWM | Back To Earth Energy Inc | LED In Action | BEGL-210W-D20TG-5700K | Indoor Luminaires | High-Bay | High-Bay Luminaires for Commercial and Industrial Buildings | Standard | TRUE | 18073 | 88.4 | 204.4 | 21.02 | 0.9563 | 5668 | 76.76 | 5 | 100000 | 42340 |  |  | No |  | 3 | 18073 | 88.4 | 204.4 | 21.02 | 0.9563 | 5668 | 76.76
PCWCYVVF | Reonac Energy Systems Inc. | Think green solutions | LED-THINK-HBL-5K3V-150W | Indoor Luminaires | High-Bay | High-Bay Luminaires for Commercial and Industrial Buildings | Premium | TRUE | 20652 | 136.05 | 151.8 | 11.24 | 0.9431 | 4888 | 85.6 | 5 | 50000 | 42340 | Not Dimmable | Not Dimmable | No |  | 3 | 20652 | 136.05 | 151.8 | 11.24 | 0.9431 | 4888 | 85.6
PZFCERTC | Reonac Energy Systems Inc. | Think green solutions | LED-THINK-HBL-5K1V-150W | Indoor Luminaires | High-Bay | High-Bay Luminaires for Commercial and Industrial Buildings | Premium | TRUE | 20986 | 137.61 | 152.5 | 11.33 | 0.9301 | 4872 | 85.6 | 5 | 50000 | 42340 |  |  | No |  | 3 | 20986 | 137.61 | 152.5 | 11.33 | 0.93 | 5000 | 85.6
PCG4VDHB | Reonac Energy Systems Inc. | Think green solutions | LED-THINK-HBL-5K3V-240W | Indoor Luminaires | High-Bay | High-Bay Luminaires for Commercial and Industrial Buildings | Premium | TRUE | 32517 | 130.75 | 248.7 | 11.55 | 0.9233 | 4874 | 85.6 | 5 | 50000 | 42340 | Not Dimmable | Not Dimmable | No |  | 3 | 32517 | 130.75 | 248.7 | 11.57 | 0.9233 | 5000 | 85.6
PYXK898Y | Back To Earth Energy Inc | LED In Action | BEGL-180W-D120TG-5700K | Indoor Luminaires | High-Bay | High-Bay Luminaires for Commercial and Industrial Buildings | Standard | FALSE | [9 empty] | 42340 | Not Dimmable | Not Dimmable | No |  | 3 | 19292 | 105.1 | 183.48 | 21.22 | 0.9627 | 5502 | 74.35
PSEMQTMP | Back To Earth Energy Inc | LED In Action | BEGL-180W-D60TG-5700K | Indoor Luminaires | High-Bay | High-Bay Luminaires for Commercial and Industrial Buildings | Standard | FALSE | [9 empty] | 42340 | Not Dimmable | Not Dimmable | No |  | 3 | 19292 | 105.1 | 183.48 | 21.22 | 0.9627 | 5502 | 74.35
P3HMYDRT | PACLIGHTS LLC | PacLights | FHB120-45 | Indoor Luminaires | High-Bay | High-Bay Luminaires for Commercial and Industrial Buildings | Premium | TRUE | 12898 | 107.482 | 120 | 13.42 | 0.989 | 5000 | 81 | 5 | 50000 | 42339 | Not Dimmable | Not Dimmable | No |  | 3 | 12398.1 | 107.482 | 115.35 | 13.42 | 0.873 | 5228 | 81
PBT5P8KM | Orion Energy Systems Inc | Apollo | HBAC2B2AAXXXFDX840LFXX-XXXXXXXX | Indoor Luminaires | High-Bay | High-Bay Aisle Luminaires | Premium | TRUE | 15090 | 118.4 | 127.4 | 23.5 | 0.97 | 4001 | 82.4 | 5 | 50000 | 42339 |  |  | Yes |  | 3.1 | 15090 | 118.4458 | 127.4 | 23.5 | 0.97 | 4001 | 82.4
P6KVRKM1 | DASCOM Americas | Sonaray | HB-3150A(3000K) | Indoor Luminaires | High-Bay | High-Bay Luminaires for Commercial and Industrial Buildings | Standard | TRUE | 12349.31 | 82.73 | 149.27 | 10.68 | 0.946 | 2925 | 82.3 | 5 | 50000 | 42339 |  |  | No |  | 3 | 12500 | 83.33 | 150 | 15 | 0.997 | 3000 | 80
P9Y5AA6V | FY Lighting Co. Ltd | Fen Yong | FY-HB-150W-H50K728B | Indoor Luminaires | High-Bay | High-Bay Luminaires for Commercial and Industrial Buildings | Premium | TRUE | 20652 | 136.05 | 151.8 | 11.24 | 0.9431 | 4888 | 85.6 | 5 | 50000 | 42339 | Not Dimmable | Not Dimmable | No |  | 3 | 20652 | 136.05 | 151.8 | 11.24 | 0.9431 | 4888 | 85.6
P5GV8GN4 | Industrial Lighting Products | Industrial Lighting Products | DHB-190WLED-UNIV-50-AD16-XXXXX [Exclude SD480] | Indoor Luminaires | High-Bay | High-Bay Luminaires for Commercial and Industrial Buildings | Premium | TRUE | 20910 | 110.8 | 188.7 | 11.9 | 0.939 | 5007 | 74 | 5 | 50000 | 42339 |  |  | Yes |  | 3.1 | 21283 | 112.8 | 188.7 | 11.9 | 0.939 | 5000 | 74
PRES491E | LumenPros Inc. | LumenPros | LP-HB-100-30 | Indoor Luminaires | High-Bay | High-Bay Luminaires for Commercial and Industrial Buildings | Standard | TRUE | 9132.9 | 98.77 | 92.47 | 14.81 | 0.9288 | 2969 | 83.3 | 5 | 50000 | 42339 |  |  | NotYetVerified |  | 3 | 9132.9 | 98.77 | 92.47 | 14.81 | 0.9288 | 3000 | 83.3
PP6JW12Q | LumenPros Inc. | LumenPros | LP-HB-220-30 | Indoor Luminaires | High-Bay | High-Bay Luminaires for Commercial and Industrial Buildings | Standard | TRUE | 20366 | 96.72 | 210.6 | 13.66 | 0.9193 | 3009 | 83.7 | 5 | 50000 | 42339 |  |  | NotYetVerified |  | 3 | 20366 | 96.72 | 210.6 | 13.66 | 0.9193 | 3000 | 83.7
PE2H2QDM | LumenPros Inc. | LumenPros | LP-HB-150-30 | Indoor Luminaires | High-Bay | High-Bay Luminaires for Commercial and Industrial Buildings | Standard | TRUE | 15460.3 | 106.04 | 145.8 | 13.58 | 0.9188 | 2994 | 83.9 | 5 | 50000 | 42339 |  |  | NotYetVerified |  | 3 | 15876 | 109.36 | 145.2 | 13.58 | 0.9188 | 3000 | 84.2
PTDY3EEU | LumenPros Inc. | LumenPros | LP-HB-100-50 | Indoor Luminaires | High-Bay | High-Bay Luminaires for Commercial and Industrial Buildings | Standard | FALSE | [9 empty] | 42339 |  |  | NotYetVerified |  | 3 | 9954 | 104.34 | 95.39 | 14.14 | 0.9325 | 5000 | 83.9
P26FX3GQ | LumenPros Inc. | LumenPros | LP-HB-220-50 | Indoor Luminaires | High-Bay | High-Bay Luminaires for Commercial and Industrial Buildings | Standard | FALSE | [9 empty] | 42339 |  |  | NotYetVerified |  | 3 | 25045 | 118.7 | 211 | 13.47 | 0.9303 | 5000 | 82.5
PUWJ27DB | LumenPros Inc. | LumenPros | LP-HB-150-50 | Indoor Luminaires | High-Bay | High-Bay Luminaires for Commercial and Industrial Buildings | Standard | FALSE | [9 empty] | 42339 |  |  | NotYetVerified |  | 3 | 17371 | 118.9 | 146.1 | 13.39 | 0.9168 | 5000 | 82.5
PHHGJ911 | LumenPros Inc. | LumenPros | LP-HB-150-40 | Indoor Luminaires | High-Bay | High-Bay Luminaires for Commercial and Industrial Buildings | Standard | FALSE | [9 empty] | 42339 |  |  | NotYetVerified |  | 3 | 15876 | 109.36 | 145.2 | 13.58 | 0.9188 | 4000 | 84.2
PC5FW8B5 | LumenPros Inc. | LumenPros | LP-HB-220-40 | Indoor Luminaires | High-Bay | High-Bay Luminaires for Commercial and Industrial Buildings | Standard | FALSE | [9 empty] | 42339 |  |  | NotYetVerified |  | 3 | 20366 | 96.72 | 210.6 | 13.66 | 0.9193 | 4000 | 83.7
PNRPCVNU | LumenPros Inc. | LumenPros | LP-HB-100-40 | Indoor Luminaires | High-Bay | High-Bay Luminaires for Commercial and Industrial Buildings | Standard | FALSE | [9 empty] | 42339 |  |  | NotYetVerified |  | 3 | 9132.9 | 98.77 | 92.47 | 14.81 | 0.9288 | 4000 | 83.3
PEDXS1HC | DASCOM Americas | Sonaray | HB-3150A(5000K) | Indoor Luminaires | High-Bay | High-Bay Luminaires for Commercial and Industrial Buildings | Standard | FALSE | [9 empty] | 42339 |  |  | No |  | 3 | 13500 | 90 | 150 | 15 | 0.997 | 5000 | 80
PASYE6K6 | DASCOM Americas | Sonaray | HB-3150A(4500K) | Indoor Luminaires | High-Bay | High-Bay Luminaires for Commercial and Industrial Buildings | Standard | FALSE | [9 empty] | 42339 |  |  | No |  | 3 | 13300 | 88.67 | 150 | 15 | 0.997 | 4500 | 80
P4ZZ799V | DASCOM Americas | Sonaray | HB-3150A(4000K) | Indoor Luminaires | High-Bay | High-Bay Luminaires for Commercial and Industrial Buildings | Standard | FALSE | [9 empty] | 42339 |  |  | No |  | 3 | 13100 | 87.33 | 150 | 15 | 0.997 | 4000 | 80
P63XS9UP | DASCOM Americas | Sonaray | HB-3150A(3500K) | Indoor Luminaires | High-Bay | High-Bay Luminaires for Commercial and Industrial Buildings | Standard | FALSE | [9 empty] | 42339 |  |  | No |  | 3 | 12800 | 85.33 | 150 | 15 | 0.997 | 3500 | 80
PCM7D7V7 | Sunpark | SUNPARK | HB8D-220-HE(5000K) | Indoor Luminaires | High-Bay | High-Bay Luminaires for Commercial and Industrial Buildings | Premium | FALSE | [9 empty] | 42339 | Not Dimmable | Not Dimmable | No |  | 3 | 29370 | 133.5 | 220 | 20 | 0.9 | 5000 | 80
PWKFCA58 | Sunpark | SUNPARK | HB6D-160-HE(5000K) | Indoor Luminaires | High-Bay | High-Bay Luminaires for Commercial and Industrial Buildings | Premium | FALSE | [9 empty] | 42339 |  |  | No |  | 3 | 22020 | 133.5 | 165 | 20 | 0.9 | 5000 | 80
P7HG3R9U | Sunpark | SUNPARK | HB7D-160-HE(5000K) | Indoor Luminaires | High-Bay | High-Bay Luminaires for Commercial and Industrial Buildings | Premium | FALSE | [9 empty] | 42339 | Not Dimmable | Not Dimmable | No |  | 3 | 22020 | 133.5 | 165 | 20 | 0.9 | 5000 | 80
PS8PK5U8 | Sunpark | SUNPARK | HB5D-110-HE(5000K) | Indoor Luminaires | High-Bay | High-Bay Luminaires for Commercial and Industrial Buildings | Premium | FALSE | [9 empty] | 42339 |  |  | No |  | 3 | 14680 | 133.5 | 110 | 20 | 0.9 | 5000 | 80
PQP1F9CA | Sunpark | SUNPARK | HB7D-110-HE(5000K) | Indoor Luminaires | High-Bay | High-Bay Luminaires for Commercial and Industrial Buildings | Premium | FALSE | [9 empty] | 42339 |  |  | No |  | 3 | 14680 | 133.5 | 110 | 20 | 0.9 | 5000 | 80
PDHDH82R | FY Lighting Co. Ltd | Fen Yong | FY-HB-240W-H50K728B | Indoor Luminaires | High-Bay | High-Bay Luminaires for Commercial and Industrial Buildings | Premium | FALSE | [9 empty] | 42339 | Not Dimmable | Not Dimmable | No |  | 3 | 32517 | 130.75 | 248.7 | 11.57 | 0.9233 | 5000 | 85.6
PY9EZNNR | FY Lighting Co. Ltd | Fen Yong | FY-HB-150W-L50K728B | Indoor Luminaires | High-Bay | High-Bay Luminaires for Commercial and Industrial Buildings | Premium | FALSE | [9 empty] | 42339 |  |  | No |  | 3 | 20986 | 137.61 | 152.5 | 11.33 | 0.93 | 5000 | 85.6
PTK9MW38 | PACLIGHTS LLC | PacLights | FHB200-120 | Indoor Luminaires | High-Bay | High-Bay Luminaires for Commercial and Industrial Buildings | Premium | FALSE | [9 empty] | 42339 |  |  | No |  | 3 | 22600 | 113 | 200 | 13.42 | 0.995 | 5000 | 81
P5GW8J77 | PACLIGHTS LLC | PacLights | FHB200-90 | Indoor Luminaires | High-Bay | High-Bay Luminaires for Commercial and Industrial Buildings | Premium | FALSE | [9 empty] | 42339 | Not Dimmable | Not Dimmable | No |  | 3 | 22400 | 112 | 200 | 13.42 | 0.995 | 5000 | 81
PVT3VMXF | PACLIGHTS LLC | PacLights | FHB200-45 | Indoor Luminaires | High-Bay | High-Bay Luminaires for Commercial and Industrial Buildings | Premium | FALSE | [9 empty] | 42339 |  |  | No |  | 3 | 22201 | 111.004 | 200 | 13.42 | 0.995 | 5000 | 81
P56ZYGWU | PACLIGHTS LLC | PacLights | FHB150-120 | Indoor Luminaires | High-Bay | High-Bay Luminaires for Commercial and Industrial Buildings | Premium | FALSE | [9 empty] | 42339 | Not Dimmable | Not Dimmable | No |  | 3 | 16950 | 113 | 150 | 13.42 | 0.994 | 5000 | 81
P7HBEPYR | PACLIGHTS LLC | PacLights | FHB150-90 | Indoor Luminaires | High-Bay | High-Bay Luminaires for Commercial and Industrial Buildings | Premium | FALSE | [9 empty] | 42339 | Not Dimmable | Not Dimmable | No |  | 3 | 16800 | 112 | 150 | 13.42 | 0.994 | 5000 | 81
P5ZBY351 | PACLIGHTS LLC | PacLights | FHB150-45 | Indoor Luminaires | High-Bay | High-Bay Luminaires for Commercial and Industrial Buildings | Premium | FALSE | [9 empty] | 42339 | Not Dimmable | Not Dimmable | No |  | 3 | 16486 | 109.907 | 150 | 13.42 | 0.994 | 5000 | 81
PAR5KGYR | PACLIGHTS LLC | PacLights | FHB120-120 | Indoor Luminaires | High-Bay | High-Bay Luminaires for Commercial and Industrial Buildings | Premium | FALSE | [9 empty] | 42339 | Not Dimmable | Not Dimmable | No |  | 3 | 13162.7 | 113.68 | 120 | 13.42 | 0.9868 | 5000 | 81
P5EQENEN | PACLIGHTS LLC | PacLights | FHB120-90 | Indoor Luminaires | High-Bay | High-Bay Luminaires for Commercial and Industrial Buildings | Premium | FALSE | [9 empty] | 42339 | Not Dimmable | Not Dimmable | No |  | 3 | 13044.7 | 113.25 | 120 | 13.42 | 0.9868 | 5000 | 81
P4ZPW5XX | Orion Energy Systems Inc | Apollo | HBAC2B2OAXXXNDX850NLXX-XXXXXXXX | Indoor Luminaires | High-Bay | High-Bay Aisle Luminaires | Premium | FALSE | [9 empty] | 42339 | Not Dimmable | Not Dimmable | Yes |  | 3 | 17890 | 140.4239 | 127.4 | 23.5 | 0.97 | 5003 | 80.7
PN8C5GFY | Orion Energy Systems Inc | Apollo | HBAC2B2OAUNVNDX850NLXX-XXXXXXXX | Indoor Luminaires | High-Bay | High-Bay Aisle Luminaires | Premium | FALSE | [9 empty] | 42339 |  |  | Yes |  | 3 | 17890 | 147.8512 | 121 | 13 | 0.91 | 5003 | 80.7
PTZ7C2Y6 | Orion Energy Systems Inc | Apollo | HBAC2B2OAXXXFDX850NLXX-XXXXXXXX | Indoor Luminaires | High-Bay | High-Bay Luminaires for Commercial and Industrial Buildings | Premium | FALSE | [9 empty] | 42339 |  |  | Yes |  | 3 | 17890 | 140.4239 | 127.4 | 23.5 | 0.97 | 5003 | 80.7
PVRNGZWX | Orion Energy Systems Inc | Apollo | HBAC2B2OAUNVFDX850NLXX-XXXXXXXX | Indoor Luminaires | High-Bay | High-Bay Luminaires for Commercial and Industrial Buildings | Premium | FALSE | [9 empty] | 42339 |  |  | Yes |  | 3 | 17890 | 147.8512 | 121 | 13 | 0.91 | 5003 | 80.7
P3KN8YW8 | Orion Energy Systems Inc | Apollo | HBAC2B2OAXXXNDX850LFXX-XXXXXXXX | Indoor Luminaires | High-Bay | High-Bay Aisle Luminaires | Premium | FALSE | [9 empty] | 42339 | Not Dimmable | Not Dimmable | Yes |  | 3 | 16822.877 | 132.0477 | 127.4 | 23.5 | 0.97 | 4982 | 80.7
PHDMVWBV | Orion Energy Systems Inc | Apollo | HBAC2B2AAXXXNDX850NLXX-XXXXXXXX | Indoor Luminaires | High-Bay | High-Bay Aisle Luminaires | Premium | FALSE | [9 empty] | 42339 |  |  | Yes |  | 3 | 16749.643 | 131.4729 | 127.4 | 23.5 | 0.97 | 4982 | 80.7
PATH4B9G | Orion Energy Systems Inc | Apollo | HBAC2B2OAXXXNDX850LCXX-XXXXXXXX | Indoor Luminaires | High-Bay | High-Bay Aisle Luminaires | Premium | FALSE | [9 empty] | 42339 | Not Dimmable | Not Dimmable | Yes |  | 3 | 16561.328 | 129.9947 | 127.4 | 23.5 | 0.97 | 4982 | 80.7
PB9DHAG3 | Orion Energy Systems Inc | Apollo | HBAC2B2AAXXXNDX850LCXX-XXXXXXXX | Indoor Luminaires | High-Bay | High-Bay Aisle Luminaires | Premium | FALSE | [9 empty] | 42339 | Not Dimmable | Not Dimmable | Yes |  | 3 | 15849.912 | 124.4106 | 127.4 | 23.5 | 0.97 | 4982 | 80.7
PNCPF25X | Orion Energy Systems Inc | Apollo | HBAC2B2AAXXXNDX850LFXX-XXXXXXXX | Indoor Luminaires | High-Bay | High-Bay Aisle Luminaires | Premium | FALSE | [9 empty] | 42339 |  |  | Yes |  | 3 | 15787.141 | 123.9179 | 127.4 | 23.5 | 0.97 | 4982 | 80.7
P9R1FDMW | Orion Energy Systems Inc | Apollo | HBAC2B2OAUNVNDX850LFXX-XXXXXXXX | Indoor Luminaires | High-Bay | High-Bay Aisle Luminaires | Premium | FALSE | [9 empty] | 42339 | Not Dimmable | Not Dimmable | Yes |  | 3 | 16822.877 | 141.3687 | 119 | 13 | 0.91 | 4982 | 80.7
PF3JUGDJ | Orion Energy Systems Inc | Apollo | HBAC2B2AAUNVNDX850NLXX-XXXXXXXX | Indoor Luminaires | High-Bay | High-Bay Aisle Luminaires | Premium | FALSE | [9 empty] | 42339 |  |  | Yes |  | 3 | 16749.643 | 140.2818 | 119.4 | 13 | 0.91 | 4982 | 80.7
PU9RGD7K | Orion Energy Systems Inc | Apollo | HBAC2B2OAUNVNDX850LCXX-XXXXXXXX | Indoor Luminaires | High-Bay | High-Bay Aisle Luminaires | Premium | FALSE | [9 empty] | 42339 |  |  | Yes |  | 3 | 16561.328 | 139.2879 | 118.9 | 13 | 0.91 | 4982 | 80.7
PJ3A848Z | Orion Energy Systems Inc | Apollo | HBAC2B2AAUNVNDX850LCXX-XXXXXXXX | Indoor Luminaires | High-Bay | High-Bay Aisle Luminaires | Premium | FALSE | [9 empty] | 42339 |  |  | Yes |  | 3 | 15849.912 | 132.1928 | 119.9 | 13 | 0.91 | 4982 | 80.7
PGC92EDV | Orion Energy Systems Inc | Apollo | HBAC2B2AAUNVNDX850LFXX-XXXXXXXX | Indoor Luminaires | High-Bay | High-Bay Aisle Luminaires | Premium | FALSE | [9 empty] | 42339 |  |  | Yes |  | 3 | 15787.141 | 132.4424 | 119.2 | 13 | 0.91 | 4982 | 80.7
P1MZBVJX | Orion Energy Systems Inc | Apollo | HBAC2B2OAXXXFDX850LFXX-XXXXXXXX | Indoor Luminaires | High-Bay | High-Bay Luminaires for Commercial and Industrial Buildings | Premium | FALSE | [9 empty] | 42339 | Dimmable | Continuous Above 10 | Yes |  | 3 | 16822.877 | 132.0477 | 127.4 | 23.5 | 0.97 | 4982 | 80.7
PAJNEE8G | Orion Energy Systems Inc | Apollo | HBAC2B2AAXXXFDX850NLXX-XXXXXXXX | Indoor Luminaires | High-Bay | High-Bay Aisle Luminaires | Premium | FALSE | [9 empty] | 42339 | Dimmable | Continuous Above 10 | Yes |  | 3 | 16749.643 | 131.4729 | 127.4 | 23.5 | 0.97 | 4982 | 80.7
PD4MJH63 | Orion Energy Systems Inc | Apollo | HBAC2B2OAXXXFDX850LCXX-XXXXXXXX | Indoor Luminaires | High-Bay | High-Bay Luminaires for Commercial and Industrial Buildings | Premium | FALSE | [9 empty] | 42339 | Dimmable | Continuous Above 10 | Yes |  | 3 | 16561.328 | 129.9947 | 127.4 | 23.5 | 0.97 | 4982 | 80.7
PCUJNRXF | Orion Energy Systems Inc | Apollo | HBAC2B2AAXXXFDX850LCXX-XXXXXXXX | Indoor Luminaires | High-Bay | High-Bay Aisle Luminaires | Premium | FALSE | [9 empty] | 42339 | Dimmable | Continuous Above 10 | Yes |  | 3 | 15849.912 | 124.4106 | 127.4 | 23.5 | 0.97 | 4982 | 80.7
PF7Q6PFT | Orion Energy Systems Inc | Apollo | HBAC2B2AAXXXFDX850LFXX-XXXXXXXX | Indoor Luminaires | High-Bay | High-Bay Aisle Luminaires | Premium | FALSE | [9 empty] | 42339 |  |  | Yes |  | 3 | 15787.141 | 123.9179 | 127.4 | 23.5 | 0.97 | 4982 | 80.7
PH22UAYY | Orion Energy Systems Inc | Apollo | HBAC2B2OAUNVFDX850LFXX-XXXXXXXX | Indoor Luminaires | High-Bay | High-Bay Luminaires for Commercial and Industrial Buildings | Premium | FALSE | [9 empty] | 42339 |  |  | Yes |  | 3 | 16822.877 | 141.3687 | 119 | 13 | 0.91 | 4982 | 80.7
PM5T8VR9 | Orion Energy Systems Inc | Apollo | HBAC2B2AAUNVFDX850NLXX-XXXXXXXX | Indoor Luminaires | High-Bay | High-Bay Aisle Luminaires | Premium | FALSE | [9 empty] | 42339 |  |  | Yes |  | 3 | 16749.643 | 140.2818 | 119.4 | 13 | 0.91 | 4982 | 80.7
PJUTSQD7 | Orion Energy Systems Inc | Apollo | HBAC2B2OAUNVFDX850LCXX-XXXXXXXX | Indoor Luminaires | High-Bay | High-Bay Luminaires for Commercial and Industrial Buildings | Premium | FALSE | [9 empty] | 42339 |  |  | Yes |  | 3 | 16561.328 | 139.2879 | 118.9 | 13 | 0.91 | 4982 | 80.7
PX5KVYS9 | Orion Energy Systems Inc | Apollo | HBAC2B2AAUNVFDX850LCXX-XXXXXXXX | Indoor Luminaires | High-Bay | High-Bay Aisle Luminaires | Premium | FALSE | [9 empty] | 42339 |  |  | Yes |  | 3 | 15849.912 | 132.1928 | 119.9 | 13 | 0.91 | 4982 | 80.7
PXSBHHR5 | Orion Energy Systems Inc | Apollo | HBAC2B2AAUNVFDX850LFXX-XXXXXXXX | Indoor Luminaires | High-Bay | High-Bay Aisle Luminaires | Premium | FALSE | [9 empty] | 42339 |  |  | Yes |  | 3 | 15787.141 | 132.4424 | 119.2 | 13 | 0.91 | 4982 | 80.7
PWU6XHNX | Orion Energy Systems Inc | Apollo | HBAC2B2AAXXXNDX840LCXX-XXXXXXXX | Indoor Luminaires | High-Bay | High-Bay Aisle Luminaires | Premium | FALSE | [9 empty] | 42339 |  |  | Yes |  | 3 | 15150 | 118.9168 | 127.4 | 23.5 | 0.97 | 4027 | 82.9
P5MD1D25 | Orion Energy Systems Inc | Apollo | HBAC2B2AAUNVNDX840LCXX-XXXXXXXX | Indoor Luminaires | High-Bay | High-Bay Aisle Luminaires | Premium | FALSE | [9 empty] | 42339 | Not Dimmable | Not Dimmable | Yes |  | 3 | 15150 | 126.3553 | 119.9 | 13 | 0.91 | 4027 | 82.9
PBZ8MRHJ | Orion Energy Systems Inc | Apollo | HBAC2B2AAXXXFDX840LCXX-XXXXXXXX | Indoor Luminaires | High-Bay | High-Bay Aisle Luminaires | Premium | FALSE | [9 empty] | 42339 | Dimmable | Continuous Above 10 | Yes |  | 3 | 15150 | 118.9168 | 127.4 | 23.5 | 0.97 | 4027 | 82.9
PKEFHT5Z | Orion Energy Systems Inc | Apollo | HBAC2B2AAUNVFDX840LCXX-XXXXXXXX | Indoor Luminaires | High-Bay | High-Bay Aisle Luminaires | Premium | FALSE | [9 empty] | 42339 |  |  | Yes |  | 3 | 15150 | 126.3553 | 119.9 | 13 | 0.91 | 4027 | 82.9
PXXPW98V | Orion Energy Systems Inc | Apollo | HBAC2B2AAXXXNDX840LFXX-XXXXXXXX | Indoor Luminaires | High-Bay | High-Bay Aisle Luminaires | Premium | FALSE | [9 empty] | 42339 |  |  | Yes |  | 3 | 15090 | 118.4458 | 127.4 | 23.5 | 0.97 | 4001 | 82.4
PDD96PD2 | Orion Energy Systems Inc | Apollo | HBAC2B2AAUNVNDX840LFXX-XXXXXXXX | Indoor Luminaires | High-Bay | High-Bay Aisle Luminaires | Premium | FALSE | [9 empty] | 42339 | Not Dimmable | Not Dimmable | Yes |  | 3 | 15090 | 126.594 | 119.2 | 13 | 0.91 | 4001 | 82.4
PKB4UMNJ | Orion Energy Systems Inc | Apollo | HBAC2B2AAUNVFDX840LFXX-XXXXXXXX | Indoor Luminaires | High-Bay | High-Bay Aisle Luminaires | Premium | FALSE | [9 empty] | 42339 |  |  | Yes |  | 3 | 15090 | 126.594 | 119.2 | 13 | 0.91 | 4001 | 82.4
PWE24SCY | Orion Energy Systems Inc | Apollo | HBAC2B2OAXXXNDX840LCXX-XXXXXXXX | Indoor Luminaires | High-Bay | High-Bay Aisle Luminaires | Premium | FALSE | [9 empty] | 42339 |  |  | Yes |  | 3 | 15830 | 124.2543 | 127.4 | 23.5 | 0.97 | 3999 | 83.1
PQWEFF9W | Orion Energy Systems Inc | Apollo | HBAC2B2OAUNVNDX840LCXX-XXXXXXXX | Indoor Luminaires | High-Bay | High-Bay Aisle Luminaires | Premium | FALSE | [9 empty] | 42339 |  |  | Yes |  | 3 | 15830 | 133.1371 | 118.9 | 13 | 0.91 | 3999 | 83.1
PFU9Y5J1 | Orion Energy Systems Inc | Apollo | HBAC2B2OAXXXFDX840LCXX-XXXXXXXX | Indoor Luminaires | High-Bay | High-Bay Luminaires for Commercial and Industrial Buildings | Premium | FALSE | [9 empty] | 42339 |  |  | Yes |  | 3 | 15830 | 124.2543 | 127.4 | 23.5 | 0.97 | 3999 | 83.1
PM36FSPG | Orion Energy Systems Inc | Apollo | HBAC2B2OAUNVFDX840LCXX-XXXXXXXX | Indoor Luminaires | High-Bay | High-Bay Luminaires for Commercial and Industrial Buildings | Premium | FALSE | [9 empty] | 42339 |  |  | Yes |  | 3 | 15830 | 133.1371 | 118.9 | 13 | 0.91 | 3999 | 83.1
PUD2K3F6 | Orion Energy Systems Inc | Apollo | HBAC2B2AAXXXNDX840NLXX-XXXXXXXX | Indoor Luminaires | High-Bay | High-Bay Aisle Luminaires | Premium | FALSE | [9 empty] | 42339 |  |  | Yes |  | 3 | 16010 | 125.6672 | 127.4 | 23.5 | 0.97 | 3995 | 82.5
P8FN8N6D | Orion Energy Systems Inc | Apollo | HBAC2B2AAUNVNDX840NLXX-XXXXXXXX | Indoor Luminaires | High-Bay | High-Bay Aisle Luminaires | Premium | FALSE | [9 empty] | 42339 | Not Dimmable | Not Dimmable | Yes |  | 3 | 16010 | 134.0871 | 119.4 | 13 | 0.91 | 3995 | 82.5
PRJF2G4A | Orion Energy Systems Inc | Apollo | HBAC2B2AAXXXFDX840NLXX-XXXXXXXX | Indoor Luminaires | High-Bay | High-Bay Aisle Luminaires | Premium | FALSE | [9 empty] | 42339 |  |  | Yes |  | 3 | 16010 | 125.6672 | 127.4 | 23.5 | 0.97 | 3995 | 82.5
PTD6JR9G | Orion Energy Systems Inc | Apollo | HBAC2B2AAUNVFDX840NLXX-XXXXXXXX | Indoor Luminaires | High-Bay | High-Bay Aisle Luminaires | Premium | FALSE | [9 empty] | 42339 |  |  | Yes |  | 3 | 16010 | 134.0871 | 119.4 | 13 | 0.91 | 3995 | 82.5
PXZ8CBM1 | Orion Energy Systems Inc | Apollo | HBAC2B2OAXXXNDX840NLXX-XXXXXXXX | Indoor Luminaires | High-Bay | High-Bay Aisle Luminaires | Premium | FALSE | [9 empty] | 42339 |  |  | Yes |  | 3 | 17100 | 134.2229 | 127.4 | 23.5 | 0.97 | 3976 | 82.6
PV2PHF4J | Orion Energy Systems Inc | Apollo | HBAC2B2OAUNVNDX840NLXX-XXXXXXXX | Indoor Luminaires | High-Bay | High-Bay Aisle Luminaires | Premium | FALSE | [9 empty] | 42339 |  |  | Yes |  | 3 | 17100 | 143.4564 | 119.2 | 13 | 0.91 | 3976 | 82.6
P7PG68G8 | Orion Energy Systems Inc | Apollo | HBAC2B2OAXXXFDX840NLXX-XXXXXXXX | Indoor Luminaires | High-Bay | High-Bay Luminaires for Commercial and Industrial Buildings | Premium | FALSE | [9 empty] | 42339 | Dimmable | Continuous Above 10 | Yes |  | 3 | 17100 | 134.2229 | 127.4 | 23.5 | 0.97 | 3976 | 82.6
PGB4NVAA | Orion Energy Systems Inc | Apollo | HBAC2B2OAUNVFDX840NLXX-XXXXXXXX | Indoor Luminaires | High-Bay | High-Bay Luminaires for Commercial and Industrial Buildings | Premium | FALSE | [9 empty] | 42339 |  |  | Yes |  | 3 | 17100 | 143.4564 | 119.2 | 13 | 0.91 | 3976 | 82.6
PM7NRHK5 | Orion Energy Systems Inc | Apollo | HBAC2B2OAXXXNDX840LFXX-XXXXXXXX | Indoor Luminaires | High-Bay | High-Bay Aisle Luminaires | Premium | FALSE | [9 empty] | 42339 |  |  | Yes |  | 3 | 16080 | 126.2166 | 127.4 | 23.5 | 0.97 | 3974 | 82.6
PZSHQ8NV | Orion Energy Systems Inc | Apollo | HBAC2B2OAUNVNDX840LFXX-XXXXXXXX | Indoor Luminaires | High-Bay | High-Bay Aisle Luminaires | Premium | FALSE | [9 empty] | 42339 |  |  | Yes |  | 3 | 16080 | 135.126 | 119 | 13 | 0.91 | 3974 | 82.6
PX5BHUMB | Orion Energy Systems Inc | Apollo | HBAC2B2OAXXXFDX840LFXX-XXXXXXXX | Indoor Luminaires | High-Bay | High-Bay Luminaires for Commercial and Industrial Buildings | Premium | FALSE | [9 empty] | 42339 |  |  | Yes |  | 3 | 16080 | 126.2166 | 127.4 | 23.5 | 0.97 | 3974 | 82.6
PD5YYYW2 | Orion Energy Systems Inc | Apollo | HBAC2B2OAUNVFDX840LFXX-XXXXXXXX | Indoor Luminaires | High-Bay | High-Bay Luminaires for Commercial and Industrial Buildings | Premium | FALSE | [9 empty] | 42339 | Dimmable | Continuous Above 10 | Yes |  | 3 | 16080 | 135.126 | 119 | 13 | 0.91 | 3974 | 82.6
PRPGNQW6 | Industrial Lighting Products | Industrial Lighting Products | DHB-100WLED-UNIV-50-AD22-XXXXX [Exclude SD480] | Indoor Luminaires | High-Bay | High-Bay Luminaires for Commercial and Industrial Buildings | Standard | FALSE | [9 empty] | 42339 |  |  | NotYetVerified |  | 3 | 11488 | 107.1 | 107.3 | 13.8 | 0.959 | 5000 | 74.3
PK4FAHAM | Industrial Lighting Products | Industrial Lighting Products | DHB-100WLED-UNIV-50-AD16-XXXXX [Exclude SD480] | Indoor Luminaires | High-Bay | High-Bay Luminaires for Commercial and Industrial Buildings | Standard | FALSE | [9 empty] | 42339 |  |  | NotYetVerified |  | 3 | 11398 | 106.2 | 107.3 | 13.8 | 0.959 | 5000 | 74.3
PAAAJK7G | Industrial Lighting Products | Industrial Lighting Products | DHB-190WLED-UNIV-50-AD22-XXXXX [Exclude SD480] | Indoor Luminaires | High-Bay | High-Bay Luminaires for Commercial and Industrial Buildings | Premium | FALSE | [9 empty] | 42339 | Dimmable | Continuous Below 10 | Yes |  | 3 | 21456 | 113.7 | 188.7 | 11.9 | 0.939 | 5000 | 74
P3ZFZXXV | Juno Lighting LLC | Juno | ALXA244KE48XX[6C TLP H EM WCR and DSP]ALXLEDF16D | Indoor Luminaires | High-Bay | High-Bay Luminaires for Commercial and Industrial Buildings | Standard | TRUE | 22580 | 104.51 | 216.06 | 13.5 | 0.989 | 4087 | 73.14 | 5 | 55000 | 42338 |  |  | No | TLP option is usable with E12 E20 E24 E27 E34 or E48 operating voltages | 3 | 22580 | 104.13 | 216.83 | 12.5 | 0.99 | 4087 | 73.14
PZMM3A7P | Juno Lighting LLC | Juno | ALXA184KE48XX[6C TLP H EM WCR and DSP]ALXLEDF16D | Indoor Luminaires | High-Bay | High-Bay Luminaires for Commercial and Industrial Buildings | Standard | TRUE | 18380 | 104.87 | 175.26 | 13.5 | 0.989 | 4073 | 73.01 | 5 | 55000 | 42338 |  |  | No | TLP option is usable with E12 E20 E24 E27 E34 or E48 operating voltages | 3 | 18380 | 104.87 | 175.26 | 15.5 | 0.985 | 4087 | 73.14
P9APS6G5 | Juno Lighting LLC | Juno | ALXA245KE34XX[6C TLP H EM WCR and DSP]ALXLEDF16D | Indoor Luminaires | High-Bay | High-Bay Luminaires for Commercial and Industrial Buildings | Premium | TRUE | 23300 | 110.19 | 211.44 | 14.1 | 0.987 | 5204 | 74.19 | 5 | 55000 | 42338 | Dimmable | Continuous Below 10 | No | TLP option is usable with E12 E20 E24 E27 E34 or E48 operating voltages | 3 | 23300 | 110.19 | 211.44 | 13.2 | 0.988 | 5204 | 73.24
P4JC54AVB | US LED | Dorado | QD1-x-UNVH-12-50-6-x | Indoor Luminaires | High-Bay | Specialty: Indirect High-Bay | Standard | TRUE | 31337 | 105.8 | 296.3 | 7.9 | 0.981 | 4940 | 74 | 5 | 200000 | 42338 |  |  | No |  | 3 | 31337 | 105.8 | 296.3 | 7.9 | 0.981 | 4940 | 74
P5KNXK4W | Orion Energy Systems Inc | Orion | SPTS1C1UNVXXXINTXX840-XXXXXXXXXXX | Indoor Luminaires | High-Bay | Low-Bay Luminaires for Commercial and Industrial Buildings | Standard | TRUE | 5316 | 102 | 52.1 | 6.66 | 0.973 | 4029 | 83.9 | 5 | 100000 | 42338 |  |  | Yes |  | 3 | 5577 | 107.04 | 52.1 | 6.38 | 0.997 | 4029 | 83.9
PYC4475FK | JayKal LED Solutions Inc. |  | JLS68103-G80-HB-PC | Indoor Luminaires | High-Bay | Low-Bay Luminaires for Commercial and Industrial Buildings | Standard | TRUE | 8467.612 | 113.249 | 74.77 | 11.35 | 0.9574 | 4856 | 73.6 | 5 | 50000 | 42338 |  |  | No |  | 3 | 8000 | 100 | 80 | 10 | 0.99 | 5000 | 70
P7XV6Z3KE | US LED | Dorado | QD1-x-UNVL-12-50-6-x | Indoor Luminaires | High-Bay | Specialty: Indirect High-Bay | Standard | TRUE | 31201 | 106.5 | 292.9 | 8.22 | 0.957 | 4930 | 74 | 5 | 200000 | 42338 |  |  | No |  | 3 | 31201 | 106.5 | 292.9 | 8.22 | 0.957 | 4930 | 74
PC38WE7XB | JayKal LED Solutions Inc. |  | JLS68103-G300-HB-PC | Indoor Luminaires | High-Bay | High-Bay Luminaires for Commercial and Industrial Buildings | Standard | TRUE | 31196.822 | 109.107 | 285.93 | 6.36 | 0.9557 | 4837 | 73.6 | 5 | 50000 | 42338 |  |  | No |  | 3 | 30000 | 100 | 300 | 10 | 0.98 | 5000 | 70
PVCZ6CSF | Orion Energy Systems Inc | Orion | SPTS1E1UNVXXXEXTXX840-XXXXXXXXXXX | Indoor Luminaires | High-Bay | Low-Bay Luminaires for Commercial and Industrial Buildings | Standard | TRUE | 8262 | 93.1 | 88.75 | 10.8 | 0.953 | 4172 | 86.3 | 5 | 100000 | 42338 |  |  | Yes | Updated on 9/2/2016 | 3 | 8532 | 96.14 | 88.74 | 7.61 | 0.996 | 4172 | 86.3
P8BZTSUB | Los Angeles Lighting Mfg. Co. |  | 1-HBN200-24K-4L-2DRDM-UNV-3/850 [Excluding wire guard] | Indoor Luminaires | High-Bay | High-Bay Luminaires for Commercial and Industrial Buildings | Premium | TRUE | 23850 | 125 | 190.8 | 14.7 | 0.952 | 5096 | 83.8 | 5 | 50000 | 42338 | Dimmable | Continuous Below 10 | Yes |  | 3 | 23850 | 127.7 | 187.6 | 14.7 | 0.952 | 5096 | 83.8
PCG526KFZ | Shenzhen Betop Electronics CoLtd |  | BT-TH200W-A 4000K 120Â° | Indoor Luminaires | High-Bay | High-Bay Luminaires for Commercial and Industrial Buildings | Standard | TRUE | 21910 | 107.46 | 203.9 | 9.3 | 0.952 | 3885 | 82.4 | 5 | 50000 | 42338 |  |  | No |  | 3 | 20000 | 100 | 200 | 20 | 0.9 | 4000 | 80
PH28XWCB | Shanghai Sheenly Lighting Co. Ltd. | SHEENLY | SL-BAY-230W-DW-WM-120-G-R2 | Indoor Luminaires | High-Bay | High-Bay Luminaires for Commercial and Industrial Buildings | Standard | TRUE | 23000 | 107.1 | 214.7 | 11.8 | 0.951 | 5215 | 81.3 | 5 | 135000 | 42338 |  |  | Yes |  | 3 | 23120 | 107.6 | 214.9 | 11.8 | 0.951 | 5215 | 81.3
P5S21PZB | Shanghai Sheenly Lighting Co. Ltd. | SHEENLY | SL-BAY-230W-DW-WM-120-P-R2 | Indoor Luminaires | High-Bay | High-Bay Luminaires for Commercial and Industrial Buildings | Standard | TRUE | 23830 | 113.5 | 210 | 6.41 | 0.996 | 5145 | 83.8 | 5 | 50000 | 42338 |  |  | Yes | Product updated on 1/3/2017 | 3 | 23690 | 112.8 | 210 | 0.101 | 0.95 | 5145 | 83.8
PX2QXWZW | Lighting Group of America | Lighting Group of America | HBL467L9480 | Indoor Luminaires | High-Bay | High-Bay Luminaires for Commercial and Industrial Buildings | Standard | TRUE | 22682.53 | 108 | 209.55 | 13 | 0.95 | 5108 | 73 | 5 | 50000 | 42338 |  |  | NotYetVerified |  | 3 | 24000 | 100 | 240 | 20 | 0.9 | 5000 | 70
PQDUJG6X | Shanghai Sheenly Lighting Co. Ltd. | SHEENLY | SL-BAY-100W-DW-WM-120-P-R2 | Indoor Luminaires | High-Bay | High-Bay Luminaires for Commercial and Industrial Buildings | Standard | TRUE | 11380 | 117.4 | 96.95 | 9.29 | 0.948 | 4933 | 81.7 | 5 | 135000 | 42338 |  |  | Yes |  | 3 | 10350 | 117.4 | 96.95 | 9.29 | 0.948 | 4933 | 81.7
PEKWDXRE | Shanghai Sheenly Lighting Co. Ltd. | SHEENLY | SL-BAY-100W-DW-WM-120-G-R2 | Indoor Luminaires | High-Bay | High-Bay Luminaires for Commercial and Industrial Buildings | Standard | TRUE | 11860 | 122.2 | 97.06 | 9.23 | 0.948 | 5005 | 81.8 | 5 | 135000 | 42338 |  |  | Yes |  | 3 | 11860 | 122.2 | 97.06 | 9.23 | 0.948 | 5005 | 81.8
PUUNTVUBV | JayKal LED Solutions Inc. |  | JLS68103-G200-HB-PC | Indoor Luminaires | High-Bay | High-Bay Luminaires for Commercial and Industrial Buildings | Standard | TRUE | 22291.76 | 116.766 | 190.91 | 10.78 | 0.9406 | 4793 | 73.3 | 5 | 50000 | 42338 |  |  | No |  | 3 | 20000 | 100 | 200 | 10 | 0.98 | 5000 | 70
PCSG47ER | Shenzhen Snowball Lighting Limited | Snowball | SB-HB/G+/C/100W/3D/NW | Indoor Luminaires | High-Bay | High-Bay Luminaires for Commercial and Industrial Buildings | Premium | TRUE | 11820.71 | 116.24 | 101.69 | 7.63 | 0.939 | 4140 | 74.4 | 5 | 50000 | 42338 |  |  | No |  | 3.1 | 12000 | 120 | 100 | 15 | 0.9 | 4000 | 70
PMQCDE2F | Shenzhen Snowball Lighting Limited | Snowball | SB-HB/G+/C/200W/3D/NW | Indoor Luminaires | High-Bay | High-Bay Luminaires for Commercial and Industrial Buildings | Standard | TRUE | 20906.82 | 107.96 | 193.66 | 6.9 | 0.939 | 4168 | 74.1 | 5 | 50000 | 42338 |  |  | No |  | 3.1 | 22000 | 110 | 200 | 15 | 0.9 | 4000 | 70
PA9T6WZS | Shenzhen Snowball Lighting Limited | Snowball | SB-HB/G+/150W/3D/NW | Indoor Luminaires | High-Bay | High-Bay Luminaires for Commercial and Industrial Buildings | Standard | TRUE | 18408.03 | 123.83 | 148.66 | 11.6 | 0.9354 | 4103 | 73.8 | 5 | 50000 | 42338 |  |  | No |  | 3.1 | 18500 | 123.3 | 150 | 15 | 0.9 | 4000 | 70
PBZZJ9M6 | De-Power Lighting & Electric Equipment Co.Ltd | DE-Power | GKL035-150A-30 | Indoor Luminaires | High-Bay | High-Bay Luminaires for Commercial and Industrial Buildings | Standard | TRUE | 16329 | 112.85 | 144.7 | 16.54 | 0.9342 | 3087 | 83.6 | 5 | 50000 | 42338 |  |  | No |  | 3 | 16329 | 112.85 | 144.7 | 16.54 | 0.9342 | 3000 | 83.6
PTRE8MEE | Orion Energy Systems Inc | Orion | SPTS1D1UNVXXXEXTXX840-XXXXXXXXXXX | Indoor Luminaires | High-Bay | Low-Bay Luminaires for Commercial and Industrial Buildings | Standard | TRUE | 7168 | 101.9 | 70.32 | 12 | 0.931 | 4134 | 84.4 | 5 | 100000 | 42338 |  |  | Yes | Updated on 9/2/2016 | 3 | 7413 | 105.38 | 70.34 | 7.72 | 0.995 | 4134 | 84.4
PBAM88Z3Z | Shenzhen Betop Electronics CoLtd |  | BT-HV200W 4000K 120Â° | Indoor Luminaires | High-Bay | High-Bay Luminaires for Commercial and Industrial Buildings | Standard | TRUE | 21112 | 109.4 | 193 | 15.5 | 0.911 | 3901 | 82.6 | 5 | 50000 | 42338 |  |  | No |  | 3 | 20000 | 100 | 200 | 20 | 0.9 | 4000 | 80
P2Z8H9X3 | De-Power Lighting & Electric Equipment Co.Ltd | DE-Power | GKL035-200A-30 | Indoor Luminaires | High-Bay | High-Bay Luminaires for Commercial and Industrial Buildings | Standard | TRUE | 21699 | 103.08 | 210.5 | 16.92 | 0.9082 | 3085 | 83.4 | 5 | 50000 | 42338 |  |  | No |  | 3 | 21699 | 103.08 | 210.5 | 16.92 | 0.9082 | 3000 | 83.4
PNF57QM7 | Shenzhen Snowball Lighting Limited | Snowball | SB-HB/G+/200W/SCW | Indoor Luminaires | High-Bay | High-Bay Luminaires for Commercial and Industrial Buildings | Standard | FALSE | [9 empty] | 42338 |  |  | No |  | 3.1 | 23000 | 115 | 200 | 15 | 0.9 | 5700 | 70
P6D436XF | Shenzhen Snowball Lighting Limited | Snowball | SB-HB/G+/C/200W/SCW | Indoor Luminaires | High-Bay | High-Bay Luminaires for Commercial and Industrial Buildings | Standard | FALSE | [9 empty] | 42338 |  |  | No |  | 3.1 | 22000 | 110 | 200 | 15 | 0.9 | 5700 | 70
PTSEHPT6 | Shenzhen Snowball Lighting Limited | Snowball | SB-HB/G+/150W/SCW | Indoor Luminaires | High-Bay | High-Bay Luminaires for Commercial and Industrial Buildings | Standard | FALSE | [9 empty] | 42338 |  |  | No |  | 3.1 | 19000 | 126.7 | 150 | 15 | 0.9 | 5700 | 70
PB4E7P5A | Shenzhen Snowball Lighting Limited | Snowball | SB-HB/G+/100W/SCW | Indoor Luminaires | High-Bay | High-Bay Luminaires for Commercial and Industrial Buildings | Premium | FALSE | [9 empty] | 42338 |  |  | No |  | 3.1 | 13200 | 132 | 100 | 15 | 0.9 | 5700 | 70
PMCD7621 | Shenzhen Snowball Lighting Limited | Snowball | SB-HB/G+/C/100W/SCW | Indoor Luminaires | High-Bay | High-Bay Luminaires for Commercial and Industrial Buildings | Premium | FALSE | [9 empty] | 42338 |  |  | No |  | 3.1 | 12500 | 125 | 100 | 15 | 0.9 | 5700 | 70
PE2WEA7S | Shenzhen Snowball Lighting Limited | Snowball | SB-HB/G+/200W/3D/SCW | Indoor Luminaires | High-Bay | High-Bay Luminaires for Commercial and Industrial Buildings | Standard | FALSE | [9 empty] | 42338 |  |  | No |  | 3.1 | 23000 | 115 | 200 | 15 | 0.9 | 5700 | 70
PEPCWJFS | Shenzhen Snowball Lighting Limited | Snowball | SB-HB/G+/C/200W/3D/SCW | Indoor Luminaires | High-Bay | High-Bay Luminaires for Commercial and Industrial Buildings | Standard | FALSE | [9 empty] | 42338 |  |  | No |  | 3.1 | 22000 | 110 | 200 | 15 | 0.9 | 5700 | 70
PE4HXSSS | Shenzhen Snowball Lighting Limited | Snowball | SB-HB/G+/150W/3D/SCW | Indoor Luminaires | High-Bay | High-Bay Luminaires for Commercial and Industrial Buildings | Standard | FALSE | [9 empty] | 42338 |  |  | No |  | 3.1 | 19000 | 126.7 | 150 | 15 | 0.9 | 5700 | 70
PJJ4W6H3 | Shenzhen Snowball Lighting Limited | Snowball | SB-HB/G+/100W/3D/SCW | Indoor Luminaires | High-Bay | High-Bay Luminaires for Commercial and Industrial Buildings | Premium | FALSE | [9 empty] | 42338 |  |  | No |  | 3.1 | 13200 | 132 | 100 | 15 | 0.9 | 5700 | 70
PNRD3ZAP | Shenzhen Snowball Lighting Limited | Snowball | SB-HB/G+/C/100W/3D/SCW | Indoor Luminaires | High-Bay | High-Bay Luminaires for Commercial and Industrial Buildings | Premium | FALSE | [9 empty] | 42338 |  |  | No |  | 3.1 | 12500 | 125 | 100 | 15 | 0.9 | 5700 | 70
P6XGBQYM | Shenzhen Snowball Lighting Limited | Snowball | SB-HB/G+/200W/CW | Indoor Luminaires | High-Bay | High-Bay Luminaires for Commercial and Industrial Buildings | Standard | FALSE | [9 empty] | 42338 |  |  | No |  | 3.1 | 23000 | 115 | 200 | 15 | 0.9 | 5000 | 70
PSJJNWY9 | Shenzhen Snowball Lighting Limited | Snowball | SB-HB/G+/C/200W/CW | Indoor Luminaires | High-Bay | High-Bay Luminaires for Commercial and Industrial Buildings | Standard | FALSE | [9 empty] | 42338 |  |  | No |  | 3.1 | 22000 | 110 | 200 | 15 | 0.9 | 5000 | 70
PQ2QPCTG | Shenzhen Snowball Lighting Limited | Snowball | SB-HB/G+/150W/CW | Indoor Luminaires | High-Bay | High-Bay Luminaires for Commercial and Industrial Buildings | Standard | FALSE | [9 empty] | 42338 |  |  | No |  | 3.1 | 19000 | 126.7 | 150 | 15 | 0.9 | 5000 | 70
P96PTDT2 | Shenzhen Snowball Lighting Limited | Snowball | SB-HB/G+/100W/CW | Indoor Luminaires | High-Bay | High-Bay Luminaires for Commercial and Industrial Buildings | Premium | FALSE | [9 empty] | 42338 |  |  | No |  | 3.1 | 13200 | 132 | 100 | 15 | 0.9 | 5000 | 70
P9KMGU9R | Shenzhen Snowball Lighting Limited | Snowball | SB-HB/G+/C/100W/CW | Indoor Luminaires | High-Bay | High-Bay Luminaires for Commercial and Industrial Buildings | Premium | FALSE | [9 empty] | 42338 |  |  | No |  | 3.1 | 12500 | 125 | 100 | 15 | 0.9 | 5000 | 70
PAZ7B9MP | Shenzhen Snowball Lighting Limited | Snowball | SB-HB/G+/200W/3D/CW | Indoor Luminaires | High-Bay | High-Bay Luminaires for Commercial and Industrial Buildings | Standard | FALSE | [9 empty] | 42338 |  |  | No |  | 3.1 | 23000 | 115 | 200 | 15 | 0.9 | 5000 | 70
PPJ2CWQJ | Shenzhen Snowball Lighting Limited | Snowball | SB-HB/G+/C/200W/3D/CW | Indoor Luminaires | High-Bay | High-Bay Luminaires for Commercial and Industrial Buildings | Standard | FALSE | [9 empty] | 42338 |  |  | No |  | 3.1 | 22000 | 110 | 200 | 15 | 0.9 | 5000 | 70
PZVMYXHY | Shenzhen Snowball Lighting Limited | Snowball | SB-HB/G+/150W/3D/CW | Indoor Luminaires | High-Bay | High-Bay Luminaires for Commercial and Industrial Buildings | Standard | FALSE | [9 empty] | 42338 |  |  | No |  | 3.1 | 19000 | 126.7 | 150 | 15 | 0.9 | 5000 | 70
PB5EGWBQ | Shenzhen Snowball Lighting Limited | Snowball | SB-HB/G+/100W/3D/CW | Indoor Luminaires | High-Bay | High-Bay Luminaires for Commercial and Industrial Buildings | Premium | FALSE | [9 empty] | 42338 |  |  | No |  | 3.1 | 13200 | 132 | 100 | 15 | 0.9 | 5000 | 70
PVSB3S9J | Shenzhen Snowball Lighting Limited | Snowball | SB-HB/G+/C/100W/3D/CW | Indoor Luminaires | High-Bay | High-Bay Luminaires for Commercial and Industrial Buildings | Premium | FALSE | [9 empty] | 42338 |  |  | No |  | 3.1 | 12500 | 125 | 100 | 15 | 0.9 | 5000 | 70
PNMXK6Z8 | Shenzhen Snowball Lighting Limited | Snowball | SB-HB/G+/200W/HNW | Indoor Luminaires | High-Bay | High-Bay Luminaires for Commercial and Industrial Buildings | Standard | FALSE | [9 empty] | 42338 |  |  | No |  | 3.1 | 22000 | 110 | 200 | 15 | 0.9 | 4500 | 70
P7VG183A | Shenzhen Snowball Lighting Limited | Snowball | SB-HB/G+/C/200W/HNW | Indoor Luminaires | High-Bay | High-Bay Luminaires for Commercial and Industrial Buildings | Standard | FALSE | [9 empty] | 42338 |  |  | No |  | 3.1 | 22000 | 110 | 200 | 15 | 0.9 | 4500 | 70
PWZ5MCTB | Shenzhen Snowball Lighting Limited | Snowball | SB-HB/G+/150W/HNW | Indoor Luminaires | High-Bay | High-Bay Luminaires for Commercial and Industrial Buildings | Standard | FALSE | [9 empty] | 42338 |  |  | No |  | 3.1 | 18500 | 123.3 | 150 | 15 | 0.9 | 4500 | 70
PKJYE3VR | Shenzhen Snowball Lighting Limited | Snowball | SB-HB/G+/100W/HNW | Indoor Luminaires | High-Bay | High-Bay Luminaires for Commercial and Industrial Buildings | Premium | FALSE | [9 empty] | 42338 |  |  | No |  | 3.1 | 13000 | 130 | 100 | 15 | 0.9 | 4500 | 70
P3SM5Q98 | Shenzhen Snowball Lighting Limited | Snowball | SB-HB/G+/C/100W/HNW | Indoor Luminaires | High-Bay | High-Bay Luminaires for Commercial and Industrial Buildings | Premium | FALSE | [9 empty] | 42338 |  |  | No |  | 3.1 | 12000 | 120 | 100 | 15 | 0.9 | 4500 | 70
PAQZ9SV3 | Shenzhen Snowball Lighting Limited | Snowball | SB-HB/G+/200W/3D/HNW | Indoor Luminaires | High-Bay | High-Bay Luminaires for Commercial and Industrial Buildings | Standard | FALSE | [9 empty] | 42338 |  |  | No |  | 3.1 | 22000 | 110 | 200 | 15 | 0.9 | 4500 | 70
P5E83CBX | Shenzhen Snowball Lighting Limited | Snowball | SB-HB/G+/C/200W/3D/HNW | Indoor Luminaires | High-Bay | High-Bay Luminaires for Commercial and Industrial Buildings | Standard | FALSE | [9 empty] | 42338 |  |  | No |  | 3.1 | 22000 | 110 | 200 | 15 | 0.9 | 4500 | 70
PR4S7HWR | Shenzhen Snowball Lighting Limited | Snowball | SB-HB/G+/150W/3D/HNW | Indoor Luminaires | High-Bay | High-Bay Luminaires for Commercial and Industrial Buildings | Standard | FALSE | [9 empty] | 42338 |  |  | No |  | 3.1 | 18500 | 123.3 | 150 | 15 | 0.9 | 4500 | 70
P6X8XCZR | Shenzhen Snowball Lighting Limited | Snowball | SB-HB/G+/100W/3D/HNW | Indoor Luminaires | High-Bay | High-Bay Luminaires for Commercial and Industrial Buildings | Premium | FALSE | [9 empty] | 42338 |  |  | No |  | 3.1 | 13000 | 130 | 100 | 15 | 0.9 | 4500 | 70
PB7CF682 | Shenzhen Snowball Lighting Limited | Snowball | SB-HB/G+/C/100W/3D/HNW | Indoor Luminaires | High-Bay | High-Bay Luminaires for Commercial and Industrial Buildings | Premium | FALSE | [9 empty] | 42338 |  |  | No |  | 3.1 | 12000 | 120 | 100 | 15 | 0.9 | 4500 | 70
PPZDKF4B | Shenzhen Snowball Lighting Limited | Snowball | SB-HB/G+/C/200W/NW | Indoor Luminaires | High-Bay | High-Bay Luminaires for Commercial and Industrial Buildings | Standard | FALSE | [9 empty] | 42338 |  |  | No |  | 3.1 | 22000 | 110 | 200 | 15 | 0.9 | 4000 | 70
P4UUAZS1 | Shenzhen Snowball Lighting Limited | Snowball | SB-HB/G+/200W/NW | Indoor Luminaires | High-Bay | High-Bay Luminaires for Commercial and Industrial Buildings | Standard | FALSE | [9 empty] | 42338 |  |  | No |  | 3.1 | 22000 | 110 | 200 | 15 | 0.9 | 4000 | 70
PVKSJF66 | Shenzhen Snowball Lighting Limited | Snowball | SB-HB/G+/150W/NW | Indoor Luminaires | High-Bay | High-Bay Luminaires for Commercial and Industrial Buildings | Standard | FALSE | [9 empty] | 42338 |  |  | No |  | 3.1 | 18500 | 123.3 | 150 | 15 | 0.9 | 4000 | 70
PRWBV63S | Shenzhen Snowball Lighting Limited | Snowball | SB-HB/G+/100W/NW | Indoor Luminaires | High-Bay | High-Bay Luminaires for Commercial and Industrial Buildings | Premium | FALSE | [9 empty] | 42338 |  |  | No |  | 3.1 | 13000 | 130 | 100 | 15 | 0.9 | 4000 | 70
P37YS7RG | Shenzhen Snowball Lighting Limited | Snowball | SB-HB/G+/C/100W/NW | Indoor Luminaires | High-Bay | High-Bay Luminaires for Commercial and Industrial Buildings | Premium | FALSE | [9 empty] | 42338 |  |  | No |  | 3.1 | 12000 | 120 | 100 | 15 | 0.9 | 4000 | 70
PBDAHDCH | Shenzhen Snowball Lighting Limited | Snowball | SB-HB/G+/200W/3D/NW | Indoor Luminaires | High-Bay | High-Bay Luminaires for Commercial and Industrial Buildings | Standard | FALSE | [9 empty] | 42338 |  |  | No |  | 3.1 | 22000 | 110 | 200 | 15 | 0.9 | 4000 | 70
PJMK3ZE8 | Shenzhen Snowball Lighting Limited | Snowball | SB-HB/G+/100W/3D/NW | Indoor Luminaires | High-Bay | High-Bay Luminaires for Commercial and Industrial Buildings | Premium | FALSE | [9 empty] | 42338 |  |  | No |  | 3.1 | 13000 | 130 | 100 | 15 | 0.9 | 4000 | 70
PR8M37QT | Shanghai Sheenly Lighting Co. Ltd. | SHEENLY | SL-BAY-200W-DW-WM-120-G-R2 | Indoor Luminaires | High-Bay | High-Bay Luminaires for Commercial and Industrial Buildings | Standard | FALSE | [9 empty] | 42338 |  |  | Yes |  | 3 | 20228.8 | 107.6 | 188 | 13 | 0.92 | 5000 | 80
P8N2WFJ9 | Shanghai Sheenly Lighting Co. Ltd. | SHEENLY | SL-BAY-200W-DW-WM-120-P-R2 | Indoor Luminaires | High-Bay | High-Bay Luminaires for Commercial and Industrial Buildings | Standard | FALSE | [9 empty] | 42338 |  |  | Yes | Product updated on 1/3/2017 | 3 | 20732.64 | 112.8 | 183.8 | 0.13 | 0.92 | 5000 | 80
PMY1GRU4 | Orion Energy Systems Inc | Orion | SPTS1E1UNVXXXEXTXX850-XXXXXXXXXXX | Indoor Luminaires | High-Bay | Low-Bay Luminaires for Commercial and Industrial Buildings | Standard | FALSE | [9 empty] | 42338 |  |  | Yes | Updated on 9/2/2016 | 3 | 8832 | 98.52 | 89.64 | 7.69 | 0.996 | 5377 | 85.3
PDN79554 | Orion Energy Systems Inc | Orion | SPTS1D1UNVXXXEXTXX850-XXXXXXXXXXX | Indoor Luminaires | High-Bay | Low-Bay Luminaires for Commercial and Industrial Buildings | Standard | FALSE | [9 empty] | 42338 |  |  | Yes | Updated on 9/2/2016 | 3 | 7474 | 105.95 | 70.54 | 7.35 | 0.995 | 5338 | 85.2
PPR8DARR | Orion Energy Systems Inc | Orion | SPTS1C1UNVXXXINTXX850-XXXXXXXXXXX | Indoor Luminaires | High-Bay | Low-Bay Luminaires for Commercial and Industrial Buildings | Standard | FALSE | [9 empty] | 42338 |  |  | Yes |  | 3 | 5629 | 109.47 | 51.42 | 6.71 | 0.997 | 5157 | 83
PDPP4FCD | Los Angeles Lighting Mfg. Co. |  | 1-HBN200-24K-4L-XXXXX-XXXXX-2DRDM-UNV-3/850 [Excluding wire guard] | Indoor Luminaires | High-Bay | High-Bay Luminaires for Commercial and Industrial Buildings | Premium | FALSE | [9 empty] | 42338 | Dimmable | Continuous Below 10 | Yes |  | 3 | 23850 | 127.7 | 187.6 | 14.7 | 0.952 | 5096 | 83.8
P8N4UMXJ | Los Angeles Lighting Mfg. Co. |  | 1-HBN200-24K-4L-XXXXX-2DRDM-UNV-3/850 [Excluding wire guard] | Indoor Luminaires | High-Bay | High-Bay Luminaires for Commercial and Industrial Buildings | Premium | FALSE | [9 empty] | 42338 | Dimmable | Continuous Below 10 | Yes |  | 3 | 23850 | 127.7 | 187.6 | 14.7 | 0.952 | 5096 | 83.8
P6Y6TSXZ | Juno Lighting LLC | Juno | ALXA185KE34XX[6C TLP H EM WCR and DSP]ALXLEDA16 | Indoor Luminaires | High-Bay | High-Bay Luminaires for Commercial and Industrial Buildings | Premium | FALSE | [9 empty] | 42338 | Dimmable | Continuous Below 10 | No | TLP option is usable with E12 E20 E24 E27 E34 or E48 operating voltages | 3 | 20569.24 | 119.6 | 171.97 | 15.8 | 0.983 | 5204 | 73.24
PHRGSBY7 | Juno Lighting LLC | Juno | ALXA185KE34XX[6C TLP H EM WCR and DSP]ALXLEDT16W | Indoor Luminaires | High-Bay | High-Bay Luminaires for Commercial and Industrial Buildings | Premium | FALSE | [9 empty] | 42338 |  |  | No | TLP option is usable with E12 E20 E24 E27 E34 or E48 operating voltages | 3 | 20481.86 | 119.1 | 171.97 | 15.8 | 0.983 | 5204 | 73.24
PB1KM1SC | Juno Lighting LLC | Juno | ALXA185KE34XX[6C TLP H EM WCR and DSP]ALXLEDF16S | Indoor Luminaires | High-Bay | High-Bay Luminaires for Commercial and Industrial Buildings | Premium | FALSE | [9 empty] | 42338 | Dimmable | Continuous Below 10 | No | TLP option is usable with E12 E20 E24 E27 E34 or E48 operating voltages | 3 | 19036.91 | 110.69 | 171.97 | 15.8 | 0.983 | 5204 | 73.24
P5KEASZ2 | Juno Lighting LLC | Juno | ALXA185KE34XX[6C TLP H EM WCR and DSP]ALXLEDF16D | Indoor Luminaires | High-Bay | High-Bay Luminaires for Commercial and Industrial Buildings | Premium | FALSE | [9 empty] | 42338 | Dimmable | Continuous Below 10 | No | TLP option is usable with E12 E20 E24 E27 E34 or E48 operating voltages | 3 | 18982.9 | 110.38 | 171.97 | 15.8 | 0.983 | 5204 | 73.24
PM16CWDG | Juno Lighting LLC | Juno | ALXA185KE48XX[6C TLP H EM WCR and DSP]ALXLEDA16 | Indoor Luminaires | High-Bay | High-Bay Luminaires for Commercial and Industrial Buildings | Premium | FALSE | [9 empty] | 42338 |  |  | No | TLP option is usable with E12 E20 E24 E27 E34 or E48 operating voltages | 3 | 20513.43 | 117.04 | 175.26 | 15.5 | 0.985 | 5204 | 73.24
PRW4KVAZ | Juno Lighting LLC | Juno | ALXA185KE48XX[6C TLP H EM WCR and DSP]ALXLEDT16W | Indoor Luminaires | High-Bay | High-Bay Luminaires for Commercial and Industrial Buildings | Premium | FALSE | [9 empty] | 42338 |  |  | No | TLP option is usable with E12 E20 E24 E27 E34 or E48 operating voltages | 3 | 20426.29 | 116.54 | 175.26 | 15.5 | 0.985 | 5204 | 73.24
PT7WZW6F | Juno Lighting LLC | Juno | ALXA185KE48XX[6C TLP H EM WCR and DSP]ALXLEDF16S | Indoor Luminaires | High-Bay | High-Bay Luminaires for Commercial and Industrial Buildings | Standard | FALSE | [9 empty] | 42338 |  |  | No | TLP option is usable with E12 E20 E24 E27 E34 or E48 operating voltages | 3 | 18985.27 | 108.32 | 175.26 | 15.5 | 0.985 | 5204 | 73.24
PJG6M2SM | Juno Lighting LLC | Juno | ALXA185KE48XX[6C TLP H EM WCR and DSP]ALXLEDF16D | Indoor Luminaires | High-Bay | High-Bay Luminaires for Commercial and Industrial Buildings | Standard | FALSE | [9 empty] | 42338 |  |  | No | TLP option is usable with E12 E20 E24 E27 E34 or E48 operating voltages | 3 | 18931.4 | 108.01 | 175.26 | 15.5 | 0.985 | 5204 | 73.24
PWTJF7NG | Juno Lighting LLC | Juno | ALXA245KE34XX[6C TLP H EM WCR and DSP]ALXLEDA16 | Indoor Luminaires | High-Bay | High-Bay Luminaires for Commercial and Industrial Buildings | Premium | FALSE | [9 empty] | 42338 |  |  | No | TLP option is usable with E12 E20 E24 E27 E34 or E48 operating voltages | 3 | 25245.59 | 119.39 | 211.44 | 13.2 | 0.988 | 5204 | 73.24
P6HCFU29 | Juno Lighting LLC | Juno | ALXA245KE34XX[6C TLP H EM WCR and DSP]ALXLEDT16W | Indoor Luminaires | High-Bay | High-Bay Luminaires for Commercial and Industrial Buildings | Premium | FALSE | [9 empty] | 42338 | Dimmable | Continuous Below 10 | No | TLP option is usable with E12 E20 E24 E27 E34 or E48 operating voltages | 3 | 25138.34 | 118.89 | 211.44 | 13.2 | 0.988 | 5204 | 73.24
PGB6GGFB | Juno Lighting LLC | Juno | ALXA245KE34XX[6C TLP H EM WCR and DSP]ALXLEDF16S | Indoor Luminaires | High-Bay | High-Bay Luminaires for Commercial and Industrial Buildings | Premium | FALSE | [9 empty] | 42338 |  |  | No | TLP option is usable with E12 E20 E24 E27 E34 or E48 operating voltages | 3 | 23364.89 | 110.5 | 211.44 | 13.2 | 0.988 | 5204 | 73.24
PUBE6F5C | Juno Lighting LLC | Juno | ALXA245KE48XX[6C TLP H EM WCR and DSP]ALXLEDA16 | Indoor Luminaires | High-Bay | High-Bay Luminaires for Commercial and Industrial Buildings | Premium | FALSE | [9 empty] | 42338 |  |  | No | TLP option is usable with E12 E20 E24 E27 E34 or E48 operating voltages | 3 | 25200.95 | 116.22 | 216.83 | 12.5 | 0.99 | 5204 | 73.24
PHGT6NV1 | Juno Lighting LLC | Juno | ALXA245KE48XX[6C TLP H EM WCR and DSP]ALXLEDT16W | Indoor Luminaires | High-Bay | High-Bay Luminaires for Commercial and Industrial Buildings | Premium | FALSE | [9 empty] | 42338 |  |  | No | TLP option is usable with E12 E20 E24 E27 E34 or E48 operating voltages | 3 | 25093.89 | 115.73 | 216.83 | 12.5 | 0.99 | 5204 | 73.24
P7E4QJHW | Juno Lighting LLC | Juno | ALXA245KE48XX[6C TLP H EM WCR and DSP]ALXLEDF16S | Indoor Luminaires | High-Bay | High-Bay Luminaires for Commercial and Industrial Buildings | Standard | FALSE | [9 empty] | 42338 |  |  | No | TLP option is usable with E12 E20 E24 E27 E34 or E48 operating voltages | 3 | 23323.57 | 107.56 | 216.83 | 12.5 | 0.99 | 5204 | 73.24
PPRBEGB6 | Juno Lighting LLC | Juno | ALXA245KE48XX[6C TLP H EM WCR and DSP]ALXLEDF16D | Indoor Luminaires | High-Bay | High-Bay Luminaires for Commercial and Industrial Buildings | Standard | FALSE | [9 empty] | 42338 |  |  | No | TLP option is usable with E12 E20 E24 E27 E34 or E48 operating voltages | 3 | 23260 | 107.27 | 216.83 | 12.5 | 0.99 | 5204 | 73.24
PN8FTGTV | Juno Lighting LLC | Juno | ALXA185KUNXX[6C TLP H EM WCR and DSP]ALXLEDA16 | Indoor Luminaires | High-Bay | High-Bay Luminaires for Commercial and Industrial Buildings | Premium | FALSE | [9 empty] | 42338 |  |  | No | TLP option is usable with E12 E20 E24 E27 E34 or E48 operating voltages | 3 | 21541.43 | 126.7 | 170.01 | 8.3 | 0.993 | 5204 | 73.24
PYNDFA8T | Juno Lighting LLC | Juno | ALXA185KUNXX[6C TLP H EM WCR and DSP]ALXLEDT16W | Indoor Luminaires | High-Bay | High-Bay Luminaires for Commercial and Industrial Buildings | Premium | FALSE | [9 empty] | 42338 |  |  | No | TLP option is usable with E12 E20 E24 E27 E34 or E48 operating voltages | 3 | 21449.92 | 126.16 | 170.01 | 8.3 | 0.993 | 5204 | 73.24
PUN4FTND | Juno Lighting LLC | Juno | ALXA185KUNXX[6C TLP H EM WCR and DSP]ALXLEDF16S | Indoor Luminaires | High-Bay | High-Bay Luminaires for Commercial and Industrial Buildings | Premium | FALSE | [9 empty] | 42338 |  |  | No | TLP option is usable with E12 E20 E24 E27 E34 or E48 operating voltages | 3 | 19936.68 | 117.26 | 170.01 | 8.3 | 0.993 | 5204 | 73.24
PNBXQ5E1 | Juno Lighting LLC | Juno | ALXA185KUNXX[6C TLP H EM WCR and DSP]ALXLEDF16D | Indoor Luminaires | High-Bay | High-Bay Luminaires for Commercial and Industrial Buildings | Premium | FALSE | [9 empty] | 42338 |  |  | No | TLP option is usable with E12 E20 E24 E27 E34 or E48 operating voltages | 3 | 19880.11 | 116.93 | 170.01 | 8.3 | 0.993 | 5204 | 73.24
P9YVX22V | Juno Lighting LLC | Juno | ALXA245KUNXX[6C TLP H EM WCR and DSP]ALXLEDA16 | Indoor Luminaires | High-Bay | High-Bay Luminaires for Commercial and Industrial Buildings | Premium | FALSE | [9 empty] | 42338 | Dimmable | Continuous Below 10 | No | TLP option is usable with E12 E20 E24 E27 E34 or E48 operating voltages | 3 | 26670.82 | 128.47 | 207.6 | 7 | 0.995 | 5204 | 73.24
PXQ2S7BR | Juno Lighting LLC | Juno | ALXA245KUNXX[6C TLP H EM WCR and DSP]ALXLEDT16W | Indoor Luminaires | High-Bay | High-Bay Luminaires for Commercial and Industrial Buildings | Premium | FALSE | [9 empty] | 42338 |  |  | No | TLP option is usable with E12 E20 E24 E27 E34 or E48 operating voltages | 3 | 26557.52 | 127.92 | 207.6 | 7 | 0.995 | 5204 | 73.24
P6FR3TMM | Juno Lighting LLC | Juno | ALXA245KUNXX[6C TLP H EM WCR and DSP]ALXLEDF16S | Indoor Luminaires | High-Bay | High-Bay Luminaires for Commercial and Industrial Buildings | Premium | FALSE | [9 empty] | 42338 | Dimmable | Continuous Below 10 | No | TLP option is usable with E12 E20 E24 E27 E34 or E48 operating voltages | 3 | 24683.95 | 118.9 | 207.6 | 7 | 0.995 | 5204 | 73.24
PKRTTD4J | Juno Lighting LLC | Juno | ALXA245KUNXX[6C TLP H EM WCR and DSP]ALXLEDF16D | Indoor Luminaires | High-Bay | High-Bay Luminaires for Commercial and Industrial Buildings | Premium | FALSE | [9 empty] | 42338 |  |  | No | TLP option is usable with E12 E20 E24 E27 E34 or E48 operating voltages | 3 | 24613.91 | 118.56 | 207.6 | 7 | 0.995 | 5204 | 73.24
P1GMJ4XA | Juno Lighting LLC | Juno | ALXA184KE34XX[6C TLP H EM WCR and DSP]ALXLEDA16 | Indoor Luminaires | High-Bay | High-Bay Luminaires for Commercial and Industrial Buildings | Premium | FALSE | [9 empty] | 42338 | Dimmable | Continuous Below 10 | No | TLP option is usable with E12 E20 E24 E27 E34 or E48 operating voltages | 3 | 19970.13 | 116.12 | 171.97 | 15.8 | 0.983 | 4087 | 73.14
PXKC5GXW | Juno Lighting LLC | Juno | ALXA184KE34XX[6C TLP H EM WCR and DSP]ALXLEDT16W | Indoor Luminaires | High-Bay | High-Bay Luminaires for Commercial and Industrial Buildings | Premium | FALSE | [9 empty] | 42338 |  |  | No | TLP option is usable with E12 E20 E24 E27 E34 or E48 operating voltages | 3 | 19885.3 | 115.63 | 171.97 | 15.8 | 0.983 | 4087 | 73.14
PCAVY1D6 | Juno Lighting LLC | Juno | ALXA184KE34XX[6C TLP H EM WCR and DSP]ALXLEDF16S | Indoor Luminaires | High-Bay | High-Bay Luminaires for Commercial and Industrial Buildings | Standard | FALSE | [9 empty] | 42338 |  |  | No | TLP option is usable with E12 E20 E24 E27 E34 or E48 operating voltages | 3 | 18482.44 | 107.47 | 171.97 | 15.8 | 0.983 | 4087 | 73.14
PWMEXPAW | Juno Lighting LLC | Juno | ALXA184KE34XX[6C TLP H EM WCR and DSP]ALXLEDF16D | Indoor Luminaires | High-Bay | High-Bay Luminaires for Commercial and Industrial Buildings | Standard | FALSE | [9 empty] | 42338 |  |  | No | TLP option is usable with E12 E20 E24 E27 E34 or E48 operating voltages | 3 | 18430 | 107.16 | 171.97 | 15.8 | 0.983 | 4087 | 73.14
PRB8DF8J | Juno Lighting LLC | Juno | ALXA184KE48XX[6C TLP H EM WCR and DSP]ALXLEDA16 | Indoor Luminaires | High-Bay | High-Bay Luminaires for Commercial and Industrial Buildings | Premium | FALSE | [9 empty] | 42338 |  |  | No | TLP option is usable with E12 E20 E24 E27 E34 or E48 operating voltages | 3 | 19915.96 | 113.63 | 175.26 | 15.5 | 0.985 | 4087 | 73.14
PXGN1A6F | Juno Lighting LLC | Juno | ALXA184KE48XX[6C TLP H EM WCR and DSP]ALXLEDT16W | Indoor Luminaires | High-Bay | High-Bay Luminaires for Commercial and Industrial Buildings | Premium | FALSE | [9 empty] | 42338 |  |  | No | TLP option is usable with E12 E20 E24 E27 E34 or E48 operating voltages | 3 | 19831.35 | 113.15 | 175.26 | 15.5 | 0.985 | 4087 | 73.14
PZQXJPDQ | Juno Lighting LLC | Juno | ALXA184KE48XX[6C TLP H EM WCR and DSP]ALXLEDF16S | Indoor Luminaires | High-Bay | High-Bay Luminaires for Commercial and Industrial Buildings | Standard | FALSE | [9 empty] | 42338 |  |  | No | TLP option is usable with E12 E20 E24 E27 E34 or E48 operating voltages | 3 | 18432.3 | 105.17 | 175.26 | 15.5 | 0.985 | 4087 | 73.14
P8STEX8B | Juno Lighting LLC | Juno | ALXA244KE34XX[6C TLP H EM WCR and DSP]ALXLEDA16 | Indoor Luminaires | High-Bay | High-Bay Luminaires for Commercial and Industrial Buildings | Premium | FALSE | [9 empty] | 42338 | Dimmable | Continuous Below 10 | No | TLP option is usable with E12 E20 E24 E27 E34 or E48 operating voltages | 3 | 24510.28 | 115.92 | 211.44 | 13.2 | 0.988 | 4087 | 73.14
PS8Q7KEE | Juno Lighting LLC | Juno | ALXA244KE34XX[6C TLP H EM WCR and DSP]ALXLEDT16W | Indoor Luminaires | High-Bay | High-Bay Luminaires for Commercial and Industrial Buildings | Premium | FALSE | [9 empty] | 42338 |  |  | No | TLP option is usable with E12 E20 E24 E27 E34 or E48 operating voltages | 3 | 24406.16 | 115.42 | 211.44 | 13.2 | 0.988 | 4087 | 73.14
PRE1N274 | Juno Lighting LLC | Juno | ALXA244KE48XX[6C TLP H EM WCR and DSP]ALXLEDT16W | Indoor Luminaires | High-Bay | High-Bay Luminaires for Commercial and Industrial Buildings | Premium | FALSE | [9 empty] | 42338 |  |  | No | TLP option is usable with E12 E20 E24 E27 E34 or E48 operating voltages | 3 | 24363 | 112.35 | 216.83 | 13.2 | 0.988 | 4087 | 73.14
PCA6XYPQ | Juno Lighting LLC | Juno | ALXA244KE34XX[6C TLP H EM WCR and DSP]ALXLEDF16S | Indoor Luminaires | High-Bay | High-Bay Luminaires for Commercial and Industrial Buildings | Standard | FALSE | [9 empty] | 42338 |  |  | No | TLP option is usable with E12 E20 E24 E27 E34 or E48 operating voltages | 3 | 22684.36 | 107.28 | 211.44 | 13.2 | 0.988 | 4087 | 73.14
P49GBBGN | Juno Lighting LLC | Juno | ALXA244KE34XX[6C TLP H EM WCR and DSP]ALXLEDF16D | Indoor Luminaires | High-Bay | High-Bay Luminaires for Commercial and Industrial Buildings | Standard | FALSE | [9 empty] | 42338 |  |  | No | TLP option is usable with E12 E20 E24 E27 E34 or E48 operating voltages | 3 | 22620 | 106.98 | 211.44 | 13.2 | 0.988 | 4087 | 73.14
PQW7Q2A3 | Juno Lighting LLC | Juno | ALXA244KE48XX[6C TLP H EM WCR and DSP]ALXLEDA16 | Indoor Luminaires | High-Bay | High-Bay Luminaires for Commercial and Industrial Buildings | Premium | FALSE | [9 empty] | 42338 |  |  | No | TLP option is usable with E12 E20 E24 E27 E34 or E48 operating voltages | 3 | 24466.94 | 112.83 | 216.83 | 12.5 | 0.99 | 4087 | 73.14
P9TF2FV2 | Juno Lighting LLC | Juno | ALXA244KE48XX[6C TLP H EM WCR and DSP]ALXLEDF16S | Indoor Luminaires | High-Bay | High-Bay Luminaires for Commercial and Industrial Buildings | Standard | FALSE | [9 empty] | 42338 |  |  | No | TLP option is usable with E12 E20 E24 E27 E34 or E48 operating voltages | 3 | 22644.25 | 104.43 | 216.83 | 12.5 | 0.99 | 4087 | 73.14
PRCAT3G2 | Juno Lighting LLC | Juno | ALXA184KUNXX[6C TLP H EM WCR and DSP]ALXLEDA16 | Indoor Luminaires | High-Bay | High-Bay Luminaires for Commercial and Industrial Buildings | Premium | FALSE | [9 empty] | 42338 |  |  | No | TLP option is usable with E12 E20 E24 E27 E34 or E48 operating voltages | 3 | 20914.01 | 123.01 | 170.01 | 8.3 | 0.993 | 4087 | 73.14
PCWSWC1H | Juno Lighting LLC | Juno | ALXA184KUNXX[6C TLP H EM WCR and DSP]ALXLEDT16W | Indoor Luminaires | High-Bay | High-Bay Luminaires for Commercial and Industrial Buildings | Premium | FALSE | [9 empty] | 42338 | Dimmable | Continuous Below 10 | No | TLP option is usable with E12 E20 E24 E27 E34 or E48 operating voltages | 3 | 20825.16 | 122.49 | 170.01 | 8.3 | 0.993 | 4087 | 73.14
PCDX9T64 | Juno Lighting LLC | Juno | ALXA184KUNXX[6C TLP H EM WCR and DSP]ALXLEDF16S | Indoor Luminaires | High-Bay | High-Bay Luminaires for Commercial and Industrial Buildings | Premium | FALSE | [9 empty] | 42338 | Dimmable | Continuous Below 10 | No | TLP option is usable with E12 E20 E24 E27 E34 or E48 operating voltages | 3 | 19356 | 113.85 | 170.01 | 8.3 | 0.993 | 4087 | 73.14
PMCTXZB8 | Juno Lighting LLC | Juno | ALXA184KUNXX[6C TLP H EM WCR and DSP]ALXLEDF16D | Indoor Luminaires | High-Bay | High-Bay Luminaires for Commercial and Industrial Buildings | Premium | FALSE | [9 empty] | 42338 |  |  | No | TLP option is usable with E12 E20 E24 E27 E34 or E48 operating voltages | 3 | 19301.07 | 113.52 | 170.01 | 8.3 | 0.993 | 4087 | 73.14
P6D8KX8J | Juno Lighting LLC | Juno | ALXA244KUNXX[6C TLP H EM WCR and DSP]ALXLEDA16 | Indoor Luminaires | High-Bay | High-Bay Luminaires for Commercial and Industrial Buildings | Premium | FALSE | [9 empty] | 42338 | Dimmable | Continuous Below 10 | No | TLP option is usable with E12 E20 E24 E27 E34 or E48 operating voltages | 3 | 25894 | 124.73 | 207.6 | 7 | 0.995 | 4087 | 73.14
PJEUBYBZ | Juno Lighting LLC | Juno | ALXA244KUNXX[6C TLP H EM WCR and DSP]ALXLEDT16W | Indoor Luminaires | High-Bay | High-Bay Luminaires for Commercial and Industrial Buildings | Premium | FALSE | [9 empty] | 42338 |  |  | No | TLP option is usable with E12 E20 E24 E27 E34 or E48 operating voltages | 3 | 25784 | 124.2 | 207.6 | 7 | 0.995 | 4087 | 73.14
PSUUQ2TY | Juno Lighting LLC | Juno | ALXA244KUNXX[6C TLP H EM WCR and DSP]ALXLEDF16S | Indoor Luminaires | High-Bay | High-Bay Luminaires for Commercial and Industrial Buildings | Premium | FALSE | [9 empty] | 42338 |  |  | No | TLP option is usable with E12 E20 E24 E27 E34 or E48 operating voltages | 3 | 23965 | 115.43 | 207.6 | 7 | 0.995 | 4087 | 73.14
P7BBPW4G | Juno Lighting LLC | Juno | ALXA244KUNXX[6C TLP H EM WCR and DSP]ALXLEDF16D | Indoor Luminaires | High-Bay | High-Bay Luminaires for Commercial and Industrial Buildings | Premium | FALSE | [9 empty] | 42338 | Dimmable | Continuous Below 10 | No | TLP option is usable with E12 E20 E24 E27 E34 or E48 operating voltages | 3 | 23897 | 115.11 | 207.6 | 7 | 0.995 | 4087 | 73.14
PEJH4GHP | De-Power Lighting & Electric Equipment Co.Ltd | DE-Power | GKL035-150A-60 | Indoor Luminaires | High-Bay | High-Bay Luminaires for Commercial and Industrial Buildings | Standard | FALSE | [9 empty] | 42338 | Dimmable | Continuous Above 10 | No |  | 3 | 17260 | 118.54 | 145.6 | 16.66 | 0.9497 | 5700 | 84.2
PN3KEBCN | De-Power Lighting & Electric Equipment Co.Ltd | DE-Power | GKL035-200A-60 | Indoor Luminaires | High-Bay | High-Bay Luminaires for Commercial and Industrial Buildings | Standard | FALSE | [9 empty] | 42338 | Dimmable | Continuous Above 10 | No |  | 3 | 22996 | 108.68 | 211.6 | 16.72 | 0.9192 | 5700 | 84
P814UQ6G | De-Power Lighting & Electric Equipment Co.Ltd | DE-Power | GKL035-150A-50 | Indoor Luminaires | High-Bay | High-Bay Luminaires for Commercial and Industrial Buildings | Standard | FALSE | [9 empty] | 42338 | Dimmable | Continuous Above 10 | No |  | 3 | 16329 | 112.85 | 144.7 | 16.54 | 0.9342 | 5000 | 83.6
PQ3CRSWA | De-Power Lighting & Electric Equipment Co.Ltd | DE-Power | GKL035-200A-50 | Indoor Luminaires | High-Bay | High-Bay Luminaires for Commercial and Industrial Buildings | Standard | FALSE | [9 empty] | 42338 | Dimmable | Continuous Above 10 | No |  | 3 | 21699 | 103.08 | 210.5 | 16.92 | 0.9082 | 5000 | 83.4
P3PNBM5G | De-Power Lighting & Electric Equipment Co.Ltd | DE-Power | GKL035-150A-40 | Indoor Luminaires | High-Bay | High-Bay Luminaires for Commercial and Industrial Buildings | Standard | FALSE | [9 empty] | 42338 | Dimmable | Continuous Above 10 | No |  | 3 | 16329 | 112.85 | 144.7 | 16.54 | 0.9342 | 4000 | 83.6
PCMYTQC5 | De-Power Lighting & Electric Equipment Co.Ltd | DE-Power | GKL035-200A-40 | Indoor Luminaires | High-Bay | High-Bay Luminaires for Commercial and Industrial Buildings | Standard | FALSE | [9 empty] | 42338 | Dimmable | Continuous Above 10 | No |  | 3 | 21699 | 103.08 | 210.5 | 16.92 | 0.9082 | 4000 | 83.4
PZ24UWR6 | SteelCraft | SteelCraft | HBL-15035LC-1 | Indoor Luminaires | High-Bay | High-Bay Luminaires for Commercial and Industrial Buildings | Standard | TRUE | 15156 | 102.2 | 148.35 | 9.8 | 0.9704 | 3643 | 84.1 | 5 | 50000 | 42333 |  |  | No |  | 3 | 15156 | 102.2 | 148.35 | 9.34 | 0.9942 | 3643 | 84.1
P5JG2CCS | SteelCraft | SteelCraft | HBL-15050LC-1 | Indoor Luminaires | High-Bay | High-Bay Luminaires for Commercial and Industrial Buildings | Standard | TRUE | 15987 | 108.9 | 146.86 | 9.8 | 0.9699 | 5070 | 84.4 | 5 | 50000 | 42333 |  |  | No |  | 3 | 15987 | 108.9 | 146.86 | 9.32 | 0.9942 | 5070 | 84.4
PMR2QVTW | SteelCraft | SteelCraft | EHB-9635LF-1 | Indoor Luminaires | High-Bay | High-Bay Luminaires for Commercial and Industrial Buildings | Standard | TRUE | 9490.5 | 98.1 | 96.7 | 10.24 | 0.9484 | 3614 | 83.9 | 5 | 50000 | 42333 |  |  | No |  | 3 | 9490.5 | 98.1 | 96.7 | 9.3 | 0.9959 | 3614 | 83.9
PK26KQES | SteelCraft | SteelCraft | EHB-9650LF-1 | Indoor Luminaires | High-Bay | High-Bay Luminaires for Commercial and Industrial Buildings | Standard | TRUE | 10061 | 104.4 | 96.34 | 10.55 | 0.9481 | 5322 | 85 | 5 | 50000 | 42333 |  |  | No |  | 3 | 10061 | 104.4 | 96.34 | 9.3 | 0.9958 | 5322 | 85
PPHEJT46 | All Green Lighting Inc. | All Green Lighting Inc. | LYRA-200W | Indoor Luminaires | High-Bay | High-Bay Luminaires for Commercial and Industrial Buildings | Standard | TRUE | 19180.18 | 104.35 | 186.1 | 7.92 | 0.921 | 5294 | 84.4 | 5 | 50000 | 42333 |  |  | NotYetVerified |  | 3 | 19180.18 | 104.35 | 183.8 | 5.21 | 0.997 | 5294 | 84
PF33TSNV | All Green Lighting Inc. | All Green Lighting Inc. | LYRA-200W-T | Indoor Luminaires | High-Bay | High-Bay Luminaires for Commercial and Industrial Buildings | Standard | TRUE | 15826.2 | 106.34 | 148.8 | 10.56 | 0.9136 | 5146 | 84 | 5 | 50000 | 42333 |  |  | NotYetVerified |  | 3 | 19000 | 95 | 200 | 5.21 | 0.997 | 5000 | 84
P5V8JXWZ | All Green Lighting Inc. | All Green Lighting Inc. | LYRA-100W | Indoor Luminaires | High-Bay | High-Bay Luminaires for Commercial and Industrial Buildings | Standard | TRUE | 9871.67 | 100.63 | 98.1 | 15.96 | 0.896 | 5292 | 83.6 | 5 | 50000 | 42333 |  |  | NotYetVerified |  | 3 | 9871.67 | 100.63 | 98.1 | 6.15 | 0.993 | 5292 | 84
PJDB61T7 | SteelCraft | SteelCraft | EHB-15050LC-1 | Indoor Luminaires | High-Bay | High-Bay Luminaires for Commercial and Industrial Buildings | Standard | FALSE | [9 empty] | 42333 |  |  | No |  | 3 | 17806 | 120 | 148.33 | 10.24 | 0.994 | 5356 | 85.6
PGXVCZ8D | SteelCraft | SteelCraft | EHB-12350LC-1 | Indoor Luminaires | High-Bay | High-Bay Luminaires for Commercial and Industrial Buildings | Standard | FALSE | [9 empty] | 42333 |  |  | No |  | 3 | 14643 | 119.2 | 122.86 | 10.42 | 0.9953 | 5356 | 85.5
PNBGEW4M | SteelCraft | SteelCraft | EHB-15050LF-1 | Indoor Luminaires | High-Bay | High-Bay Luminaires for Commercial and Industrial Buildings | Standard | FALSE | [9 empty] | 42333 |  |  | No |  | 3 | 16178 | 109.2 | 148.19 | 10.21 | 0.994 | 5327 | 85.2
PGKBJ8X6 | SteelCraft | SteelCraft | EHB-9650LC-1 | Indoor Luminaires | High-Bay | High-Bay Luminaires for Commercial and Industrial Buildings | Standard | FALSE | [9 empty] | 42333 |  |  | No |  | 3 | 11361 | 117.8 | 96.47 | 9.16 | 0.9958 | 5322 | 85.3
PE9KDTV9 | SteelCraft | SteelCraft | EHB-12350LF-1 | Indoor Luminaires | High-Bay | High-Bay Luminaires for Commercial and Industrial Buildings | Standard | FALSE | [9 empty] | 42333 |  |  | No |  | 3 | 13286 | 108.1 | 122.87 | 9.45 | 0.9952 | 5313 | 85.1
PC41EYV6 | SteelCraft | SteelCraft | HBL-15050LL-1 | Indoor Luminaires | High-Bay | High-Bay Luminaires for Commercial and Industrial Buildings | Standard | FALSE | [9 empty] | 42333 |  |  | No |  | 3 | 16086 | 109.4 | 147.09 | 9.31 | 0.9942 | 5060 | 84.1
P95VNUDH | SteelCraft | SteelCraft | EHB-15040LC-1 | Indoor Luminaires | High-Bay | High-Bay Luminaires for Commercial and Industrial Buildings | Standard | FALSE | [9 empty] | 42333 |  |  | No |  | 3 | 17080.3 | 115.1 | 148.4 | 10.2 | 0.994 | 4206.8 | 84.7
PHFVJYK7 | SteelCraft | SteelCraft | EHB-12340LC-1 | Indoor Luminaires | High-Bay | High-Bay Luminaires for Commercial and Industrial Buildings | Standard | FALSE | [9 empty] | 42333 |  |  | No |  | 3 | 14024 | 113.9 | 123.1 | 10.4 | 0.9952 | 4203.4 | 84.6
PYJ9FNDP | SteelCraft | SteelCraft | EHB-15040LF-1 | Indoor Luminaires | High-Bay | High-Bay Luminaires for Commercial and Industrial Buildings | Standard | FALSE | [9 empty] | 42333 |  |  | No |  | 3 | 15524.3 | 104.6 | 148.5 | 10.2 | 0.994 | 4194.4 | 84.3
PQJD4S4Y | SteelCraft | SteelCraft | EHB-9640LC-1 | Indoor Luminaires | High-Bay | High-Bay Luminaires for Commercial and Industrial Buildings | Standard | FALSE | [9 empty] | 42333 |  |  | No |  | 3 | 10750.7 | 111.3 | 96.6 | 9.3 | 0.9959 | 4191.4 | 84.6
P8XQYBTG | SteelCraft | SteelCraft | EHB-9640LF-1 | Indoor Luminaires | High-Bay | High-Bay Luminaires for Commercial and Industrial Buildings | Standard | FALSE | [9 empty] | 42333 |  |  | No |  | 3 | 9680.5 | 100.2 | 96.6 | 9.3 | 0.9958 | 4182.8 | 84.3
PMVNFD1Y | SteelCraft | SteelCraft | EHB-12340LF-1 | Indoor Luminaires | High-Bay | High-Bay Luminaires for Commercial and Industrial Buildings | Standard | FALSE | [9 empty] | 42333 |  |  | No |  | 3 | 12779.7 | 103.9 | 123 | 10.1 | 0.9952 | 4177.8 | 84.2
PRJA82F4 | SteelCraft | SteelCraft | HBL-15040LC-1 | Indoor Luminaires | High-Bay | High-Bay Luminaires for Commercial and Industrial Buildings | Standard | FALSE | [9 empty] | 42333 |  |  | No |  | 3 | 15433 | 104.4 | 147.85 | 9.33 | 0.9942 | 4118 | 84.2
PVWFG956 | SteelCraft | SteelCraft | HBL-15040LL-1 | Indoor Luminaires | High-Bay | High-Bay Luminaires for Commercial and Industrial Buildings | Standard | FALSE | [9 empty] | 42333 |  |  | No |  | 3 | 15514 | 104.9 | 147.88 | 9.35 | 0.9942 | 4110 | 83.8
PJ6132YM | SteelCraft | SteelCraft | HBL-15035LL-1 | Indoor Luminaires | High-Bay | High-Bay Luminaires for Commercial and Industrial Buildings | Standard | FALSE | [9 empty] | 42333 |  |  | No |  | 3 | 15229 | 102.7 | 148.27 | 9.37 | 0.9942 | 3635 | 83.7
PDS9KN91 | SteelCraft | SteelCraft | EHB-15035LC-1 | Indoor Luminaires | High-Bay | High-Bay Luminaires for Commercial and Industrial Buildings | Standard | FALSE | [9 empty] | 42333 |  |  | No |  | 3 | 16718 | 112.6 | 148.48 | 10.19 | 0.994 | 3633 | 84.2
PWGCUVHC | SteelCraft | SteelCraft | EHB-15035LF-1 | Indoor Luminaires | High-Bay | High-Bay Luminaires for Commercial and Industrial Buildings | Standard | FALSE | [9 empty] | 42333 |  |  | No |  | 3 | 15198 | 102.3 | 148.61 | 10.16 | 0.994 | 3629 | 83.8
P1DEUPMC | SteelCraft | SteelCraft | EHB-12335LC-1 | Indoor Luminaires | High-Bay | High-Bay Luminaires for Commercial and Industrial Buildings | Standard | FALSE | [9 empty] | 42333 |  |  | No |  | 3 | 13715 | 111.3 | 123.19 | 10.39 | 0.9952 | 3628 | 84.2
PT8AAHW7 | SteelCraft | SteelCraft | EHB-9635LC-1 | Indoor Luminaires | High-Bay | High-Bay Luminaires for Commercial and Industrial Buildings | Standard | FALSE | [9 empty] | 42333 |  |  | No |  | 3 | 10446 | 108.1 | 96.61 | 9.3 | 0.9959 | 3627 | 84.2
PS5BSTVV | SteelCraft | SteelCraft | EHB-12335LF-1 | Indoor Luminaires | High-Bay | High-Bay Luminaires for Commercial and Industrial Buildings | Standard | FALSE | [9 empty] | 42333 |  |  | No |  | 3 | 12527 | 101.8 | 123.1 | 10.45 | 0.9952 | 3611 | 83.8
PJZA3EHW | All Green Lighting Inc. | All Green Lighting Inc. | LYRA-100W-T | Indoor Luminaires | High-Bay | High-Bay Luminaires for Commercial and Industrial Buildings | Standard | FALSE | [9 empty] | 42333 | Dimmable | Stepped | NotYetVerified |  | 3 | 10000 | 100 | 100 | 6.15 | 0.993 | 5000 | 84
PSYCXWN4 | Truly Green Solutions | Truly Green Solutions | 174100 | Indoor Luminaires | High-Bay | High-Bay Luminaires for Commercial and Industrial Buildings | Standard | TRUE | 9083.9 | 90.9 | 99.93 | 14.27 | 0.9773 | 5293 | 78 | 5 | 50000 | 42332 |  |  | NotYetVerified |  | 3 | 9000 | 90 | 100 | 15 | 0.95 | 4500 | 75
PV2CF6Y4 | Truly Green Solutions | Truly Green Solutions | 174120 | Indoor Luminaires | High-Bay | High-Bay Luminaires for Commercial and Industrial Buildings | Standard | TRUE | 11102 | 94.33 | 117.7 | 16.53 | 0.9763 | 5218 | 77 | 5 | 50000 | 42332 |  |  | NotYetVerified |  | 3 | 11000 | 90 | 120 | 15 | 0.95 | 4500 | 75
PZQ3SEN9 | Alder Optomechanical Corp. | Alder | HBL-300S-TD-cSTR-T6WDA0C8 | Indoor Luminaires | High-Bay | High-Bay Luminaires for Commercial and Industrial Buildings | Standard | TRUE | 34114 | 110.9 | 307.73 | 9.049 | 0.9601 | 5082 | 84.6 | 5 | 60000 | 42332 |  |  | No |  | 3 | 34114 | 110.9 | 307.73 | 5.056 | 0.9971 | 5082 | 84.6
P1D1S6W4 | InnoLED Lighting Inc. | Innoled | INNO-FLB-150-U-RL-60 | Indoor Luminaires | High-Bay | High-Bay Luminaires for Commercial and Industrial Buildings | Standard | TRUE | 14274 | 98.3 | 145.2 | 11.37 | 0.9534 | 4048 | 75 | 5 | 50000 | 42332 |  |  | NotYetVerified |  | 3 | 14274 | 98.3 | 145.2 | 20 | 0.9 | 5700 | 75
PRVDRQR8 | Truly Green Solutions | Truly Green Solutions | 174150 | Indoor Luminaires | High-Bay | High-Bay Luminaires for Commercial and Industrial Buildings | Standard | TRUE | 13821 | 94.42 | 146.4 | 14.06 | 0.95 | 5103 | 77 | 5 | 50000 | 42332 |  |  | NotYetVerified |  | 3 | 13500 | 90 | 150 | 15 | 0.95 | 4500 | 75
P4WNP7EC | Truly Green Solutions | Truly Green Solutions | 175180 | Indoor Luminaires | High-Bay | High-Bay Luminaires for Commercial and Industrial Buildings | Standard | TRUE | 16885 | 93.86 | 179.9 | 12.56 | 0.9322 | 5091 | 76.7 | 5 | 50000 | 42332 |  |  | NotYetVerified |  | 3 | [5 empty] | 5000
PRQHHTM4 | InnoLED Lighting Inc. | Innoled | INNO-FLB-100-U-RL-60 | Indoor Luminaires | High-Bay | High-Bay Luminaires for Commercial and Industrial Buildings | Standard | TRUE | 9898 | 101.24 | 97.77 | 12.79 | 0.9306 | 4021 | 74.9 | 5 | 50000 | 42332 |  |  | NotYetVerified |  | 3 | 9898 | 101.24 | 97.77 | 20 | 0.9 | 5700 | 75
PP21J15P | InnoLED Lighting Inc. | Innoled | INNO-FLB-400-U-RL-60 | Indoor Luminaires | High-Bay | High-Bay Luminaires for Commercial and Industrial Buildings | Standard | TRUE | 37521 | 96.35 | 389.4 | 9.99 | 0.9244 | 3975 | 74.6 | 5 | 50000 | 42332 |  |  | NotYetVerified |  | 3 | 37521 | 96.35 | 389.4 | 20 | 0.9 | 5700 | 75
PPQ66412 | Truly Green Solutions | Truly Green Solutions | 175240 | Indoor Luminaires | High-Bay | High-Bay Luminaires for Commercial and Industrial Buildings | Standard | TRUE | 21798 | 93.51 | 233.1 | 9.91 | 0.9238 | 5191 | 77.7 | 5 | 50000 | 42332 |  |  | NotYetVerified |  | 3 | [5 empty] | 5000
PJT92QYH4 | JayKal LED Solutions Inc. |  | JLS68103-G480-HBHM | Indoor Luminaires | High-Bay | High-Bay Luminaires for Commercial and Industrial Buildings | Standard | TRUE | 37227.633 | 81.159 | 458.7 | 12.31 | 0.9223 | 5130 | 70.8 | 5 | 50000 | 42332 |  |  | NotYetVerified |  | 3 | 38880 | 81 | 480 | 15 | 0.99 | 5000 | 70
PV52TZXB | Truly Green Solutions | Truly Green Solutions | 175150 | Indoor Luminaires | High-Bay | High-Bay Luminaires for Commercial and Industrial Buildings | Standard | TRUE | 14343 | 95.62 | 150 | 13.22 | 0.9222 | 5325 | 78.8 | 5 | 50000 | 42332 |  |  | NotYetVerified |  | 3 | [5 empty] | 5000
P6RKAPST | Truly Green Solutions | Truly Green Solutions | 173120 | Indoor Luminaires | High-Bay | High-Bay Luminaires for Commercial and Industrial Buildings | Standard | TRUE | 15413.77 | 129.99 | 118.58 | 14.9 | 0.922 | 4982 | 75.7 | 5 | 50000 | 42332 |  |  | No |  | 3 | 15413.77 | 129.99 | 118.58 | 6.7 | 0.993 | 4982 | 75.7
PB8D7CKV | Truly Green Solutions | Truly Green Solutions | 173100 | Indoor Luminaires | High-Bay | High-Bay Luminaires for Commercial and Industrial Buildings | Standard | TRUE | 13031.1 | 129.65 | 100.51 | 10.6 | 0.922 | 5264 | 76.4 | 5 | 50000 | 42332 |  |  | No |  | 3 | 13031.1 | 129.65 | 100.51 | 7.6 | 0.996 | 5264 | 76.4
P8WJ61FT | LED Trail | LED Trail | PH49200D (4000k) | Indoor Retrofit Kit | High-Bay | Retrofit Kits for High-Bay Luminaires for Commercial and Industrial Buildings | Standard | TRUE | 27078 | 129.15 | 210.2 | 9.75 | 0.9209 | 3990 | 83.6 | 5 | 50000 | 42332 |  |  | No |  | 3 | 27078 | 129.15 | 209.7 | 9.75 | 0.9209 | 4000 | 83.6
PTD4XM2M | Shenzhen Wisdom Light Co. Ltd | Wisdom Light | WL-HB-200W-CC(4000K) | Indoor Luminaires | High-Bay | High-Bay Luminaires for Commercial and Industrial Buildings | Standard | TRUE | 22757 | 109.83 | 207.2 | 14.67 | 0.9177 | 3974 | 75 | 5 | 50000 | 42332 |  |  | No |  | 3 | 22757 | 109.83 | 207.2 | 14.67 | 0.9177 | 4000 | 75
PX7AHGW5 | C&C lighting inc. | C&C LIGHTING | C&C-LB-54W-RD30 | Indoor Luminaires | High-Bay | Low-Bay Luminaires for Commercial and Industrial Buildings | Standard | TRUE | 5138.54 | 104.65 | 49.1 | 6.8 | 0.917 | 2914 | 82.6 | 5 | 50000 | 42332 |  |  | NotYetVerified |  | 3 | 5138.54 | 104.65 | 49.1 | 10.1 | 0.99 | 2914 | 83
PK3CMEB1 | Truly Green Solutions | Truly Green Solutions | 175210 | Indoor Luminaires | High-Bay | High-Bay Luminaires for Commercial and Industrial Buildings | Standard | TRUE | 20227 | 96.33 | 210 | 10.62 | 0.9151 | 5299 | 78.6 | 5 | 50000 | 42332 |  |  | NotYetVerified |  | 3 | [5 empty] | 5000
P5XCD8174 | JayKal LED Solutions Inc. |  | JLS68103-G150-HB-PC | Indoor Luminaires | High-Bay | High-Bay Luminaires for Commercial and Industrial Buildings | Standard | TRUE | 13689.725 | 85.422 | 160.26 | 18.82 | 0.9132 | 5100 | 73.3 | 5 | 50000 | 42332 |  |  | NotYetVerified |  | 3 | 12960 | 81 | 160 | 10 | 0.98 | 5000 | 70
PGM7PA1E | LED Trail | LED Trail | PH49120D (4000k) | Indoor Retrofit Kit | High-Bay | Retrofit Kits for High-Bay Luminaires for Commercial and Industrial Buildings | Standard | TRUE | 16250 | 124.9 | 130.1 | 12.36 | 0.9102 | 3996 | 83.4 | 5 | 50000 | 42332 |  |  | No |  | 3 | 16250 | 124.9 | 130.1 | 12.36 | 0.9102 | 4000 | 83.4
PHVDRSNZ | Truly Green Solutions | Truly Green Solutions | 175120 | Indoor Luminaires | High-Bay | High-Bay Luminaires for Commercial and Industrial Buildings | Standard | TRUE | 11234 | 93.69 | 119.9 | 15.78 | 0.9088 | 5137 | 77.1 | 5 | 50000 | 42332 |  |  | NotYetVerified |  | 3 | [5 empty] | 5000
P3BENK9G | Truly Green Solutions | Truly Green Solutions | 174180 | Indoor Luminaires | High-Bay | High-Bay Luminaires for Commercial and Industrial Buildings | Standard | TRUE | 16572 | 95.79 | 173 | 19.22 | 0.8921 | 5062 | 76.4 | 5 | 50000 | 42332 |  |  | NotYetVerified |  | 3 | 16200 | 90 | 180 | 15 | 0.95 | 4500 | 75
PMMEWGH2 | Truly Green Solutions | Truly Green Solutions | 173180 | Indoor Luminaires | High-Bay | High-Bay Luminaires for Commercial and Industrial Buildings | Standard | TRUE | 22045.32 | 126.98 | 173.61 | 23.8 | 0.891 | 5092 | 76.1 | 5 | 50000 | 42332 |  |  | No |  | 3 | 22045.32 | 126.98 | 173.61 | 7.5 | 0.992 | 5092 | 76.1
P449BB5V | LED Trail | LED Trail | PH49120D (5700k) | Indoor Retrofit Kit | High-Bay | Retrofit Kits for High-Bay Luminaires for Commercial and Industrial Buildings | Standard | FALSE | [9 empty] | 42332 |  |  | No |  | 3 | 16895 | 128.48 | 131.5 | 12.36 | 0.9104 | 5700 | 83.8
PDCYHWJ1 | LED Trail | LED Trail | PH49200D (5700k) | Indoor Retrofit Kit | High-Bay | Retrofit Kits for High-Bay Luminaires for Commercial and Industrial Buildings | Standard | FALSE | [9 empty] | 42332 |  |  | No |  | 3 | 28161 | 131.84 | 213.6 | 9.37 | 0.9203 | 5700 | 83.5
PCMETA5V | LED Trail | LED Trail | PH49200D (5000k) | Indoor Retrofit Kit | High-Bay | Retrofit Kits for High-Bay Luminaires for Commercial and Industrial Buildings | Standard | FALSE | [9 empty] | 42332 |  |  | No |  | 3 | 25242 | 119.63 | 211 | 9.57 | 0.9947 | 5000 | 83.6
P36N5ZTY | LED Trail | LED Trail | PH49120D (5000k) | Indoor Retrofit Kit | High-Bay | Retrofit Kits for High-Bay Luminaires for Commercial and Industrial Buildings | Standard | FALSE | [9 empty] | 42332 |  |  | No |  | 3 | 16250 | 124.9 | 130.1 | 12.36 | 0.9102 | 5000 | 83.4
PU9YMKE9 | LED Trail | LED Trail | PH49200D (4500k) | Indoor Retrofit Kit | High-Bay | Retrofit Kits for High-Bay Luminaires for Commercial and Industrial Buildings | Standard | FALSE | [9 empty] | 42332 |  |  | No |  | 3 | 25242 | 119.63 | 211 | 9.57 | 0.9947 | 4500 | 83.6
PQ7A9213 | LED Trail | LED Trail | PH49120D (4500k) | Indoor Retrofit Kit | High-Bay | Retrofit Kits for High-Bay Luminaires for Commercial and Industrial Buildings | Standard | FALSE | [9 empty] | 42332 |  |  | No |  | 3 | 16250 | 124.9 | 130.1 | 12.36 | 0.9102 | 4500 | 83.4
PXNUBUFY | C&C lighting inc. | C&C LIGHTING | C&C-LB-54W-RX50 | Indoor Luminaires | High-Bay | Low-Bay Luminaires for Commercial and Industrial Buildings | Standard | FALSE | [9 empty] | 42332 |  |  | NotYetVerified |  | 3 | 5940 | 110 | 54 | 10.1 | 0.99 | 5000 | 83
PG9PF98M | C&C lighting inc. | C&C LIGHTING | C&C-LB-54W-RD50 | Indoor Luminaires | High-Bay | Low-Bay Luminaires for Commercial and Industrial Buildings | Standard | FALSE | [9 empty] | 42332 |  |  | NotYetVerified |  | 3 | 5940 | 110 | 54 | 10.1 | 0.99 | 5000 | 83
PCQ5TMFY | C&C lighting inc. | C&C LIGHTING | C&C-LB-54W-RX45 | Indoor Luminaires | High-Bay | Low-Bay Luminaires for Commercial and Industrial Buildings | Standard | FALSE | [9 empty] | 42332 |  |  | NotYetVerified |  | 3 | 5940 | 110 | 54 | 10.1 | 0.99 | 4500 | 83
PYQ5FF32 | C&C lighting inc. | C&C LIGHTING | C&C-LB-54W-RD45 | Indoor Luminaires | High-Bay | Low-Bay Luminaires for Commercial and Industrial Buildings | Standard | FALSE | [9 empty] | 42332 |  |  | NotYetVerified |  | 3 | 5940 | 110 | 54 | 10.1 | 0.99 | 4500 | 83
PM1GVQB7 | C&C lighting inc. | C&C LIGHTING | C&C-LB-54W-RX40 | Indoor Luminaires | High-Bay | Low-Bay Luminaires for Commercial and Industrial Buildings | Standard | FALSE | [9 empty] | 42332 |  |  | NotYetVerified |  | 3 | 5940 | 110 | 54 | 10.1 | 0.99 | 4000 | 83
PY2HQ1SZ | C&C lighting inc. | C&C LIGHTING | C&C-LB-54W-RD40 | Indoor Luminaires | High-Bay | Low-Bay Luminaires for Commercial and Industrial Buildings | Standard | FALSE | [9 empty] | 42332 |  |  | NotYetVerified |  | 3 | 5940 | 110 | 54 | 10.1 | 0.99 | 4000 | 83
P91A4BX7 | C&C lighting inc. | C&C LIGHTING | C&C-LB-54W-RX35 | Indoor Luminaires | High-Bay | Low-Bay Luminaires for Commercial and Industrial Buildings | Standard | FALSE | [9 empty] | 42332 |  |  | NotYetVerified |  | 3 | 5940 | 110 | 54 | 10.1 | 0.99 | 3500 | 83
P94JGNVS | C&C lighting inc. | C&C LIGHTING | C&C-LB-54W-RD35 | Indoor Luminaires | High-Bay | Low-Bay Luminaires for Commercial and Industrial Buildings | Standard | FALSE | [9 empty] | 42332 |  |  | NotYetVerified |  | 3 | 5940 | 110 | 54 | 10.1 | 0.99 | 3500 | 83
PAPW93A6 | C&C lighting inc. | C&C LIGHTING | C&C-LB-54W-RX30 | Indoor Luminaires | High-Bay | Low-Bay Luminaires for Commercial and Industrial Buildings | Standard | FALSE | [9 empty] | 42332 |  |  | NotYetVerified |  | 3 | 5138.54 | 104.65 | 49.1 | 10.1 | 0.99 | 2914 | 83
PC4GRGCJ | Shenzhen Wisdom Light Co. Ltd | Wisdom Light | WL-HB-200W-CC(5700K) | Indoor Luminaires | High-Bay | High-Bay Luminaires for Commercial and Industrial Buildings | Standard | FALSE | [9 empty] | 42332 |  |  | No |  | 3 | 23371 | 112.2 | 208.3 | 14.81 | 0.9184 | 5700 | 72.8
PPA826V2 | Shenzhen Wisdom Light Co. Ltd | Wisdom Light | WL-HB-200W-CC(5000K) | Indoor Luminaires | High-Bay | High-Bay Luminaires for Commercial and Industrial Buildings | Standard | FALSE | [9 empty] | 42332 |  |  | No |  | 3 | 23167 | 111.49 | 207.8 | 14.67 | 0.9177 | 5000 | 75
P7NJY7MF | Shenzhen Wisdom Light Co. Ltd | Wisdom Light | WL-HB-200W-CC(4500K) | Indoor Luminaires | High-Bay | High-Bay Luminaires for Commercial and Industrial Buildings | Standard | FALSE | [9 empty] | 42332 |  |  | No |  | 3 | 22962 | 110.5 | 207.8 | 14.67 | 0.9177 | 4500 | 75
P2RK1XVM | InnoLED Lighting Inc. | Innoled | INNO-FLB-400-U-RR-60 | Indoor Luminaires | High-Bay | High-Bay Luminaires for Commercial and Industrial Buildings | Standard | FALSE | [9 empty] | 42332 |  |  | NotYetVerified |  | 3 | 40564 | 104.06 | 389.8 | 20 | 0.9 | 5700 | 75
PBCU175J | InnoLED Lighting Inc. | Innoled | INNO-FLB-400-U-RL-120 | Indoor Luminaires | High-Bay | High-Bay Luminaires for Commercial and Industrial Buildings | Standard | FALSE | [9 empty] | 42332 |  |  | NotYetVerified |  | 3 | 39193 | 97.64 | 401.4 | 20 | 0.9 | 5700 | 75
PA92UPEN | InnoLED Lighting Inc. | Innoled | INNO-FLB-400-U-RR-120 | Indoor Luminaires | High-Bay | High-Bay Luminaires for Commercial and Industrial Buildings | Standard | FALSE | [9 empty] | 42332 |  |  | NotYetVerified |  | 3 | 39193 | 97.64 | 401.4 | 20 | 0.9 | 5700 | 75
PDW76SN3 | InnoLED Lighting Inc. | Innoled | INNO-FLB-200-U-RR-60 | Indoor Luminaires | High-Bay | High-Bay Luminaires for Commercial and Industrial Buildings | Standard | FALSE | [9 empty] | 42332 |  |  | NotYetVerified |  | 3 | 20494 | 107.37 | 190.9 | 20 | 0.9 | 5700 | 75
PR181W68 | InnoLED Lighting Inc. | Innoled | INNO-FLB-200-U-RL-120 | Indoor Luminaires | High-Bay | High-Bay Luminaires for Commercial and Industrial Buildings | Standard | FALSE | [9 empty] | 42332 |  |  | NotYetVerified |  | 3 | 19287.4 | 100.68 | 191.6 | 20 | 0.9 | 5700 | 75
PMTH7ZH6 | InnoLED Lighting Inc. | Innoled | INNO-FLB-200-U-RR-120 | Indoor Luminaires | High-Bay | High-Bay Luminaires for Commercial and Industrial Buildings | Standard | FALSE | [9 empty] | 42332 |  |  | NotYetVerified |  | 3 | 19287.4 | 100.68 | 191.6 | 20 | 0.9 | 5700 | 75
PDRRMUTY | InnoLED Lighting Inc. | Innoled | INNO-FLB-200-U-RL-60 | Indoor Luminaires | High-Bay | High-Bay Luminaires for Commercial and Industrial Buildings | Standard | FALSE | [9 empty] | 42332 |  |  | NotYetVerified |  | 3 | 18713 | 98.49 | 190 | 20 | 0.9 | 5700 | 75
PYKYHR5S | InnoLED Lighting Inc. | Innoled | INNO-FLB-150-U-RR-60 | Indoor Luminaires | High-Bay | High-Bay Luminaires for Commercial and Industrial Buildings | Standard | FALSE | [9 empty] | 42332 |  |  | NotYetVerified |  | 3 | 15440 | 106.43 | 145.1 | 20 | 0.9 | 5700 | 75
PSSRCC63 | InnoLED Lighting Inc. | Innoled | INNO-FLB-150-U-RR-120 | Indoor Luminaires | High-Bay | High-Bay Luminaires for Commercial and Industrial Buildings | Standard | FALSE | [9 empty] | 42332 |  |  | NotYetVerified |  | 3 | 14661.9 | 100.49 | 145.9 | 20 | 0.9 | 5700 | 75
PSM22F3M | InnoLED Lighting Inc. | Innoled | INNO-FLB-150-U-RL-120 | Indoor Luminaires | High-Bay | High-Bay Luminaires for Commercial and Industrial Buildings | Standard | FALSE | [9 empty] | 42332 |  |  | NotYetVerified |  | 3 | 14661.9 | 100.49 | 145.9 | 20 | 0.9 | 5700 | 75
PPWBA8PF | InnoLED Lighting Inc. | Innoled | INNO-FLB-100-U-RR-60 | Indoor Luminaires | High-Bay | High-Bay Luminaires for Commercial and Industrial Buildings | Standard | FALSE | [9 empty] | 42332 |  |  | NotYetVerified |  | 3 | 10535 | 107.93 | 97.61 | 20 | 0.9 | 5700 | 75
PPQHZ3MB | InnoLED Lighting Inc. | Innoled | INNO-FLB-100-U-RR-120 | Indoor Luminaires | High-Bay | High-Bay Luminaires for Commercial and Industrial Buildings | Standard | FALSE | [9 empty] | 42332 |  |  | NotYetVerified |  | 3 | 9966.75 | 103.27 | 96.51 | 20 | 0.9 | 5700 | 75
P5B28Z9B | InnoLED Lighting Inc. | Innoled | INNO-FLB-100-U-RL-120 | Indoor Luminaires | High-Bay | High-Bay Luminaires for Commercial and Industrial Buildings | Standard | FALSE | [9 empty] | 42332 |  |  | NotYetVerified |  | 3 | 9966.75 | 103.27 | 96.51 | 20 | 0.9 | 5700 | 75
PC31EF1W | ICEPIPE Corporation | ICEPIPE | CH2000-130W-HPE-5700K-DP1 | Indoor Luminaires | High-Bay | High-Bay Luminaires for Commercial and Industrial Buildings | Standard | TRUE | 12359 | 98.2 | 125.9 | 16.33 | 0.951 | 5864 | 86 | 5 |  | 42331 |  |  | No |  | 3 | 12359 | 98.2 | 123.7 | 16.33 | 0.951 | 5864 | 86
PPEBCQQK | ICEPIPE Corporation | ICEPIPE | CH2000-100W-HPE-5700K-DD1 | Indoor Luminaires | High-Bay | High-Bay Luminaires for Commercial and Industrial Buildings | Standard | TRUE | 9808 | 99.2 | 98.77 | 12.84 | 0.941 | 5960 | 85.2 | 5 |  | 42331 |  |  | No |  | 3 | 9808 | 99.2 | 97.82 | 12.58 | 0.941 | 5960 | 85.2
PHCEHXZK | ICEPIPE Corporation | ICEPIPE | CH2000-80W-HPE-5700K-DP1 | Indoor Luminaires | High-Bay | Low-Bay Luminaires for Commercial and Industrial Buildings | Standard | TRUE | 7393 | 91.9 | 80.47 | 15.58 | 0.916 | 5866 | 85.2 | 5 |  | 42331 |  |  | No |  | 3 | 7393 | 91.9 | 80.03 | 15.85 | 0.916 | 5866 | 85.2
PCD81AUW | ICEPIPE Corporation | ICEPIPE | CH2000-100W-HPE-5700K-DD1-TS | Indoor Luminaires | High-Bay | High-Bay Luminaires for Commercial and Industrial Buildings | Standard | FALSE | [9 empty] | 42331 | Not Dimmable | Not Dimmable | No |  | 3 | 9808 | 99.2 | 97.82 | 12.58 | 0.941 | 5960 | 85.2
PWAG97YS | ICEPIPE Corporation | ICEPIPE | CH2000-80W-HPE-5700K-DP1-TS | Indoor Luminaires | High-Bay | Low-Bay Luminaires for Commercial and Industrial Buildings | Standard | FALSE | [9 empty] | 42331 | Not Dimmable | Not Dimmable | No |  | 3 | 7393 | 91.9 | 80.03 | 15.85 | 0.916 | 5866 | 85.2
PJN776XA | ICEPIPE Corporation | ICEPIPE | CH2000-130W-HPE-5700K-DP1-TS | Indoor Luminaires | High-Bay | High-Bay Luminaires for Commercial and Industrial Buildings | Standard | FALSE | [9 empty] | 42331 | Not Dimmable | Not Dimmable | No |  | 3 | 12359 | 98.2 | 123.7 | 16.33 | 0.951 | 5864 | 86
PZMDYEWG | ICEPIPE Corporation | ICEPIPE | CH2000-130W-HPE-5700K-DD1 | Indoor Luminaires | High-Bay | High-Bay Luminaires for Commercial and Industrial Buildings | Standard | FALSE | [9 empty] | 42331 | Not Dimmable | Not Dimmable | No |  | 3 | 12681 | 101.2 | 123.02 | 15.06 | 0.953 | 5827 | 86.2
P7QNGFJG | ICEPIPE Corporation | ICEPIPE | CH2000-130W-HPE-5700K-DD1-TS | Indoor Luminaires | High-Bay | High-Bay Luminaires for Commercial and Industrial Buildings | Standard | FALSE | [9 empty] | 42331 | Not Dimmable | Not Dimmable | No |  | 3 | 12681 | 101.2 | 123.02 | 15.06 | 0.953 | 5827 | 86.2
PNXKAUK6 | ICEPIPE Corporation | ICEPIPE | CH2000-80W-HPE-5700K-DD1 | Indoor Luminaires | High-Bay | Low-Bay Luminaires for Commercial and Industrial Buildings | Standard | FALSE | [9 empty] | 42331 | Not Dimmable | Not Dimmable | No |  | 3 | 7417.8 | 94.5 | 78.08 | 15.66 | 0.914 | 5798 | 85.2
PFWGZB5P | ICEPIPE Corporation | ICEPIPE | CH2000-80W-HPE-5700K-DD1-TS | Indoor Luminaires | High-Bay | Low-Bay Luminaires for Commercial and Industrial Buildings | Standard | FALSE | [9 empty] | 42331 | Not Dimmable | Not Dimmable | No |  | 3 | 7417.8 | 94.5 | 78.08 | 15.66 | 0.914 | 5798 | 85.2
PPJ2WDAE | Deep Roof Lighting | DRL | LHB-J80-A35 | Indoor Luminaires | High-Bay | High-Bay Luminaires for Commercial and Industrial Buildings | Standard | TRUE | 6281.905 | 79.588 | 78.93 | 14.24 | 0.9638 | 3522 | 90.5 | 5 | 50000 | 42328 |  |  | No |  | 3 | 6200 | 79 | 80 | 14 | 0.96 | 3500 | 80
PVRQFDXB | Unity Opto Technology Co. Ltd. | UNi | MPS-HC407200-0yy | Indoor Luminaires | High-Bay | High-Bay Luminaires for Commercial and Industrial Buildings | Standard | TRUE | 19701.29 | 95.25 | 206.83 | 9.16 | 0.958 | 4239 | 85.9 | 5 | 50000 | 42328 |  |  | No |  | 3 | 19000 | 95 | 200 | 20 | 0.9 | 4000 | 80
P3S4FWWT | Unity Opto Technology Co. Ltd. | UNi | MPS-HC577200-0yy | Indoor Luminaires | High-Bay | High-Bay Luminaires for Commercial and Industrial Buildings | Standard | FALSE | [9 empty] | 42328 |  |  | No |  | 3 | 20400 | 102 | 200 | 20 | 0.9 | 5700 | 80
P1DVRZ9J | Unity Opto Technology Co. Ltd. | UNi | MPS-HC507200-0yy | Indoor Luminaires | High-Bay | High-Bay Luminaires for Commercial and Industrial Buildings | Standard | FALSE | [9 empty] | 42328 |  |  | No |  | 3 | 20400 | 102 | 200 | 20 | 0.9 | 5000 | 80
PUXAQ5V6 | Deep Roof Lighting | DRL | LHB-J80-A57 | Indoor Luminaires | High-Bay | High-Bay Luminaires for Commercial and Industrial Buildings | Standard | FALSE | [9 empty] | 42328 |  |  | No |  | 3 | 6200 | 79 | 80 | 14 | 0.96 | 5700 | 80
P42EHR2M | Deep Roof Lighting | DRL | LHB-J80-A50 | Indoor Luminaires | High-Bay | High-Bay Luminaires for Commercial and Industrial Buildings | Standard | FALSE | [9 empty] | 42328 |  |  | No |  | 3 | 6200 | 79 | 80 | 14 | 0.96 | 5000 | 80
PD9NNYCU | Deep Roof Lighting | DRL | LHB-J80-A45 | Indoor Luminaires | High-Bay | High-Bay Luminaires for Commercial and Industrial Buildings | Standard | FALSE | [9 empty] | 42328 |  |  | No |  | 3 | 6200 | 79 | 80 | 14 | 0.96 | 4500 | 80
PJZHJKSU | Deep Roof Lighting | DRL | LHB-J80-A40 | Indoor Luminaires | High-Bay | High-Bay Luminaires for Commercial and Industrial Buildings | Standard | FALSE | [9 empty] | 42328 |  |  | No |  | 3 | 6200 | 79 | 80 | 14 | 0.96 | 4000 | 80
P1SUMEDF | LED Lighting L.L.C. | LED Natural | LL-O120W-HB-DLC | Indoor Retrofit Kit | High-Bay | Retrofit Kits for Low-Bay Luminaires for Commercial and Industrial Buildings | Standard | TRUE | 9599.43 | 85.1 | 112.8 | 11.3 | 0.975 | 5327 | 76.1 | 5 | 50000 | 42327 |  |  | No |  | 3 | 10500 | 85 | 120 | 11.3 | 0.975 | 5500 | 70
PG651FQ2 | De-Power Lighting & Electric Equipment Co.Ltd | DE-Power | GKL032-135A-30 | Indoor Luminaires | High-Bay | High-Bay Luminaires for Commercial and Industrial Buildings | Standard | TRUE | 14375 | 102.46 | 140.3 | 10.73 | 0.9746 | 3086 | 83.1 | 5 | 50000 | 42327 |  |  | No |  | 3 | 14375 | 102.46 | 140.3 | 10.85 | 0.9649 | 3000 | 83.1
P5W3WZHK | LED Lighting L.L.C. | LED Natural | LL-O100W-HB-DLC | Indoor Retrofit Kit | High-Bay | Retrofit Kits for Low-Bay Luminaires for Commercial and Industrial Buildings | Standard | TRUE | 8323.98 | 87.62 | 95 | 10.1 | 0.968 | 5279 | 75.7 | 5 | 50000 | 42327 |  |  | No |  | 3 | 9000 | 87 | 100 | 10.1 | 0.968 | 5500 | 70
P2ARYPWH | LED Lighting L.L.C. | LED Natural | LL-O80W-HB-DLC | Indoor Retrofit Kit | High-Bay | Retrofit Kits for Low-Bay Luminaires for Commercial and Industrial Buildings | Standard | TRUE | 6702.62 | 89.45 | 74.93 | 11.9 | 0.961 | 5230 | 75.1 | 5 | 50000 | 42327 |  |  | No |  | 3 | 7600 | 89 | 80 | 11.9 | 0.961 | 5500 | 70
PMTTET4H | Neotroni Lighting Inc. | Neotroni | ECO 1150CS-CW | Indoor Luminaires | High-Bay | High-Bay Luminaires for Commercial and Industrial Buildings | Standard | TRUE | 14027.09 | 95.91 | 146.25 | 14.51 | 0.943 | 5698 | 82.8 | 5 | 50000 | 42327 |  |  | NotYetVerified |  | 3 | 14027.09 | 95.51 | 146.25 | 14.51 | 0.943 | 5698 | 82.8
PUKYRXAS | Neotroni Lighting Inc. | Neotroni | ECO 1105CS-CW | Indoor Luminaires | High-Bay | High-Bay Luminaires for Commercial and Industrial Buildings | Standard | TRUE | 10471.34 | 104.49 | 100.21 | 16.66 | 0.941 | 5644 | 82.5 | 5 | 50000 | 42327 |  |  | NotYetVerified |  | 3 | 10471.34 | 104.49 | 100.21 | 16.66 | 0.941 | 5644 | 82.5
PWEHXWSQ | Leadray Energy Co. Ltd. | Leadray | VG150NXE | Indoor Luminaires | High-Bay | High-Bay Luminaires for Commercial and Industrial Buildings | Standard | TRUE | 14853 | 107.8 | 137.83 | 14.022 | 0.9355 | 4974 | 74.6 | 5 | 50000 | 42327 |  |  | No |  | 3 | 15000 | 100 | 150 | 20 | 0.9 | 5000 | 70
PDGYKHRJ | LED Lighting L.L.C. | LED Natural | LL-O60L-HB-DLC | Indoor Retrofit Kit | High-Bay | Retrofit Kits for Low-Bay Luminaires for Commercial and Industrial Buildings | Standard | TRUE | 4989.7 | 87.89 | 56.77 | 10.4 | 0.917 | 4089 | 72.3 | 5 | 50000 | 42327 |  |  | No |  | 3 | 5400 | 87 | 60 | 10.4 | 0.917 | 4000 | 70
PVQUGPHV | De-Power Lighting & Electric Equipment Co.Ltd | DE-Power | GKL032-80A-30 | Indoor Luminaires | High-Bay | Low-Bay Luminaires for Commercial and Industrial Buildings | Standard | TRUE | 8096.4 | 95.96 | 84.37 | 12.36 | 0.9054 | 3049 | 84.2 | 5 | 50000 | 42327 |  |  | No |  | 3 | 8096.4 | 95.96 | 84.37 | 12.36 | 0.9054 | 3000 | 84.2
PFW2QPER | LED Lighting L.L.C. | LED Natural | LL-O60W-HB-DLC | Indoor Retrofit Kit | High-Bay | Retrofit Kits for Low-Bay Luminaires for Commercial and Industrial Buildings | Standard | FALSE | [9 empty] | 42327 |  |  | No |  | 3 | 5400 | 87 | 60 | 10.4 | 0.917 | 5500 | 70
PHZ3G1W1 | LED Lighting L.L.C. | LED Natural | LL-O60N-HB-DLC | Indoor Retrofit Kit | High-Bay | Retrofit Kits for Low-Bay Luminaires for Commercial and Industrial Buildings | Standard | FALSE | [9 empty] | 42327 |  |  | No |  | 3 | 5400 | 87 | 60 | 10.4 | 0.917 | 5000 | 70
PZ11ZXCY | LED Lighting L.L.C. | LED Natural | LL-O60T-HB-DLC | Indoor Retrofit Kit | High-Bay | Retrofit Kits for Low-Bay Luminaires for Commercial and Industrial Buildings | Standard | FALSE | [9 empty] | 42327 |  |  | No |  | 3 | 5400 | 87 | 60 | 10.4 | 0.917 | 4500 | 70
P7V755M3 | Neotroni Lighting Inc. | Neotroni | ECO 1135CS-CW | Indoor Luminaires | High-Bay | High-Bay Luminaires for Commercial and Industrial Buildings | Standard | FALSE | [9 empty] | 42327 |  |  | NotYetVerified |  | 3 | 13158.28 | 98.53 | 133.55 | 15.28 | 0.943 | 5690 | 82.8
PQ2GJR98 | De-Power Lighting & Electric Equipment Co.Ltd | DE-Power | GKL032-135A-60 | Indoor Luminaires | High-Bay | High-Bay Luminaires for Commercial and Industrial Buildings | Standard | FALSE | [9 empty] | 42327 | Dimmable | Continuous Below 10 | No |  | 3 | 15246 | 107.67 | 141.6 | 10.73 | 0.9746 | 5700 | 83.9
PC4PESKN | De-Power Lighting & Electric Equipment Co.Ltd | DE-Power | GKL032-80A-60 | Indoor Luminaires | High-Bay | Low-Bay Luminaires for Commercial and Industrial Buildings | Standard | FALSE | [9 empty] | 42327 | Dimmable | Continuous Above 10 | No |  | 3 | 8548 | 100.6 | 84.97 | 12.67 | 0.906 | 5700 | 85.7
PKMDR6P9 | De-Power Lighting & Electric Equipment Co.Ltd | DE-Power | GKL032-135A-50 | Indoor Luminaires | High-Bay | High-Bay Luminaires for Commercial and Industrial Buildings | Standard | FALSE | [9 empty] | 42327 | Dimmable | Continuous Below 10 | No |  | 3 | 14375 | 102.46 | 140.3 | 10.85 | 0.9649 | 5000 | 83.1
PU26DM68 | De-Power Lighting & Electric Equipment Co.Ltd | DE-Power | GKL032-80A-50 | Indoor Luminaires | High-Bay | Low-Bay Luminaires for Commercial and Industrial Buildings | Standard | FALSE | [9 empty] | 42327 | Dimmable | Continuous Above 10 | No |  | 3 | 8096.4 | 95.96 | 84.37 | 12.36 | 0.9054 | 5000 | 84.2
P64ZV265 | De-Power Lighting & Electric Equipment Co.Ltd | DE-Power | GKL032-135A-40 | Indoor Luminaires | High-Bay | High-Bay Luminaires for Commercial and Industrial Buildings | Standard | FALSE | [9 empty] | 42327 | Dimmable | Continuous Below 10 | No |  | 3 | 14375 | 102.46 | 140.3 | 10.85 | 0.9649 | 4000 | 83.1
PQSHTZJ5 | De-Power Lighting & Electric Equipment Co.Ltd | DE-Power | GKL032-80A-40 | Indoor Luminaires | High-Bay | Low-Bay Luminaires for Commercial and Industrial Buildings | Standard | FALSE | [9 empty] | 42327 | Dimmable | Continuous Above 10 | No |  | 3 | 8096.4 | 95.96 | 84.37 | 12.36 | 0.9054 | 4000 | 84.2
PXAQM7SX | Shenzhen Snowball Lighting Limited | Snowball | SB-HB/H/300W/3D/NW | Indoor Luminaires | High-Bay | High-Bay Luminaires for Commercial and Industrial Buildings | Standard | TRUE | 32649.8 | 106.761 | 305.82 | 6.82 | 0.9605 | 4072 | 72.9 | 5 |  | 42326 |  |  | No |  | 3 | 32000 | 106.7 | 300 | 15 | 0.9 | 4000 | 70
PZ2X6CA7 | Ohyama Lights LLC | Ohyama Lights | OLHB-H14C-25 [WH BK] | Indoor Luminaires | High-Bay | High-Bay Aisle Luminaires | Standard | TRUE | 15322 | 106.6 | 143.7 | 15.33 | 0.952 | 5030 | 84.4 | 5 | 100000 | 42326 |  |  | No |  | 3 | 16217 | 113 | 143 | 15.33 | 0.95 | 5030 | 84.4
P2HSJRMU | Shenzhen Snowball Lighting Limited | Snowball | SB-HB/H/100W/3D/NW | Indoor Luminaires | High-Bay | High-Bay Luminaires for Commercial and Industrial Buildings | Premium | TRUE | 11160.36 | 106.83 | 104.47 | 11.74 | 0.9424 | 4047 | 73.26 | 5 |  | 42326 | Dimmable | Continuous Above 10 | No |  | 3 | 11000 | 110 | 100 | 15 | 0.9 | 4000 | 70
P98WNPP2 | Hubbell Lighting | Columbia Lighting | LLHV4-40U-WST-EU (No Lens of Wire Guard Options) | Indoor Luminaires | High-Bay | High-Bay Luminaires for Commercial and Industrial Buildings | Standard | TRUE | 49998 | 118.3 | 422.5 | 19.3 | 0.93 | 3992 | 83 | 5 | 100000 | 42326 |  |  | No |  | 3 | 49998 | 118.3 | 422.5 | 19.3 | 0.93 | 4000 | 84
P72EUEAV | De-Power Lighting & Electric Equipment Co.Ltd | DE-Power | GKL032-100A-30 | Indoor Luminaires | High-Bay | High-Bay Luminaires for Commercial and Industrial Buildings | Standard | TRUE | 10374 | 100.91 | 102.8 | 13.22 | 0.9299 | 3095 | 83.1 | 5 | 50000 | 42326 |  |  | No |  | 3 | 10374 | 100.91 | 102.8 | 13.22 | 0.9299 | 3000 | 83.1
PTFZRR1D | Shenzhen Wisdom Light Co. Ltd | Wisdom Light | WL-HB-150W-CC(4000K) | Indoor Luminaires | High-Bay | High-Bay Luminaires for Commercial and Industrial Buildings | Standard | TRUE | 16948 | 115.58 | 146.6 | 14.57 | 0.9256 | 3981 | 75 | 5 | 50000 | 42326 |  |  | No |  | 3 | 16948 | 115.58 | 146.6 | 14.57 | 0.9256 | 4000 | 75
PKCBZKJM | Lumectra LLC. | Lumectra | LU-HB01-100/T-5000K-50 | Indoor Luminaires | High-Bay | High-Bay Luminaires for Commercial and Industrial Buildings | Standard | TRUE | 11810.16 | 114.064 | 103.54 | 13.24 | 0.9243 | 5064 | 73.9 | 5 | 50000 | 42326 |  |  | No |  | 3 | 11500 | 115 | 100 | 15 | 0.93 | 5000 | 70
PSBWMGY4 | Lumectra LLC. | Lumectra | LU-HB01-120/T-3000K-50 | Indoor Luminaires | High-Bay | High-Bay Luminaires for Commercial and Industrial Buildings | Standard | TRUE | 13613.418 | 110.391 | 123.32 | 13.24 | 0.9243 | 3051 | 73 | 5 | 50000 | 42326 |  |  | No |  | 3 | 13200 | 110 | 120 | 15 | 0.93 | 3000 | 70
PYTGQZXC | Lumectra LLC. | Lumectra | LU-HB01-100/T-3000K-50 | Indoor Luminaires | High-Bay | High-Bay Luminaires for Commercial and Industrial Buildings | Standard | TRUE | 11480.45 | 112.136 | 102.38 | 16.01 | 0.9206 | 3047 | 73 | 5 | 50000 | 42326 |  |  | No |  | 3 | 11200 | 112 | 100 | 15 | 0.93 | 3000 | 70
PM9JW5UW | Shenzhen Snowball Lighting Limited | Snowball | SB-HB/H/200W/3D/NW | Indoor Luminaires | High-Bay | High-Bay Luminaires for Commercial and Industrial Buildings | Standard | TRUE | 21615.3 | 107.69 | 200.19 | 16.8 | 0.9141 | 4135 | 73.3 | 5 |  | 42326 |  |  | No |  | 3 | 22000 | 110 | 200 | 15 | 0.9 | 4000 | 70
PR41WSGX | Shenzhen Wisdom Light Co. Ltd | Wisdom Light | WL-HB-150W-CC(5700K) | Indoor Luminaires | High-Bay | High-Bay Luminaires for Commercial and Industrial Buildings | Standard | FALSE | [9 empty] | 42326 |  |  | No |  | 3 | 17458 | 117.56 | 148.5 | 14.55 | 0.9284 | 5700 | 72.4
PAZVBMHK | Shenzhen Wisdom Light Co. Ltd | Wisdom Light | WL-HB-150W-CC(5000K) | Indoor Luminaires | High-Bay | High-Bay Luminaires for Commercial and Industrial Buildings | Standard | FALSE | [9 empty] | 42326 |  |  | No |  | 3 | 17288 | 117.13 | 147.6 | 14.57 | 0.9256 | 5000 | 75
P4XE2RTG | Shenzhen Wisdom Light Co. Ltd | Wisdom Light | WL-HB-150W-CC(4500K) | Indoor Luminaires | High-Bay | High-Bay Luminaires for Commercial and Industrial Buildings | Standard | FALSE | [9 empty] | 42326 |  |  | No |  | 3 | 17118 | 115.98 | 147.6 | 14.57 | 0.9256 | 4500 | 75
PBTR5SEU | Shenzhen Snowball Lighting Limited | Snowball | SB-HB/H/300W/SCW | Indoor Luminaires | High-Bay | High-Bay Luminaires for Commercial and Industrial Buildings | Standard | FALSE | [9 empty] | 42326 |  |  | No |  | 3 | 33000 | 110 | 300 | 15 | 0.9 | 5700 | 70
P15HNZFZ | Shenzhen Snowball Lighting Limited | Snowball | SB-HB/H/200W/SCW | Indoor Luminaires | High-Bay | High-Bay Luminaires for Commercial and Industrial Buildings | Standard | FALSE | [9 empty] | 42326 |  |  | No |  | 3 | 22000 | 110 | 200 | 15 | 0.9 | 5700 | 70
PG4HYTR6 | Shenzhen Snowball Lighting Limited | Snowball | SB-HB/H/100W/SCW | Indoor Luminaires | High-Bay | High-Bay Luminaires for Commercial and Industrial Buildings | Premium | FALSE | [9 empty] | 42326 |  |  | No |  | 3 | 11000 | 110 | 100 | 15 | 0.9 | 5700 | 70
PCZQBKXC | Shenzhen Snowball Lighting Limited | Snowball | SB-HB/H/300W/3D/SCW | Indoor Luminaires | High-Bay | High-Bay Luminaires for Commercial and Industrial Buildings | Standard | FALSE | [9 empty] | 42326 |  |  | No |  | 3 | 33000 | 110 | 300 | 15 | 0.9 | 5700 | 70
PXGBEVDK | Shenzhen Snowball Lighting Limited | Snowball | SB-HB/H/200W/3D/SCW | Indoor Luminaires | High-Bay | High-Bay Luminaires for Commercial and Industrial Buildings | Standard | FALSE | [9 empty] | 42326 |  |  | No |  | 3 | 22000 | 110 | 200 | 15 | 0.9 | 5700 | 70
P65UUBJ1 | Shenzhen Snowball Lighting Limited | Snowball | SB-HB/H/100W/3D/SCW | Indoor Luminaires | High-Bay | High-Bay Luminaires for Commercial and Industrial Buildings | Premium | FALSE | [9 empty] | 42326 | Dimmable | Continuous Above 10 | No |  | 3 | 11000 | 110 | 100 | 15 | 0.9 | 5700 | 70
P1BG9FB8 | Shenzhen Snowball Lighting Limited | Snowball | SB-HB/H/300W/CW | Indoor Luminaires | High-Bay | High-Bay Luminaires for Commercial and Industrial Buildings | Standard | FALSE | [9 empty] | 42326 |  |  | No |  | 3 | 33000 | 110 | 300 | 15 | 0.9 | 5000 | 70
PNMGVBCA | Shenzhen Snowball Lighting Limited | Snowball | SB-HB/H/200W/CW | Indoor Luminaires | High-Bay | High-Bay Luminaires for Commercial and Industrial Buildings | Standard | FALSE | [9 empty] | 42326 |  |  | No |  | 3 | 22000 | 110 | 200 | 15 | 0.9 | 5000 | 70
PWQKZS1C | Shenzhen Snowball Lighting Limited | Snowball | SB-HB/H/100W/CW | Indoor Luminaires | High-Bay | High-Bay Luminaires for Commercial and Industrial Buildings | Premium | FALSE | [9 empty] | 42326 |  |  | No |  | 3 | 11000 | 110 | 100 | 15 | 0.9 | 5000 | 70
PS2HEXZS | Shenzhen Snowball Lighting Limited | Snowball | SB-HB/H/300W/3D/CW | Indoor Luminaires | High-Bay | High-Bay Luminaires for Commercial and Industrial Buildings | Standard | FALSE | [9 empty] | 42326 |  |  | No |  | 3 | 33000 | 110 | 300 | 15 | 0.9 | 5000 | 70
PA3WWERN | Shenzhen Snowball Lighting Limited | Snowball | SB-HB/H/200W/3D/CW | Indoor Luminaires | High-Bay | High-Bay Luminaires for Commercial and Industrial Buildings | Standard | FALSE | [9 empty] | 42326 |  |  | No |  | 3 | 22000 | 110 | 200 | 15 | 0.9 | 5000 | 70
PXYQEAYJ | Shenzhen Snowball Lighting Limited | Snowball | SB-HB/H/100W/3D/CW | Indoor Luminaires | High-Bay | High-Bay Luminaires for Commercial and Industrial Buildings | Premium | FALSE | [9 empty] | 42326 |  |  | No |  | 3 | 11000 | 110 | 100 | 15 | 0.9 | 5000 | 70
PW1QUAVB | Shenzhen Snowball Lighting Limited | Snowball | SB-HB/H/300W/HNW | Indoor Luminaires | High-Bay | High-Bay Luminaires for Commercial and Industrial Buildings | Standard | FALSE | [9 empty] | 42326 |  |  | No |  | 3 | 32000 | 106.7 | 300 | 15 | 0.9 | 4500 | 70
P2E7FAQZ | Shenzhen Snowball Lighting Limited | Snowball | SB-HB/H/200W/HNW | Indoor Luminaires | High-Bay | High-Bay Luminaires for Commercial and Industrial Buildings | Standard | FALSE | [9 empty] | 42326 |  |  | No |  | 3 | 22000 | 110 | 200 | 15 | 0.9 | 4500 | 70
P7R7VDEB | Shenzhen Snowball Lighting Limited | Snowball | SB-HB/H/100W/HNW | Indoor Luminaires | High-Bay | High-Bay Luminaires for Commercial and Industrial Buildings | Premium | FALSE | [9 empty] | 42326 | Not Dimmable | Not Dimmable | No |  | 3 | 11000 | 110 | 100 | 15 | 0.9 | 4500 | 70
P99T4MBH | Shenzhen Snowball Lighting Limited | Snowball | SB-HB/H/300W/3D/HNW | Indoor Luminaires | High-Bay | High-Bay Luminaires for Commercial and Industrial Buildings | Standard | FALSE | [9 empty] | 42326 |  |  | No |  | 3 | 32000 | 106.7 | 300 | 15 | 0.9 | 4500 | 70
PAZ53VA5 | Shenzhen Snowball Lighting Limited | Snowball | SB-HB/H/200W/3D/HNW | Indoor Luminaires | High-Bay | High-Bay Luminaires for Commercial and Industrial Buildings | Standard | FALSE | [9 empty] | 42326 |  |  | No |  | 3 | 22000 | 110 | 200 | 15 | 0.9 | 4500 | 70
PM12JMVJ | Shenzhen Snowball Lighting Limited | Snowball | SB-HB/H/100W/3D/HNW | Indoor Luminaires | High-Bay | High-Bay Luminaires for Commercial and Industrial Buildings | Premium | FALSE | [9 empty] | 42326 |  |  | No |  | 3 | 11000 | 110 | 100 | 15 | 0.9 | 4500 | 70
PN949URG | Shenzhen Snowball Lighting Limited | Snowball | SB-HB/H/300W/NW | Indoor Luminaires | High-Bay | High-Bay Luminaires for Commercial and Industrial Buildings | Standard | FALSE | [9 empty] | 42326 |  |  | No |  | 3 | 32000 | 106.7 | 300 | 15 | 0.9 | 4000 | 70
PRNEBKYK | Shenzhen Snowball Lighting Limited | Snowball | SB-HB/H/200W/NW | Indoor Luminaires | High-Bay | High-Bay Luminaires for Commercial and Industrial Buildings | Standard | FALSE | [9 empty] | 42326 |  |  | No |  | 3 | 22000 | 110 | 200 | 15 | 0.9 | 4000 | 70
PT6ZWSV9 | Shenzhen Snowball Lighting Limited | Snowball | SB-HB/H/100W/NW | Indoor Luminaires | High-Bay | High-Bay Luminaires for Commercial and Industrial Buildings | Premium | FALSE | [9 empty] | 42326 |  |  | No |  | 3 | 11000 | 110 | 100 | 15 | 0.9 | 4000 | 70
PDC4UXK5 | Hubbell Lighting | Columbia Lighting | LLHV4-50U-WST-EU (No Lens of Wire Guard Options) | Indoor Luminaires | High-Bay | High-Bay Luminaires for Commercial and Industrial Buildings | Standard | FALSE | [9 empty] | 42326 |  |  | No |  | 3 | 54311.555 | 128.548 | 422.5 | 19.3 | 0.93 | 5000 | 84
PKXKJ3D5 | Hubbell Lighting | Columbia Lighting | LLHV4-50U-WST-EDU (No Lens of Wire Guard Options) | Indoor Luminaires | High-Bay | High-Bay Luminaires for Commercial and Industrial Buildings | Standard | FALSE | [9 empty] | 42326 |  |  | No |  | 3 | 54311.555 | 128.548 | 422.5 | 19.3 | 0.93 | 5000 | 84
PF3TRX4R | Hubbell Lighting | Columbia Lighting | LLHV4-40U-WST-EDU (No Lens of Wire Guard Options) | Indoor Luminaires | High-Bay | High-Bay Luminaires for Commercial and Industrial Buildings | Standard | FALSE | [9 empty] | 42326 |  |  | No |  | 3 | 49998 | 118.3 | 422.5 | 19.3 | 0.93 | 4000 | 84
PN75KC9M | GE Lighting Solutions | Albeo | AHH1[0 1 2 3 4 5 D]4H571NNxxxx | Indoor Luminaires | High-Bay | High-Bay Luminaires for Commercial and Industrial Buildings | Premium | FALSE | [9 empty] | 42326 |  |  | Yes |  | 3 | 46000 | 129 | 356 | 20 | 0.9 | 5000 | 70
PE4XAE7A | GE Lighting Solutions | Albeo | AHH1[0 1 2 3 4 5 D]4H579NNxxxx | Indoor Luminaires | High-Bay | High-Bay Luminaires for Commercial and Industrial Buildings | Premium | FALSE | [9 empty] | 42326 | Not Dimmable | Not Dimmable | Yes |  | 3 | 45100 | 127 | 356 | 20 | 0.9 | 5000 | 70
PU7SPZAC | GE Lighting Solutions | Albeo | AHH1[0 1 2 3 4 5 D]4H575NNxxxx | Indoor Luminaires | High-Bay | High-Bay Luminaires for Commercial and Industrial Buildings | Premium | FALSE | [9 empty] | 42326 |  |  | Yes |  | 3 | 42800 | 120 | 356 | 20 | 0.9 | 5000 | 70
P3QMHYYF | GE Lighting Solutions | Albeo | AHH1[0 1 2 3 4 5 D]4T571NNxxxx | Indoor Luminaires | High-Bay | High-Bay Luminaires for Commercial and Industrial Buildings | Premium | FALSE | [9 empty] | 42326 | Not Dimmable | Not Dimmable | Yes |  | 3 | 34800 | 139 | 250 | 20 | 0.9 | 5000 | 70
P2QKUJC4 | GE Lighting Solutions | Albeo | AHH1[0 1 2 3 4 5 D]4T579NNxxxx | Indoor Luminaires | High-Bay | High-Bay Luminaires for Commercial and Industrial Buildings | Premium | FALSE | [9 empty] | 42326 | Not Dimmable | Not Dimmable | Yes |  | 3 | 34200 | 137 | 250 | 20 | 0.9 | 5000 | 70
PNWK76Q9 | GE Lighting Solutions | Albeo | AHH1[0 1 2 3 4 5 D]4T575NNxxxx | Indoor Luminaires | High-Bay | High-Bay Luminaires for Commercial and Industrial Buildings | Premium | FALSE | [9 empty] | 42326 |  |  | Yes |  | 3 | 32400 | 130 | 250 | 20 | 0.9 | 5000 | 70
P7DQQ59B | GE Lighting Solutions | Albeo | AHH1[0 1 2 3 4 5 D]2H571NNxxxx | Indoor Luminaires | High-Bay | High-Bay Luminaires for Commercial and Industrial Buildings | Premium | FALSE | [9 empty] | 42326 | Not Dimmable | Not Dimmable | Yes |  | 3 | 23000 | 129 | 178 | 20 | 0.9 | 5000 | 70
P4TAK6B1 | GE Lighting Solutions | Albeo | AHH1[0 1 2 3 4 5 D]2H579NNxxxx | Indoor Luminaires | High-Bay | High-Bay Luminaires for Commercial and Industrial Buildings | Premium | FALSE | [9 empty] | 42326 | Not Dimmable | Not Dimmable | Yes |  | 3 | 22600 | 127 | 178 | 20 | 0.9 | 5000 | 70
PC4VQX82 | GE Lighting Solutions | Albeo | AHH1[0 1 2 3 4 5 D]2H575NNxxxx | Indoor Luminaires | High-Bay | High-Bay Luminaires for Commercial and Industrial Buildings | Premium | FALSE | [9 empty] | 42326 | Not Dimmable | Not Dimmable | Yes |  | 3 | 21400 | 120 | 178 | 20 | 0.9 | 5000 | 70
PDZ4A25D | GE Lighting Solutions | Albeo | AHH1[0 1 2 3 4 5 D]2T571NNxxxx | Indoor Luminaires | High-Bay | High-Bay Luminaires for Commercial and Industrial Buildings | Premium | FALSE | [9 empty] | 42326 | Not Dimmable | Not Dimmable | Yes |  | 3 | 17400 | 139 | 125 | 20 | 0.9 | 5000 | 70
P57J47D7 | GE Lighting Solutions | Albeo | AHH1[0 1 2 3 4 5 D]2T579NNxxxx | Indoor Luminaires | High-Bay | High-Bay Luminaires for Commercial and Industrial Buildings | Premium | FALSE | [9 empty] | 42326 | Not Dimmable | Not Dimmable | Yes |  | 3 | 17100 | 137 | 125 | 20 | 0.9 | 5000 | 70
P9X1DCR5 | GE Lighting Solutions | Albeo | AHH1[0 1 2 3 4 5 D]2T575NNxxxx | Indoor Luminaires | High-Bay | High-Bay Luminaires for Commercial and Industrial Buildings | Premium | FALSE | [9 empty] | 42326 | Not Dimmable | Not Dimmable | Yes |  | 3 | 16200 | 130 | 125 | 20 | 0.9 | 5000 | 70
PZXZD73W | GE Lighting Solutions | Albeo | AHH1[0 1 2 3 4 5 D]1H571NNxxxx | Indoor Luminaires | High-Bay | High-Bay Luminaires for Commercial and Industrial Buildings | Premium | FALSE | [9 empty] | 42326 |  |  | Yes |  | 3 | 11800 | 131 | 90 | 20 | 0.9 | 5000 | 70
PE9KFQ3R | GE Lighting Solutions | Albeo | AHH1[0 1 2 3 4 5 D]1H579NNxxxx | Indoor Luminaires | High-Bay | High-Bay Luminaires for Commercial and Industrial Buildings | Premium | FALSE | [9 empty] | 42326 |  |  | Yes |  | 3 | 11600 | 129 | 90 | 20 | 0.9 | 5000 | 70
P9DP38Q2 | GE Lighting Solutions | Albeo | AHH1[0 1 2 3 4 5 D]1H575NNxxxx | Indoor Luminaires | High-Bay | High-Bay Luminaires for Commercial and Industrial Buildings | Premium | FALSE | [9 empty] | 42326 | Not Dimmable | Not Dimmable | Yes |  | 3 | 11000 | 122 | 90 | 20 | 0.9 | 5000 | 70
PV1N5VGZ | GE Lighting Solutions | Albeo | AHH1[0 1 2 3 4 5 D]1T571NNxxxx | Indoor Luminaires | High-Bay | Low-Bay Luminaires for Commercial and Industrial Buildings | Premium | FALSE | [9 empty] | 42326 |  |  | Yes |  | 3 | 8800 | 138 | 64 | 20 | 0.9 | 5000 | 70
PH24YB8K | GE Lighting Solutions | Albeo | AHH1[0 1 2 3 4 5 D]1T579NNxxxx | Indoor Luminaires | High-Bay | Low-Bay Luminaires for Commercial and Industrial Buildings | Premium | FALSE | [9 empty] | 42326 |  |  | Yes |  | 3 | 8700 | 136 | 64 | 20 | 0.9 | 5000 | 70
P3X7V261 | GE Lighting Solutions | Albeo | AHH1[0 1 2 3 4 5 D]1T575NNxxxx | Indoor Luminaires | High-Bay | Low-Bay Luminaires for Commercial and Industrial Buildings | Premium | FALSE | [9 empty] | 42326 | Not Dimmable | Not Dimmable | Yes |  | 3 | 8200 | 128 | 64 | 20 | 0.9 | 5000 | 70
PN2597DU | GE Lighting Solutions | Albeo | AHH1[0 1 2 3 4 5 D]4H571NVxxxx | Indoor Luminaires | High-Bay | High-Bay Luminaires for Commercial and Industrial Buildings | Premium | FALSE | [9 empty] | 42326 |  |  | Yes |  | 3 | 46000 | 129 | 356 | 20 | 0.9 | 5000 | 70
PJSZE55A | GE Lighting Solutions | Albeo | AHH1[0 1 2 3 4 5 D]4H579NVxxxx | Indoor Luminaires | High-Bay | High-Bay Luminaires for Commercial and Industrial Buildings | Premium | FALSE | [9 empty] | 42326 |  |  | Yes |  | 3 | 45100 | 127 | 356 | 20 | 0.9 | 5000 | 70
PJP1JEDY | GE Lighting Solutions | Albeo | AHH1[0 1 2 3 4 5 D]4H575NVxxxx | Indoor Luminaires | High-Bay | High-Bay Luminaires for Commercial and Industrial Buildings | Premium | FALSE | [9 empty] | 42326 |  |  | Yes |  | 3 | 42800 | 120 | 356 | 20 | 0.9 | 5000 | 70
PW7GTJ6N | GE Lighting Solutions | Albeo | AHH1[0 1 2 3 4 5 D]4T571NVxxxx | Indoor Luminaires | High-Bay | High-Bay Luminaires for Commercial and Industrial Buildings | Premium | FALSE | [9 empty] | 42326 |  |  | Yes |  | 3 | 34800 | 139 | 250 | 20 | 0.9 | 5000 | 70
PEXF3E86 | GE Lighting Solutions | Albeo | AHH1[0 1 2 3 4 5 D]4T579NVxxxx | Indoor Luminaires | High-Bay | High-Bay Luminaires for Commercial and Industrial Buildings | Premium | FALSE | [9 empty] | 42326 |  |  | Yes |  | 3 | 34200 | 137 | 250 | 20 | 0.9 | 5000 | 70
PGDXA5VM | GE Lighting Solutions | Albeo | AHH1[0 1 2 3 4 5 D]4T575NVxxxx | Indoor Luminaires | High-Bay | High-Bay Luminaires for Commercial and Industrial Buildings | Premium | FALSE | [9 empty] | 42326 |  |  | Yes |  | 3 | 32400 | 130 | 250 | 20 | 0.9 | 5000 | 70
P1QAX97F | GE Lighting Solutions | Albeo | AHH1[0 1 2 3 4 5 D]2H571NVxxxx | Indoor Luminaires | High-Bay | High-Bay Luminaires for Commercial and Industrial Buildings | Premium | FALSE | [9 empty] | 42326 | Dimmable | Continuous Below 10 | Yes |  | 3 | 23000 | 129 | 178 | 20 | 0.9 | 5000 | 70
P8GS9S6F | GE Lighting Solutions | Albeo | AHH1[0 1 2 3 4 5 D]2H579NVxxxx | Indoor Luminaires | High-Bay | High-Bay Luminaires for Commercial and Industrial Buildings | Premium | FALSE | [9 empty] | 42326 | Dimmable | Continuous Below 10 | Yes |  | 3 | 22600 | 127 | 178 | 20 | 0.9 | 5000 | 70
PVZVGN5G | GE Lighting Solutions | Albeo | AHH1[0 1 2 3 4 5 D]2H575NVxxxx | Indoor Luminaires | High-Bay | High-Bay Luminaires for Commercial and Industrial Buildings | Premium | FALSE | [9 empty] | 42326 |  |  | Yes |  | 3 | 21400 | 120 | 178 | 20 | 0.9 | 5000 | 70
PD7PMAF3 | GE Lighting Solutions | Albeo | AHH1[0 1 2 3 4 5 D]2T571NVxxxx | Indoor Luminaires | High-Bay | High-Bay Luminaires for Commercial and Industrial Buildings | Premium | FALSE | [9 empty] | 42326 | Dimmable | Continuous Below 10 | Yes |  | 3 | 17400 | 139 | 125 | 20 | 0.9 | 5000 | 70
PVNAQGPC | GE Lighting Solutions | Albeo | AHH1[0 1 2 3 4 5 D]2T579NVxxxx | Indoor Luminaires | High-Bay | High-Bay Luminaires for Commercial and Industrial Buildings | Premium | FALSE | [9 empty] | 42326 |  |  | Yes |  | 3 | 17100 | 137 | 125 | 20 | 0.9 | 5000 | 70
PZJCA5P6 | GE Lighting Solutions | Albeo | AHH1[0 1 2 3 4 5 D]2T575NVxxxx | Indoor Luminaires | High-Bay | High-Bay Luminaires for Commercial and Industrial Buildings | Premium | FALSE | [9 empty] | 42326 |  |  | Yes |  | 3 | 16200 | 130 | 125 | 20 | 0.9 | 5000 | 70
P3YMZF2R | GE Lighting Solutions | Albeo | AHH1[0 1 2 3 4 5 D]1H571NVxxxx | Indoor Luminaires | High-Bay | High-Bay Luminaires for Commercial and Industrial Buildings | Premium | FALSE | [9 empty] | 42326 | Dimmable | Continuous Below 10 | Yes |  | 3 | 11800 | 131 | 90 | 20 | 0.9 | 5000 | 70
PUC2QB85 | GE Lighting Solutions | Albeo | AHH1[0 1 2 3 4 5 D]1H579NVxxxx | Indoor Luminaires | High-Bay | High-Bay Luminaires for Commercial and Industrial Buildings | Premium | FALSE | [9 empty] | 42326 |  |  | Yes |  | 3 | 11600 | 129 | 90 | 20 | 0.9 | 5000 | 70
PTMYGR3P | GE Lighting Solutions | Albeo | AHH1[0 1 2 3 4 5 D]1H575NVxxxx | Indoor Luminaires | High-Bay | High-Bay Luminaires for Commercial and Industrial Buildings | Premium | FALSE | [9 empty] | 42326 |  |  | Yes |  | 3 | 11000 | 122 | 90 | 20 | 0.9 | 5000 | 70
PFBT1QFZ | GE Lighting Solutions | Albeo | AHH1[0 1 2 3 4 5 D]1T571NVxxxx | Indoor Luminaires | High-Bay | Low-Bay Luminaires for Commercial and Industrial Buildings | Premium | FALSE | [9 empty] | 42326 |  |  | Yes |  | 3 | 8800 | 138 | 64 | 20 | 0.9 | 5000 | 70
PYFHYZ9Q | GE Lighting Solutions | Albeo | AHH1[0 1 2 3 4 5 D]1T579NVxxxx | Indoor Luminaires | High-Bay | Low-Bay Luminaires for Commercial and Industrial Buildings | Premium | FALSE | [9 empty] | 42326 |  |  | Yes |  | 3 | 8700 | 136 | 64 | 20 | 0.9 | 5000 | 70
P2Y3JE87 | GE Lighting Solutions | Albeo | AHH1[0 1 2 3 4 5 D]1T575NVxxxx | Indoor Luminaires | High-Bay | Low-Bay Luminaires for Commercial and Industrial Buildings | Premium | FALSE | [9 empty] | 42326 | Dimmable | Continuous Below 10 | Yes |  | 3 | 8200 | 128 | 64 | 20 | 0.9 | 5000 | 70
PTSG6SA3 | GE Lighting Solutions | Albeo | AHH1[0 1 2 3 4 5 D]4H471NNxxxx | Indoor Luminaires | High-Bay | High-Bay Luminaires for Commercial and Industrial Buildings | Premium | FALSE | [9 empty] | 42326 |  |  | Yes |  | 3 | 46000 | 129 | 356 | 20 | 0.9 | 4000 | 70
PP72XRFA | GE Lighting Solutions | Albeo | AHH1[0 1 2 3 4 5 D]4H479NNxxxx | Indoor Luminaires | High-Bay | High-Bay Luminaires for Commercial and Industrial Buildings | Premium | FALSE | [9 empty] | 42326 |  |  | Yes |  | 3 | 45100 | 127 | 356 | 20 | 0.9 | 4000 | 70
PNDVD1X6 | GE Lighting Solutions | Albeo | AHH1[0 1 2 3 4 5 D]4H475NNxxxx | Indoor Luminaires | High-Bay | High-Bay Luminaires for Commercial and Industrial Buildings | Premium | FALSE | [9 empty] | 42326 |  |  | Yes |  | 3 | 42800 | 120 | 356 | 20 | 0.9 | 4000 | 70
P6EGM876 | GE Lighting Solutions | Albeo | AHH1[0 1 2 3 4 5 D]4T471NNxxxx | Indoor Luminaires | High-Bay | High-Bay Luminaires for Commercial and Industrial Buildings | Premium | FALSE | [9 empty] | 42326 | Not Dimmable | Not Dimmable | Yes |  | 3 | 34800 | 139 | 250 | 20 | 0.9 | 4000 | 70
P6NS94R6 | GE Lighting Solutions | Albeo | AHH1[0 1 2 3 4 5 D]4T479NNxxxx | Indoor Luminaires | High-Bay | High-Bay Luminaires for Commercial and Industrial Buildings | Premium | FALSE | [9 empty] | 42326 | Not Dimmable | Not Dimmable | Yes |  | 3 | 34200 | 137 | 250 | 20 | 0.9 | 4000 | 70
PT48ZT5K | GE Lighting Solutions | Albeo | AHH1[0 1 2 3 4 5 D]4T475NNxxxx | Indoor Luminaires | High-Bay | High-Bay Luminaires for Commercial and Industrial Buildings | Premium | FALSE | [9 empty] | 42326 |  |  | Yes |  | 3 | 32400 | 130 | 250 | 20 | 0.9 | 4000 | 70
PC11X87Z | GE Lighting Solutions | Albeo | AHH1[0 1 2 3 4 5 D]2H471NNxxxx | Indoor Luminaires | High-Bay | High-Bay Luminaires for Commercial and Industrial Buildings | Premium | FALSE | [9 empty] | 42326 | Not Dimmable | Not Dimmable | Yes |  | 3 | 23000 | 129 | 178 | 20 | 0.9 | 4000 | 70
PAVEH4PJ | GE Lighting Solutions | Albeo | AHH1[0 1 2 3 4 5 D]2H479NNxxxx | Indoor Luminaires | High-Bay | High-Bay Luminaires for Commercial and Industrial Buildings | Premium | FALSE | [9 empty] | 42326 | Not Dimmable | Not Dimmable | Yes |  | 3 | 22600 | 127 | 178 | 20 | 0.9 | 4000 | 70
PKREX7M6 | GE Lighting Solutions | Albeo | AHH1[0 1 2 3 4 5 D]2H475NNxxxx | Indoor Luminaires | High-Bay | High-Bay Luminaires for Commercial and Industrial Buildings | Premium | FALSE | [9 empty] | 42326 |  |  | Yes |  | 3 | 21400 | 120 | 178 | 20 | 0.9 | 4000 | 70
PS8D7C2N | GE Lighting Solutions | Albeo | AHH1[0 1 2 3 4 5 D]2T471NNxxxx | Indoor Luminaires | High-Bay | High-Bay Luminaires for Commercial and Industrial Buildings | Premium | FALSE | [9 empty] | 42326 |  |  | Yes |  | 3 | 17400 | 139 | 125 | 20 | 0.9 | 4000 | 70
P427FWCP | GE Lighting Solutions | Albeo | AHH1[0 1 2 3 4 5 D]2T479NNxxxx | Indoor Luminaires | High-Bay | High-Bay Luminaires for Commercial and Industrial Buildings | Premium | FALSE | [9 empty] | 42326 | Not Dimmable | Not Dimmable | Yes |  | 3 | 17100 | 137 | 125 | 20 | 0.9 | 4000 | 70
PV5CQV3B | GE Lighting Solutions | Albeo | AHH1[0 1 2 3 4 5 D]2T475NNxxxx | Indoor Luminaires | High-Bay | High-Bay Luminaires for Commercial and Industrial Buildings | Premium | FALSE | [9 empty] | 42326 |  |  | Yes |  | 3 | 16200 | 130 | 125 | 20 | 0.9 | 4000 | 70
PBHQ1134 | GE Lighting Solutions | Albeo | AHH1[0 1 2 3 4 5 D]1H471NNxxxx | Indoor Luminaires | High-Bay | High-Bay Luminaires for Commercial and Industrial Buildings | Premium | FALSE | [9 empty] | 42326 | Not Dimmable | Not Dimmable | Yes |  | 3 | 11800 | 131 | 90 | 20 | 0.9 | 4000 | 70
PW8THY5Z | GE Lighting Solutions | Albeo | AHH1[0 1 2 3 4 5 D]1H479NNxxxx | Indoor Luminaires | High-Bay | High-Bay Luminaires for Commercial and Industrial Buildings | Premium | FALSE | [9 empty] | 42326 |  |  | Yes |  | 3 | 11600 | 129 | 90 | 20 | 0.9 | 4000 | 70
PB7VNQGM | GE Lighting Solutions | Albeo | AHH1[0 1 2 3 4 5 D]1H475NNxxxx | Indoor Luminaires | High-Bay | High-Bay Luminaires for Commercial and Industrial Buildings | Premium | FALSE | [9 empty] | 42326 | Not Dimmable | Not Dimmable | Yes |  | 3 | 11000 | 122 | 90 | 20 | 0.9 | 4000 | 70
PSPT5T1X | GE Lighting Solutions | Albeo | AHH1[0 1 2 3 4 5 D]1T471NNxxxx | Indoor Luminaires | High-Bay | Low-Bay Luminaires for Commercial and Industrial Buildings | Premium | FALSE | [9 empty] | 42326 |  |  | Yes |  | 3 | 8800 | 138 | 64 | 20 | 0.9 | 4000 | 70
PAR3R1V8 | GE Lighting Solutions | Albeo | AHH1[0 1 2 3 4 5 D]1T479NNxxxx | Indoor Luminaires | High-Bay | Low-Bay Luminaires for Commercial and Industrial Buildings | Premium | FALSE | [9 empty] | 42326 | Not Dimmable | Not Dimmable | Yes |  | 3 | 8700 | 136 | 64 | 20 | 0.9 | 4000 | 70
PDHJVJVJ | GE Lighting Solutions | Albeo | AHH1[0 1 2 3 4 5 D]1T475NNxxxx | Indoor Luminaires | High-Bay | Low-Bay Luminaires for Commercial and Industrial Buildings | Premium | FALSE | [9 empty] | 42326 | Not Dimmable | Not Dimmable | Yes |  | 3 | 8200 | 128 | 64 | 20 | 0.9 | 4000 | 70
PEE2GZWJ | GE Lighting Solutions | Albeo | AHH1[0 1 2 3 4 5 D]4H471NVxxxx | Indoor Luminaires | High-Bay | High-Bay Luminaires for Commercial and Industrial Buildings | Premium | FALSE | [9 empty] | 42326 |  |  | Yes |  | 3 | 46000 | 129 | 356 | 20 | 0.9 | 4000 | 70
P33JUMA2 | GE Lighting Solutions | Albeo | AHH1[0 1 2 3 4 5 D]4H479NVxxxx | Indoor Luminaires | High-Bay | High-Bay Luminaires for Commercial and Industrial Buildings | Premium | FALSE | [9 empty] | 42326 | Dimmable | Continuous Below 10 | Yes |  | 3 | 45100 | 127 | 356 | 20 | 0.9 | 4000 | 70
PCA7UV5G | GE Lighting Solutions | Albeo | AHH1[0 1 2 3 4 5 D]4H475NVxxxx | Indoor Luminaires | High-Bay | High-Bay Luminaires for Commercial and Industrial Buildings | Premium | FALSE | [9 empty] | 42326 | Dimmable | Continuous Below 10 | Yes |  | 3 | 42800 | 120 | 356 | 20 | 0.9 | 4000 | 70
PUHDMPW2 | GE Lighting Solutions | Albeo | AHH1[0 1 2 3 4 5 D]4T471NVxxxx | Indoor Luminaires | High-Bay | High-Bay Luminaires for Commercial and Industrial Buildings | Premium | FALSE | [9 empty] | 42326 |  |  | Yes |  | 3 | 34800 | 139 | 250 | 20 | 0.9 | 4000 | 70
PF7YUBR6 | GE Lighting Solutions | Albeo | AHH1[0 1 2 3 4 5 D]4T479NVxxxx | Indoor Luminaires | High-Bay | High-Bay Luminaires for Commercial and Industrial Buildings | Premium | FALSE | [9 empty] | 42326 |  |  | Yes |  | 3 | 34200 | 137 | 250 | 20 | 0.9 | 4000 | 70
PAP6P9HP | GE Lighting Solutions | Albeo | AHH1[0 1 2 3 4 5 D]4T475NVxxxx | Indoor Luminaires | High-Bay | High-Bay Luminaires for Commercial and Industrial Buildings | Premium | FALSE | [9 empty] | 42326 | Dimmable | Continuous Below 10 | Yes |  | 3 | 32400 | 130 | 250 | 20 | 0.9 | 4000 | 70
P61ZTV2P | GE Lighting Solutions | Albeo | AHH1[0 1 2 3 4 5 D]2H471NVxxxx | Indoor Luminaires | High-Bay | High-Bay Luminaires for Commercial and Industrial Buildings | Premium | FALSE | [9 empty] | 42326 | Dimmable | Continuous Below 10 | Yes |  | 3 | 23000 | 129 | 178 | 20 | 0.9 | 4000 | 70
PZRG9PSN | GE Lighting Solutions | Albeo | AHH1[0 1 2 3 4 5 D]2H479NVxxxx | Indoor Luminaires | High-Bay | High-Bay Luminaires for Commercial and Industrial Buildings | Premium | FALSE | [9 empty] | 42326 |  |  | Yes |  | 3 | 22600 | 127 | 178 | 20 | 0.9 | 4000 | 70
PT2ZPCGP | GE Lighting Solutions | Albeo | AHH1[0 1 2 3 4 5 D]2H475NVxxxx | Indoor Luminaires | High-Bay | High-Bay Luminaires for Commercial and Industrial Buildings | Premium | FALSE | [9 empty] | 42326 |  |  | Yes |  | 3 | 21400 | 120 | 178 | 20 | 0.9 | 4000 | 70
PFTYAHQ9 | GE Lighting Solutions | Albeo | AHH1[0 1 2 3 4 5 D]2T471NVxxxx | Indoor Luminaires | High-Bay | High-Bay Luminaires for Commercial and Industrial Buildings | Premium | FALSE | [9 empty] | 42326 |  |  | Yes |  | 3 | 17400 | 139 | 125 | 20 | 0.9 | 4000 | 70
PA44XUFR | GE Lighting Solutions | Albeo | AHH1[0 1 2 3 4 5 D]2T479NVxxxx | Indoor Luminaires | High-Bay | High-Bay Luminaires for Commercial and Industrial Buildings | Premium | FALSE | [9 empty] | 42326 | Dimmable | Continuous Below 10 | Yes |  | 3 | 17100 | 137 | 125 | 20 | 0.9 | 4000 | 70
PEY3SNRU | GE Lighting Solutions | Albeo | AHH1[0 1 2 3 4 5 D]2T475NVxxxx | Indoor Luminaires | High-Bay | High-Bay Luminaires for Commercial and Industrial Buildings | Premium | FALSE | [9 empty] | 42326 |  |  | Yes |  | 3 | 16200 | 130 | 125 | 20 | 0.9 | 4000 | 70
PUYE5B49 | GE Lighting Solutions | Albeo | AHH1[0 1 2 3 4 5 D]1H471NVxxxx | Indoor Luminaires | High-Bay | High-Bay Luminaires for Commercial and Industrial Buildings | Premium | FALSE | [9 empty] | 42326 |  |  | Yes |  | 3 | 11800 | 131 | 90 | 20 | 0.9 | 4000 | 70
PQJRZY2R | GE Lighting Solutions | Albeo | AHH1[0 1 2 3 4 5 D]1H479NVxxxx | Indoor Luminaires | High-Bay | High-Bay Luminaires for Commercial and Industrial Buildings | Premium | FALSE | [9 empty] | 42326 |  |  | Yes |  | 3 | 11600 | 129 | 90 | 20 | 0.9 | 4000 | 70
P1TA62XW | GE Lighting Solutions | Albeo | AHH1[0 1 2 3 4 5 D]1H475NVxxxx | Indoor Luminaires | High-Bay | High-Bay Luminaires for Commercial and Industrial Buildings | Premium | FALSE | [9 empty] | 42326 | Dimmable | Continuous Below 10 | Yes |  | 3 | 11000 | 122 | 90 | 20 | 0.9 | 4000 | 70
PPZRKH2S | GE Lighting Solutions | Albeo | AHH1[0 1 2 3 4 5 D]1T471NVxxxx | Indoor Luminaires | High-Bay | Low-Bay Luminaires for Commercial and Industrial Buildings | Premium | FALSE | [9 empty] | 42326 |  |  | Yes |  | 3 | 8800 | 138 | 64 | 20 | 0.9 | 4000 | 70
PA6ZNBFQ | GE Lighting Solutions | Albeo | AHH1[0 1 2 3 4 5 D]1T479NVxxxx | Indoor Luminaires | High-Bay | Low-Bay Luminaires for Commercial and Industrial Buildings | Premium | FALSE | [9 empty] | 42326 | Dimmable | Continuous Below 10 | Yes |  | 3 | 8700 | 136 | 64 | 20 | 0.9 | 4000 | 70
PW1YDDCA | GE Lighting Solutions | Albeo | AHH1[0 1 2 3 4 5 D]1T475NVxxxx | Indoor Luminaires | High-Bay | Low-Bay Luminaires for Commercial and Industrial Buildings | Premium | FALSE | [9 empty] | 42326 |  |  | Yes |  | 3 | 8200 | 128 | 64 | 20 | 0.9 | 4000 | 70
PRQSFNZ2 | Lumectra LLC. | Lumectra | LU-HB01-150-5000K-90 | Indoor Luminaires | High-Bay | High-Bay Luminaires for Commercial and Industrial Buildings | Standard | FALSE | [9 empty] | 42326 | Dimmable | Continuous Below 10 | No |  | 3 | 18900 | 126 | 150 | 15 | 0.93 | 5000 | 70
PKA2FFY2 | Lumectra LLC. | Lumectra | LU-HB01-150/T-5000K-90 | Indoor Luminaires | High-Bay | High-Bay Luminaires for Commercial and Industrial Buildings | Standard | FALSE | [9 empty] | 42326 | Dimmable | Continuous Below 10 | No |  | 3 | 18900 | 126 | 150 | 15 | 0.93 | 5000 | 70
PN4R65SS | Lumectra LLC. | Lumectra | LU-HB01-150-5000K-120 | Indoor Luminaires | High-Bay | High-Bay Luminaires for Commercial and Industrial Buildings | Standard | FALSE | [9 empty] | 42326 | Dimmable | Continuous Below 10 | No |  | 3 | 18000 | 120 | 150 | 15 | 0.93 | 5000 | 70
PFZAEB2Q | Lumectra LLC. | Lumectra | LU-HB01-150/T-5000K-120 | Indoor Luminaires | High-Bay | High-Bay Luminaires for Commercial and Industrial Buildings | Standard | FALSE | [9 empty] | 42326 | Dimmable | Continuous Below 10 | No |  | 3 | 18000 | 120 | 150 | 15 | 0.93 | 5000 | 70
PZ7ZV3Z2 | Lumectra LLC. | Lumectra | LU-HB01-150-5000K-50 | Indoor Luminaires | High-Bay | High-Bay Luminaires for Commercial and Industrial Buildings | Standard | FALSE | [9 empty] | 42326 | Dimmable | Continuous Below 10 | No |  | 3 | 17400 | 116 | 150 | 15 | 0.93 | 5000 | 70
PWNUWZXU | Lumectra LLC. | Lumectra | LU-HB01-150/T-5000K-50 | Indoor Luminaires | High-Bay | High-Bay Luminaires for Commercial and Industrial Buildings | Standard | FALSE | [9 empty] | 42326 | Dimmable | Continuous Below 10 | No |  | 3 | 17400 | 116 | 150 | 15 | 0.93 | 5000 | 70
PGVE6CE5 | Lumectra LLC. | Lumectra | LU-HB01-120/T-5000K-90 | Indoor Luminaires | High-Bay | High-Bay Luminaires for Commercial and Industrial Buildings | Standard | FALSE | [9 empty] | 42326 | Dimmable | Continuous Below 10 | No |  | 3 | 14400 | 120 | 120 | 15 | 0.93 | 5000 | 70
PFKEC6DR | Lumectra LLC. | Lumectra | LU-HB01-120-5000K-120 | Indoor Luminaires | High-Bay | High-Bay Luminaires for Commercial and Industrial Buildings | Standard | FALSE | [9 empty] | 42326 | Dimmable | Continuous Below 10 | No |  | 3 | 14400 | 120 | 120 | 15 | 0.93 | 5000 | 70
P82VVBSF | Lumectra LLC. | Lumectra | LU-HB01-120/T-5000K-120 | Indoor Luminaires | High-Bay | High-Bay Luminaires for Commercial and Industrial Buildings | Standard | FALSE | [9 empty] | 42326 | Dimmable | Continuous Below 10 | No |  | 3 | 14400 | 120 | 120 | 15 | 0.93 | 5000 | 70
P36HGTNF | Lumectra LLC. | Lumectra | LU-HB01-120-5000K-90 | Indoor Luminaires | High-Bay | High-Bay Luminaires for Commercial and Industrial Buildings | Standard | FALSE | [9 empty] | 42326 | Dimmable | Continuous Below 10 | No |  | 3 | 14400 | 120 | 120 | 15 | 0.93 | 5000 | 70
PPZPBWSA | Lumectra LLC. | Lumectra | LU-HB01-120-5000K-50 | Indoor Luminaires | High-Bay | High-Bay Luminaires for Commercial and Industrial Buildings | Standard | FALSE | [9 empty] | 42326 | Dimmable | Continuous Below 10 | No |  | 3 | 13440 | 112 | 120 | 15 | 0.93 | 5000 | 70
PE6DC1T3 | Lumectra LLC. | Lumectra | LU-HB01-120/T-5000K-50 | Indoor Luminaires | High-Bay | High-Bay Luminaires for Commercial and Industrial Buildings | Standard | FALSE | [9 empty] | 42326 | Dimmable | Continuous Below 10 | No |  | 3 | 13440 | 112 | 120 | 15 | 0.93 | 5000 | 70
PYGTRY4S | Lumectra LLC. | Lumectra | LU-HB01-100-5000K-120 | Indoor Luminaires | High-Bay | High-Bay Luminaires for Commercial and Industrial Buildings | Standard | FALSE | [9 empty] | 42326 | Dimmable | Continuous Below 10 | No |  | 3 | 12000 | 120 | 100 | 15 | 0.93 | 5000 | 70
PKCPG4P7 | Lumectra LLC. | Lumectra | LU-HB01-100-5000K-90 | Indoor Luminaires | High-Bay | High-Bay Luminaires for Commercial and Industrial Buildings | Standard | FALSE | [9 empty] | 42326 | Dimmable | Continuous Below 10 | No |  | 3 | 12000 | 120 | 100 | 15 | 0.93 | 5000 | 70
PFAE3PQQ | Lumectra LLC. | Lumectra | LU-HB01-100/T-5000K-90 | Indoor Luminaires | High-Bay | High-Bay Luminaires for Commercial and Industrial Buildings | Standard | FALSE | [9 empty] | 42326 | Dimmable | Continuous Below 10 | No |  | 3 | 12000 | 120 | 100 | 15 | 0.93 | 5000 | 70
P4VH51R9 | Lumectra LLC. | Lumectra | LU-HB01-100/T-5000K-120 | Indoor Luminaires | High-Bay | High-Bay Luminaires for Commercial and Industrial Buildings | Standard | FALSE | [9 empty] | 42326 | Dimmable | Continuous Below 10 | No |  | 3 | 12000 | 120 | 100 | 15 | 0.93 | 5000 | 70
PT5SVQFG | Lumectra LLC. | Lumectra | LU-HB01-100-5000K-50 | Indoor Luminaires | High-Bay | High-Bay Luminaires for Commercial and Industrial Buildings | Standard | FALSE | [9 empty] | 42326 | Dimmable | Continuous Below 10 | No |  | 3 | 11500 | 115 | 100 | 15 | 0.93 | 5000 | 70
PXZE83FS | Lumectra LLC. | Lumectra | LU-HB01-100/T-4000K-50 | Indoor Luminaires | High-Bay | High-Bay Luminaires for Commercial and Industrial Buildings | Standard | FALSE | [9 empty] | 42326 | Dimmable | Continuous Below 10 | No |  | 3 | 11400 | 114 | 100 | 15 | 0.93 | 4000 | 70
P3HV3T19 | De-Power Lighting & Electric Equipment Co.Ltd | DE-Power | GKL032-100A-60 | Indoor Luminaires | High-Bay | High-Bay Luminaires for Commercial and Industrial Buildings | Standard | FALSE | [9 empty] | 42326 | Dimmable | Continuous Above 10 | No |  | 3 | 11055 | 106.3 | 104 | 13.36 | 0.9185 | 5700 | 84.8
P8C5V6SQ | De-Power Lighting & Electric Equipment Co.Ltd | DE-Power | GKL032-100A-50 | Indoor Luminaires | High-Bay | High-Bay Luminaires for Commercial and Industrial Buildings | Standard | FALSE | [9 empty] | 42326 | Dimmable | Continuous Above 10 | No |  | 3 | 10374 | 100.91 | 102.8 | 13.22 | 0.9299 | 5000 | 83.1
P8QNN6U8 | De-Power Lighting & Electric Equipment Co.Ltd | DE-Power | GKL032-100A-40 | Indoor Luminaires | High-Bay | High-Bay Luminaires for Commercial and Industrial Buildings | Standard | FALSE | [9 empty] | 42326 | Dimmable | Continuous Above 10 | No |  | 3 | 10374 | 100.91 | 102.8 | 13.22 | 0.9299 | 4000 | 83.1
PPQ2N4YJD | New Star Lighting | New Star Lighting | TARK22-ALCR-L8402-WHUN | Indoor Retrofit Kit | High-Bay | Retrofit Kits for High-Bay Luminaires for Commercial and Industrial Buildings | Standard | TRUE | 10246 | 102.2 | 100.3 | 11.64 | 0.978 | 4052 | 83.4 | 5 |  | 42325 |  |  | No |  | 3 | 10770 | 107.4 | 100.3 | 11.64 | 0.978 | 4052 | 83.4
PE5P456S | MHT Lighting | MHT Lighting | MHTL-HF-210E-4K-U-XX-DB-XX | Indoor Luminaires | High-Bay | High-Bay Luminaires for Commercial and Industrial Buildings | Standard | TRUE | 20890 | 97.8 | 213.67 | 12.34 | 0.947 | 4009 | 73.61 | 5 | 100000 | 42325 |  |  | Yes |  | 3 | 20890 | 97.8 | 213.67 | 12.34 | 0.947 | 4009 | 73.61
PNHD8FE3 | ComfortLighting Inc | ComfortLighting | LightMasterPRO 200W 3000K | Indoor Luminaires | High-Bay | High-Bay Luminaires for Commercial and Industrial Buildings | Standard | TRUE | 24366.48 | 112.28 | 217.01 | 9.1 | 0.946 | 2997 | 81.5 | 5 | 50000 | 42325 |  |  | NotYetVerified |  | 3 | 24366.48 | 112.28 | 217.01 | 5.2 | 0.997 | 2997 | 82
PQ7ERF3C | ComfortLighting Inc | ComfortLighting | Bluebird 200W 5700K | Indoor Luminaires | High-Bay | High-Bay Luminaires for Commercial and Industrial Buildings | Standard | TRUE | 18878 | 93.14 | 202.69 | 11.2 | 0.944 | 5918 | 73 | 5 | 40000 | 42325 |  |  | NotYetVerified |  | 3 | 26000 | 130 | 190 |  | 0.9 | 5700 | 70
PF9K4TM1 | Shenzhen Xinshengyang Opto-electronics Technology Co.Ltd. | XSY | XSY-HBP150W(5000K) | Indoor Luminaires | High-Bay | High-Bay Luminaires for Commercial and Industrial Buildings | Premium | TRUE | 19012 | 128.11 | 148.3 | 13.63 | 0.9354 | 5070 | 74.2 | 5 | 50000 | 42325 |  |  | No | updated 3/22/2017 | 4.1 | 19012 | 128.11 | 148.4 | 13.63 | 0.94 | 5000 | 74.2
PX9VT6YS | ComfortLighting Inc | ComfortLighting | LightMasterPRO 100W 3000K | Indoor Luminaires | High-Bay | High-Bay Luminaires for Commercial and Industrial Buildings | Standard | TRUE | 11487.73 | 112.67 | 101.96 | 23.1 | 0.925 | 2932 | 81 | 5 | 50000 | 42325 |  |  | NotYetVerified |  | 3 | 11487.73 | 112.67 | 101.96 | 7.9 | 0.992 | 2932 | 81
PV7MJAZJ | ComfortLighting Inc | ComfortLighting | LightMasterPRO 150W 3000K | Indoor Luminaires | High-Bay | High-Bay Luminaires for Commercial and Industrial Buildings | Standard | TRUE | 18012.44 | 112.92 | 159.51 | 11.6 | 0.92 | 2939 | 81 | 5 | 50000 | 42325 |  |  | NotYetVerified |  | 3 | 18012.44 | 112.92 | 159.51 | 5.7 | 0.994 | 2939 | 81
PCHEHHAS | Shenzhen Xinshengyang Opto-electronics Technology Co.Ltd. | XSY | XSY-HBP120W | Indoor Luminaires | High-Bay | High-Bay Luminaires for Commercial and Industrial Buildings | Premium | TRUE | 15395 | 127.97 | 120.3 | 15.23 | 0.9153 | 5135 | 81.8 | 5 | 50000 | 42325 | Not Dimmable | Not Dimmable | No |  | 3 | 15395 | 127.97 | 120.3 | 15.23 | 0.9153 | 5135 | 81.8
PUU86SUM | MHT Lighting | MHT Lighting | MHTL-HF-210E-5K-U-XX-DB-XX | Indoor Luminaires | High-Bay | High-Bay Luminaires for Commercial and Industrial Buildings | Standard | FALSE | [9 empty] | 42325 |  |  | Yes |  | 3 | 21906 | 104.8 | 208.99 | 11.15 | 0.943 | 5118 | 71.87
P86UV9FG | ComfortLighting Inc | ComfortLighting | LightMasterPRO 200W 5700K | Indoor Luminaires | High-Bay | High-Bay Luminaires for Commercial and Industrial Buildings | Standard | FALSE | [9 empty] | 42325 | Not Dimmable | Not Dimmable | NotYetVerified |  | 3 | 26000 | 130 | 200 | 5.2 | 0.997 | 5700 | 82
PMRSC3B7 | ComfortLighting Inc | ComfortLighting | LightMasterPRO 100W 5700K | Indoor Luminaires | High-Bay | High-Bay Luminaires for Commercial and Industrial Buildings | Standard | FALSE | [9 empty] | 42325 | Not Dimmable | Not Dimmable | NotYetVerified |  | 3 | 11990 | 119.9 | 100 | 7.9 | 0.992 | 5700 | 81
PXCJ8463 | ComfortLighting Inc | ComfortLighting | LightMasterPRO 150W 5700K | Indoor Luminaires | High-Bay | High-Bay Luminaires for Commercial and Industrial Buildings | Standard | FALSE | [9 empty] | 42325 | Not Dimmable | Not Dimmable | NotYetVerified |  | 3 | 20000 | 133.33 | 150 | 5.7 | 0.994 | 5700 | 81
P8KGYMNZ | ComfortLighting Inc | ComfortLighting | LightMasterPRO 200W 4000K | Indoor Luminaires | High-Bay | High-Bay Luminaires for Commercial and Industrial Buildings | Standard | FALSE | [9 empty] | 42325 | Not Dimmable | Not Dimmable | NotYetVerified |  | 3 | 25000 | 125 | 200 | 5.2 | 0.997 | 4000 | 82
P5NWJQ52 | ComfortLighting Inc | ComfortLighting | LightMasterPRO 100W 4000K | Indoor Luminaires | High-Bay | High-Bay Luminaires for Commercial and Industrial Buildings | Standard | FALSE | [9 empty] | 42325 | Not Dimmable | Not Dimmable | NotYetVerified |  | 3 | 11600 | 116 | 100 | 7.9 | 0.992 | 4000 | 81
PC7ZD8Y8 | ComfortLighting Inc | ComfortLighting | LightMasterPRO 150W 4000K | Indoor Luminaires | High-Bay | High-Bay Luminaires for Commercial and Industrial Buildings | Standard | FALSE | [9 empty] | 42325 | Not Dimmable | Not Dimmable | NotYetVerified |  | 3 | 19000 | 126.67 | 150 | 5.7 | 0.994 | 4000 | 81
P2Y7HSAS | Delviro | Delviro Energy | TITAN HB-480-5K-H-CL-XX-X-XXX-X | Indoor Luminaires | High-Bay | High-Bay Luminaires for Commercial and Industrial Buildings | Premium | TRUE | 55292 | 113.4 | 487.52 | 5.68 | 0.9957 | 5195 | 85.01 | 5 | 200000 | 42324 | Dimmable | Continuous Below 10 | Yes |  | 3 | 55292 | 113.4 | 487.52 | 5.68 | 0.9957 | 5195 | 85.01
PFZ1APA3 | LED Trail | LED Trail | V3030-4000K | Indoor Luminaires | High-Bay | High-Bay Luminaires for Commercial and Industrial Buildings | Standard | TRUE | 9710.7 | 82.73 | 117.4 | 9.19 | 0.964 | 4085 | 75.9 | 5 |  | 42324 |  |  | NotYetVerified |  | 3 |  |  | 120
PMD6QVCE | Delviro | Delviro Energy | TITAN HB-480-5K-U-CL-XX-X-XXX-X | Indoor Luminaires | High-Bay | High-Bay Luminaires for Commercial and Industrial Buildings | Premium | TRUE | 56847 | 112.1 | 507.28 | 11.7 | 0.9627 | 5186 | 85.01 | 5 | 200000 | 42324 |  |  | Yes |  | 3 | 56847 | 112.1 | 507.28 | 5.47 | 0.9975 | 5186 | 85.01
PFJ8MN65 | LED Trail | LED Trail | V3010-4000K | Indoor Luminaires | High-Bay | Low-Bay Luminaires for Commercial and Industrial Buildings | Standard | TRUE | 9681 | 100.67 | 96.17 | 12.1 | 0.9482 | 4007 | 71.2 | 5 |  | 42324 |  |  | NotYetVerified |  | 3 | 9681.6 |  | 100 |  |  | 4000
P7436XXA | MHT Lighting | MHT Lighting | MHTL-HF-140E-4K-U-XX-DB-XX | Indoor Luminaires | High-Bay | High-Bay Luminaires for Commercial and Industrial Buildings | Standard | TRUE | 14131 | 102.1 | 138.37 | 13.04 | 0.943 | 4008 | 73.65 | 5 | 100000 | 42324 |  |  | Yes |  | 3 | 14131 | 102.1 | 138.37 | 13.04 | 0.943 | 4008 | 73.65
PX6R5AFF | Shenzhen Wisdom Light Co. Ltd | Wisdom Light | WL-HB-100W-CC(4000K) | Indoor Luminaires | High-Bay | High-Bay Luminaires for Commercial and Industrial Buildings | Standard | TRUE | 11459 | 113.35 | 101.1 | 15.44 | 0.9304 | 3963 | 74.7 | 5 | 50000 | 42324 |  |  | No |  | 3 | 11459 | 113.35 | 101.1 | 15.44 | 0.9304 | 4000 | 74.7
PHZG4MQW | DASCOM Americas | Sonaray | HB-2150LW | Indoor Luminaires | High-Bay | High-Bay Luminaires for Commercial and Industrial Buildings | Standard | TRUE | 18900.36 | 124.6 | 151.69 | 13.18 | 0.922 | 4881 | 74.7 | 5 | 50000 | 42324 |  |  | No |  | 3 | 15801 | 105.34 | 150 | 20 | 0.9 | 5000 | 70
PXW173HS | DASCOM Americas | Sonaray | HB-2200LW | Indoor Luminaires | High-Bay | High-Bay Luminaires for Commercial and Industrial Buildings | Standard | TRUE | 23180.19 | 113.13 | 204.9 | 7.91 | 0.922 | 4766 | 74.2 | 5 | 50000 | 42324 |  |  | No |  | 3 | 19911 | 99.56 | 200 | 20 | 0.9 | 5000 | 70
PGGUC6CB | Shenzhen Wisdom Light Co. Ltd | Wisdom Light | WL-HB-100W-CC(5700K) | Indoor Luminaires | High-Bay | High-Bay Luminaires for Commercial and Industrial Buildings | Standard | FALSE | [9 empty] | 42324 |  |  | No |  | 3 | 11917 | 116.49 | 102.3 | 15.33 | 0.9312 | 5700 | 72.3
PU1THJ42 | Shenzhen Wisdom Light Co. Ltd | Wisdom Light | WL-HB-100W-CC(5000K) | Indoor Luminaires | High-Bay | High-Bay Luminaires for Commercial and Industrial Buildings | Standard | FALSE | [9 empty] | 42324 |  |  | No |  | 3 | 11765 | 115.68 | 101.7 | 15.44 | 0.9304 | 5000 | 74.7
PYJBNE1R | Shenzhen Wisdom Light Co. Ltd | Wisdom Light | WL-HB-100W-CC(4500K) | Indoor Luminaires | High-Bay | High-Bay Luminaires for Commercial and Industrial Buildings | Standard | FALSE | [9 empty] | 42324 |  |  | No |  | 3 | 11612 | 114.18 | 101.7 | 15.44 | 0.9304 | 4500 | 74.7
PSNYK9TR | MHT Lighting | MHT Lighting | MHTL-HF-140E-5K-U-XX-DB-XX | Indoor Luminaires | High-Bay | High-Bay Luminaires for Commercial and Industrial Buildings | Standard | FALSE | [9 empty] | 42324 |  |  | Yes |  | 3 | 14965 | 107.1 | 139.76 | 12.96 | 0.946 | 5110 | 71.5
PA1TNFEM | LED Trail | LED Trail | V3070-5700K | Indoor Luminaires | High-Bay | High-Bay Luminaires for Commercial and Industrial Buildings | Standard | FALSE | [9 empty] | 42324 |  |  | NotYetVerified |  | 3 | 16828.7 | 82.9 | 200 |  |  | 5700 | 70
PQFMARTE | LED Trail | LED Trail | V3010-5700K | Indoor Luminaires | High-Bay | Low-Bay Luminaires for Commercial and Industrial Buildings | Standard | FALSE | [9 empty] | 42324 |  |  | NotYetVerified | Product de-listed on 3/25/2016 re-listed on 9/6/2016 due to update | 3 | 9681.6 | 100 | 100 |  |  | 5700
P5MPM8EJ | LED Trail | LED Trail | V3070-5000K | Indoor Luminaires | High-Bay | High-Bay Luminaires for Commercial and Industrial Buildings | Standard | FALSE | [9 empty] | 42324 |  |  | NotYetVerified |  | 3 | 16524.2 | 81.4 | 200 |  |  | 5000 | 70
PVBY5B71 | LED Trail | LED Trail | V3010-5000K | Indoor Luminaires | High-Bay | Low-Bay Luminaires for Commercial and Industrial Buildings | Standard | FALSE | [9 empty] | 42324 |  |  | NotYetVerified | Product de-listed on 3/25/2016 re-listed on 9/6/2016 due to update | 3 | 9681.6 | 100 | 100 |  |  | 5000
P5YKSF58 | LED Trail | LED Trail | V3010-4500K | Indoor Luminaires | High-Bay | Low-Bay Luminaires for Commercial and Industrial Buildings | Standard | FALSE | [9 empty] | 42324 |  |  | NotYetVerified | Product de-listed on 3/25/2016 re-listed on 9/6/2016 due to update | 3 | 9681.6 | 100 | 100 |  |  | 4500
PJB4EF4FD | M-Tech International Corp. | Lumira | MTC486-50-75 | Indoor Luminaires | High-Bay | Low-Bay Luminaires for Commercial and Industrial Buildings | Standard | TRUE | 5073 | 94.68 | 53.58 | 6.81 | 0.979 | 5061 | 83.2 | 5 | 50000 | 42321 |  |  | Yes |  | 3 | 5073 | 94.6 | 53.58 | 8.36 | 0.992 | 5061 | 83.2
PTDG1SDA | Neotroni Lighting Inc. | Neotroni | ECO1280PL-CW | Indoor Luminaires | High-Bay | High-Bay Luminaires for Commercial and Industrial Buildings | Standard | TRUE | 29154.25 | 106.12 | 274.72 | 6.54 | 0.961 | 5148 | 75.2 | 5 | 50000 | 42321 |  |  | No |  | 3 | 29154.25 | 106.12 | 274.72 | 6.54 | 0.961 | 5148 | 75.2
P1SFVBQX | Shenzhen Snowball Lighting Limited | Snowball | SB-HB/H/150W/3D/NW | Indoor Luminaires | High-Bay | High-Bay Luminaires for Commercial and Industrial Buildings | Standard | TRUE | 15922.2 | 109.47 | 145.45 | 12.37 | 0.9324 | 4045 | 73.85 | 5 | 50000 | 42321 |  |  | No |  | 3 | 16000 | 106.7 | 150 | 15 | 0.9 | 4000 | 70
PN26YNEP | Entegrity Energy Partners LLC | entegrity | ENLED-LHB-150W-L50K728B | Indoor Luminaires | High-Bay | High-Bay Luminaires for Commercial and Industrial Buildings | Premium | TRUE | 20986 | 137.61 | 152.5 | 11.33 | 0.9301 | 4872 | 85.6 | 5 | 50000 | 42321 |  |  | No |  | 3 | 20986 | 137.61 | 152.5 | 11.33 | 0.93 | 5000 | 85.6
PDF5HC6V | #1 Advance LEDs | Advance | USA-HBH-100W50 | Indoor Luminaires | High-Bay | High-Bay Luminaires for Commercial and Industrial Buildings | Standard | TRUE | 11810.16 | 114.064 | 103.54 | 13.24 | 0.9243 | 5064 | 73.9 | 5 | 50000 | 42321 |  |  | No |  | 3 | 11500 | 115 | 100 | 15 | 0.93 | 5000 | 70
PENMDFC5 | #1 Advance LEDs | Advance | USA-LHB-90W3K | Indoor Luminaires | High-Bay | High-Bay Luminaires for Commercial and Industrial Buildings | Standard | TRUE | 9700.914 | 100.113 | 96.9 | 13.36 | 0.9202 | 3037 | 71.8 | 5 | 50000 | 42321 |  |  | NotYetVerified |  | 3 | 9700.914 | 100.113 | 96.9 | 13.36 | 0.994 | 3037 | 71.8
P6VZ761V | WUXI ELLIPZ LIGHTING TECHNOLOGY CO LTD | Ellipz Lighting | 7700AC57SP-D | Indoor Luminaires | High-Bay | High-Bay Luminaires for Commercial and Industrial Buildings | Standard | FALSE | [9 empty] | 42321 |  |  | NotYetVerified |  | 3 | 12200 | 94 | 135 | 15 | 0.93 | 5700 | 93
PYMBVME9 | WUXI ELLIPZ LIGHTING TECHNOLOGY CO LTD | Ellipz Lighting | 7700AC57SF-D | Indoor Luminaires | High-Bay | High-Bay Luminaires for Commercial and Industrial Buildings | Standard | FALSE | [9 empty] | 42321 |  |  | NotYetVerified |  | 3 | 10200 | 78 | 135 | 15 | 0.93 | 5700 | 93
PKFBF694 | WUXI ELLIPZ LIGHTING TECHNOLOGY CO LTD | Ellipz Lighting | 7800AC57SR-D | Indoor Luminaires | High-Bay | Low-Bay Luminaires for Commercial and Industrial Buildings | Standard | FALSE | [9 empty] | 42321 |  |  | NotYetVerified |  | 3 | 6490 | 97 | 68 | 15 | 0.96 | 5700 | 93
PCVTHF7U | WUXI ELLIPZ LIGHTING TECHNOLOGY CO LTD | Ellipz Lighting | 7700AC57SR-D | Indoor Luminaires | High-Bay | High-Bay Luminaires for Commercial and Industrial Buildings | Standard | FALSE | [9 empty] | 42321 |  |  | NotYetVerified |  | 3 | 13200 | 100 | 135 | 16 | 0.93 | 5700 | 92
PAF6R3NC | WUXI ELLIPZ LIGHTING TECHNOLOGY CO LTD | Ellipz Lighting | 7700AC57SR-D | Indoor Luminaires | High-Bay | High-Bay Aisle Luminaires | Standard | FALSE | [9 empty] | 42321 |  |  | NotYetVerified |  | 3 | 13200 | 100 | 135 | 16 | 0.93 | 5700 | 92
P9BZ35MV | WUXI ELLIPZ LIGHTING TECHNOLOGY CO LTD | Ellipz Lighting | 7800AC57SF-D | Indoor Luminaires | High-Bay | Low-Bay Luminaires for Commercial and Industrial Buildings | Standard | FALSE | [9 empty] | 42321 |  |  | NotYetVerified |  | 3 | 5500 | 83 | 68 | 15 | 0.96 | 5700 | 92
PCC3DDSQ | WUXI ELLIPZ LIGHTING TECHNOLOGY CO LTD | Ellipz Lighting | 7800AC57SP-D | Indoor Luminaires | High-Bay | Low-Bay Luminaires for Commercial and Industrial Buildings | Standard | FALSE | [9 empty] | 42321 |  |  | NotYetVerified |  | 3 | 6230 | 93 | 68 | 15 | 0.93 | 5700 | 91
PYZA7RKR | WUXI ELLIPZ LIGHTING TECHNOLOGY CO LTD | Ellipz Lighting | 7700AC50SP-D | Indoor Luminaires | High-Bay | High-Bay Luminaires for Commercial and Industrial Buildings | Standard | FALSE | [9 empty] | 42321 |  |  | NotYetVerified |  | 3 | 12200 | 94 | 135 | 15 | 0.93 | 5000 | 93
P1SDYZCW | WUXI ELLIPZ LIGHTING TECHNOLOGY CO LTD | Ellipz Lighting | 7700AC50SF-D | Indoor Luminaires | High-Bay | High-Bay Luminaires for Commercial and Industrial Buildings | Standard | FALSE | [9 empty] | 42321 |  |  | NotYetVerified |  | 3 | 10200 | 78 | 135 | 15 | 0.93 | 5000 | 93
P27UFE1X | WUXI ELLIPZ LIGHTING TECHNOLOGY CO LTD | Ellipz Lighting | 7800AC50SR-D | Indoor Luminaires | High-Bay | Low-Bay Luminaires for Commercial and Industrial Buildings | Standard | FALSE | [9 empty] | 42321 |  |  | NotYetVerified |  | 3 | 6490 | 97 | 68 | 15 | 0.96 | 5000 | 93
PC8HUQJC | WUXI ELLIPZ LIGHTING TECHNOLOGY CO LTD | Ellipz Lighting | 7800AC50SF-D | Indoor Luminaires | High-Bay | Low-Bay Luminaires for Commercial and Industrial Buildings | Standard | FALSE | [9 empty] | 42321 |  |  | NotYetVerified |  | 3 | 5500 | 83 | 68 | 15 | 0.96 | 5000 | 93
PY1S38JK | WUXI ELLIPZ LIGHTING TECHNOLOGY CO LTD | Ellipz Lighting | 7700AC50SR-D | Indoor Luminaires | High-Bay | High-Bay Luminaires for Commercial and Industrial Buildings | Standard | FALSE | [9 empty] | 42321 |  |  | NotYetVerified |  | 3 | 13200 | 100 | 135 | 16 | 0.93 | 5000 | 92
PXE1298U | WUXI ELLIPZ LIGHTING TECHNOLOGY CO LTD | Ellipz Lighting | 7700AC50SR-D | Indoor Luminaires | High-Bay | High-Bay Aisle Luminaires | Standard | FALSE | [9 empty] | 42321 |  |  | NotYetVerified |  | 3 | 13200 | 100 | 135 | 16 | 0.93 | 5000 | 92
P6R8Y4AH | WUXI ELLIPZ LIGHTING TECHNOLOGY CO LTD | Ellipz Lighting | 7800AC50SP-D | Indoor Luminaires | High-Bay | Low-Bay Luminaires for Commercial and Industrial Buildings | Standard | FALSE | [9 empty] | 42321 |  |  | NotYetVerified |  | 3 | 6230 | 93 | 68 | 15 | 0.93 | 5000 | 91
PH6FBDRF | WUXI ELLIPZ LIGHTING TECHNOLOGY CO LTD | Ellipz Lighting | 7800AC45SF-D | Indoor Luminaires | High-Bay | Low-Bay Luminaires for Commercial and Industrial Buildings | Standard | FALSE | [9 empty] | 42321 |  |  | NotYetVerified |  | 3 | 5500 | 83 | 68 | 15 | 0.96 | 4500 | 94
PTV32S6D | WUXI ELLIPZ LIGHTING TECHNOLOGY CO LTD | Ellipz Lighting | 7700AC45SP-D | Indoor Luminaires | High-Bay | High-Bay Luminaires for Commercial and Industrial Buildings | Standard | FALSE | [9 empty] | 42321 |  |  | NotYetVerified |  | 3 | 12200 | 94 | 135 | 15 | 0.93 | 4500 | 93
PT46725V | WUXI ELLIPZ LIGHTING TECHNOLOGY CO LTD | Ellipz Lighting | 7700AC45SF-D | Indoor Luminaires | High-Bay | High-Bay Luminaires for Commercial and Industrial Buildings | Standard | FALSE | [9 empty] | 42321 |  |  | NotYetVerified |  | 3 | 10200 | 78 | 135 | 15 | 0.93 | 4500 | 93
PE88EVK3 | WUXI ELLIPZ LIGHTING TECHNOLOGY CO LTD | Ellipz Lighting | 7800AC45SR-D | Indoor Luminaires | High-Bay | Low-Bay Luminaires for Commercial and Industrial Buildings | Standard | FALSE | [9 empty] | 42321 |  |  | NotYetVerified |  | 3 | 6490 | 97 | 68 | 15 | 0.96 | 4500 | 93
PU91UMWD | WUXI ELLIPZ LIGHTING TECHNOLOGY CO LTD | Ellipz Lighting | 7700AC45SR-D | Indoor Luminaires | High-Bay | High-Bay Aisle Luminaires | Standard | FALSE | [9 empty] | 42321 |  |  | NotYetVerified |  | 3 | 13200 | 100 | 135 | 16 | 0.93 | 4500 | 92
P3PJ574W | WUXI ELLIPZ LIGHTING TECHNOLOGY CO LTD | Ellipz Lighting | 7700AC45SR-D | Indoor Luminaires | High-Bay | High-Bay Luminaires for Commercial and Industrial Buildings | Standard | FALSE | [9 empty] | 42321 |  |  | NotYetVerified |  | 3 | 13200 | 100 | 135 | 16 | 0.93 | 4500 | 92
P2GKAV8V | WUXI ELLIPZ LIGHTING TECHNOLOGY CO LTD | Ellipz Lighting | 7800AC45SP-D | Indoor Luminaires | High-Bay | Low-Bay Luminaires for Commercial and Industrial Buildings | Standard | FALSE | [9 empty] | 42321 |  |  | NotYetVerified |  | 3 | 6230 | 93 | 68 | 15 | 0.93 | 4500 | 91
P5B5HZ3P | Shenzhen Snowball Lighting Limited | Snowball | SB-HB/H/150W/SCW | Indoor Luminaires | High-Bay | High-Bay Luminaires for Commercial and Industrial Buildings | Standard | FALSE | [9 empty] | 42321 |  |  | No |  | 3 | 17000 | 113.3 | 150 | 15 | 0.9 | 5700 | 70
PMEQMTPC | Shenzhen Snowball Lighting Limited | Snowball | SB-HB/H/150W/3D/SCW | Indoor Luminaires | High-Bay | High-Bay Luminaires for Commercial and Industrial Buildings | Standard | FALSE | [9 empty] | 42321 |  |  | No |  | 3 | 17000 | 113.3 | 150 | 15 | 0.9 | 5700 | 70
PCTY6P6J | Shenzhen Snowball Lighting Limited | Snowball | SB-HB/H/150W/CW | Indoor Luminaires | High-Bay | High-Bay Luminaires for Commercial and Industrial Buildings | Standard | FALSE | [9 empty] | 42321 |  |  | No |  | 3 | 17000 | 113.3 | 150 | 15 | 0.9 | 5000 | 70
PYMJ4WMQ | Shenzhen Snowball Lighting Limited | Snowball | SB-HB/H/150W/3D/CW | Indoor Luminaires | High-Bay | High-Bay Luminaires for Commercial and Industrial Buildings | Standard | FALSE | [9 empty] | 42321 |  |  | No |  | 3 | 17000 | 113.3 | 150 | 15 | 0.9 | 5000 | 70
PTYCHSTH | Shenzhen Snowball Lighting Limited | Snowball | SB-HB/H/150W/HNW | Indoor Luminaires | High-Bay | High-Bay Luminaires for Commercial and Industrial Buildings | Standard | FALSE | [9 empty] | 42321 |  |  | No |  | 3 | 16000 | 106.7 | 150 | 15 | 0.9 | 4500 | 70
PRPYP88B | Shenzhen Snowball Lighting Limited | Snowball | SB-HB/H/150W/3D/HNW | Indoor Luminaires | High-Bay | High-Bay Luminaires for Commercial and Industrial Buildings | Standard | FALSE | [9 empty] | 42321 |  |  | No |  | 3 | 16000 | 106.7 | 150 | 15 | 0.9 | 4500 | 70
PRQ6RJN6 | Shenzhen Snowball Lighting Limited | Snowball | SB-HB/H/150W/NW | Indoor Luminaires | High-Bay | High-Bay Luminaires for Commercial and Industrial Buildings | Standard | FALSE | [9 empty] | 42321 |  |  | No |  | 3 | 16000 | 106.7 | 150 | 15 | 0.9 | 4000 | 70
PGPAXPSK | #1 Advance LEDs | Advance | USA-LHB-180W | Indoor Luminaires | High-Bay | High-Bay Luminaires for Commercial and Industrial Buildings | Standard | FALSE | [9 empty] | 42321 | Not Dimmable | Not Dimmable | NotYetVerified |  | 3 | 19466.46 | 105.601 | 184.34 | 13.36 | 0.996 | 5000 | 72
PV7ER81Q | #1 Advance LEDs | Advance | USA-LHB-150W | Indoor Luminaires | High-Bay | High-Bay Luminaires for Commercial and Industrial Buildings | Standard | FALSE | [9 empty] | 42321 | Not Dimmable | Not Dimmable | NotYetVerified |  | 3 | 16564.596 | 106.607 | 155.38 | 13.36 | 0.995 | 5000 | 71.9
PZV5Y5QD | #1 Advance LEDs | Advance | USA-LHB-120W | Indoor Luminaires | High-Bay | High-Bay Luminaires for Commercial and Industrial Buildings | Standard | FALSE | [9 empty] | 42321 | Not Dimmable | Not Dimmable | NotYetVerified |  | 3 | 12963.75 | 104.758 | 123.75 | 13.36 | 0.996 | 5000 | 71.9
P8R7EDZ7 | #1 Advance LEDs | Advance | USA-LHB-90W | Indoor Luminaires | High-Bay | High-Bay Luminaires for Commercial and Industrial Buildings | Standard | FALSE | [9 empty] | 42321 | Not Dimmable | Not Dimmable | NotYetVerified |  | 3 | 10110.333 | 106.37 | 95.05 | 13.36 | 0.989 | 5000 | 71.9
PD59HM3Z | #1 Advance LEDs | Advance | USA-HBH-200W | Indoor Luminaires | High-Bay | High-Bay Luminaires for Commercial and Industrial Buildings | Standard | FALSE | [9 empty] | 42321 | Dimmable | Continuous Below 10 | No |  | 3 | 27200 | 136 | 200 | 15 | 0.93 | 5000 | 70
P92P7Z69 | #1 Advance LEDs | Advance | USA-HBH-150W | Indoor Luminaires | High-Bay | High-Bay Luminaires for Commercial and Industrial Buildings | Standard | FALSE | [9 empty] | 42321 | Dimmable | Continuous Below 10 | No |  | 3 | 18000 | 120 | 150 | 15 | 0.93 | 5000 | 70
PRVZZEAY | #1 Advance LEDs | Advance | USA-HBH-120W | Indoor Luminaires | High-Bay | High-Bay Luminaires for Commercial and Industrial Buildings | Standard | FALSE | [9 empty] | 42321 | Dimmable | Continuous Below 10 | No |  | 3 | 14400 | 120 | 120 | 15 | 0.93 | 5000 | 70
PEZ95QU2 | #1 Advance LEDs | Advance | USA-HBH-100W | Indoor Luminaires | High-Bay | High-Bay Luminaires for Commercial and Industrial Buildings | Standard | FALSE | [9 empty] | 42321 | Dimmable | Continuous Below 10 | No |  | 3 | 12000 | 120 | 100 | 15 | 0.93 | 5000 | 70
PCFGXVF4 | Neotroni Lighting Inc. | Neotroni | ECO1250PL-CW | Indoor Luminaires | High-Bay | High-Bay Luminaires for Commercial and Industrial Buildings | Standard | TRUE | 24176.53 | 95.42 | 253.36 | 7.59 | 0.964 | 5094 | 71.1 | 5 | 50000 | 42320 |  |  | No |  | 3 | 24176.53 | 95.42 | 253.36 | 7.59 | 0.964 | 5094 | 71.1
PBHXJW2K | Hubbell Lighting | Columbia Lighting | LXEW4-35V-FA-N-EU [All Options Qualified] | Indoor Luminaires | High-Bay | High-Bay Luminaires for Commercial and Industrial Buildings | Standard | TRUE | 29780 | 108.6 | 276.6 | 20.4 | 0.931 | 3504 | 83 | 5 | 50000 | 42320 |  |  | No | Product updated on 10/12/2016 | 3 | 28178 | 102.2 | 275.6 |  |  | 3500
PHY4U7VC | Hubbell Lighting | Columbia Lighting | LXEW4-50V-CA-W-EU [All Options Qualified] | Indoor Luminaires | High-Bay | High-Bay Luminaires for Commercial and Industrial Buildings | Standard | FALSE | [9 empty] | 42320 |  |  | No | Product updated on 10/12/2016 | 3 | 32403 | 117.6 | 275.6 |  |  | 5000
P3CRFPPH | Hubbell Lighting | Columbia Lighting | LXEW4-50V-CP-W-EU [All Options Qualified] | Indoor Luminaires | High-Bay | High-Bay Luminaires for Commercial and Industrial Buildings | Standard | FALSE | [9 empty] | 42320 |  |  | No | Product updated on 10/12/2016 | 3 | 32403 | 117.6 | 275.6 |  |  | 5000
PJ1HEDAU | Hubbell Lighting | Columbia Lighting | LXEW4-50V-FA-W-EU [All Options Qualified] | Indoor Luminaires | High-Bay | High-Bay Luminaires for Commercial and Industrial Buildings | Standard | FALSE | [9 empty] | 42320 |  |  | No | Product updated on 10/12/2016 | 3 | 32082 | 116.4 | 275.6 |  |  | 5000
PARUBEY3 | Hubbell Lighting | Columbia Lighting | LXEW4-50V-CA-N-EU [All Options Qualified] | Indoor Luminaires | High-Bay | High-Bay Luminaires for Commercial and Industrial Buildings | Standard | FALSE | [9 empty] | 42320 |  |  | No | Product updated on 10/12/2016 | 3 | 30459 | 110.5 | 275.6 |  |  | 5000
P2SB6QQY | Hubbell Lighting | Columbia Lighting | LXEW4-50V-CP-N-EU [All Options Qualified] | Indoor Luminaires | High-Bay | High-Bay Luminaires for Commercial and Industrial Buildings | Standard | FALSE | [9 empty] | 42320 |  |  | No | Product updated on 10/12/2016 | 3 | 30459 | 110.5 | 275.6 |  |  | 5000
P8UPG5SD | Hubbell Lighting | Columbia Lighting | LXEW4-50V-FA-N-EU [All Options Qualified] | Indoor Luminaires | High-Bay | High-Bay Luminaires for Commercial and Industrial Buildings | Standard | FALSE | [9 empty] | 42320 |  |  | No | Product updated on 10/12/2016 | 3 | 30157 | 109.4 | 275.6 |  |  | 5000
PX6S8ZVS | Hubbell Lighting | Columbia Lighting | LXEW4-50V-CP-W-EDU [All Options Qualified] | Indoor Luminaires | High-Bay | High-Bay Luminaires for Commercial and Industrial Buildings | Standard | FALSE | [9 empty] | 42320 |  |  | No | Product updated on 10/12/2016 | 3 | 32403 | 117.6 | 275.6 |  |  | 5000
PT6HR3AK | Hubbell Lighting | Columbia Lighting | LXEW4-50V-CA-W-EDU [All Options Qualified] | Indoor Luminaires | High-Bay | High-Bay Luminaires for Commercial and Industrial Buildings | Standard | FALSE | [9 empty] | 42320 |  |  | No | Product updated on 10/12/2016 | 3 | 32403 | 117.6 | 275.6 |  |  | 5000
P4WBHARC | Hubbell Lighting | Columbia Lighting | LXEW4-50V-FA-W-EDU [All Options Qualified] | Indoor Luminaires | High-Bay | High-Bay Luminaires for Commercial and Industrial Buildings | Standard | FALSE | [9 empty] | 42320 |  |  | No | Product updated on 10/12/2016 | 3 | 32082 | 116.4 | 275.6 |  |  | 5000
PR41T7YD | Hubbell Lighting | Columbia Lighting | LXEW4-50V-CP-N-EDU [All Options Qualified] | Indoor Luminaires | High-Bay | High-Bay Luminaires for Commercial and Industrial Buildings | Standard | FALSE | [9 empty] | 42320 |  |  | No | Product updated on 10/12/2016 | 3 | 30459 | 110.5 | 275.6 |  |  | 5000
P6DQPS2H | Hubbell Lighting | Columbia Lighting | LXEW4-50V-CA-N-EDU [All Options Qualified] | Indoor Luminaires | High-Bay | High-Bay Luminaires for Commercial and Industrial Buildings | Standard | FALSE | [9 empty] | 42320 |  |  | No | Product updated on 10/12/2016 | 3 | 30459 | 110.5 | 275.6 |  |  | 5000
PM83N3FZ | Hubbell Lighting | Columbia Lighting | LXEW4-50V-FA-N-EDU [All Options Qualified] | Indoor Luminaires | High-Bay | High-Bay Luminaires for Commercial and Industrial Buildings | Standard | FALSE | [9 empty] | 42320 |  |  | No | Product updated on 10/12/2016 | 3 | 30157 | 109.4 | 275.6 |  |  | 5000
PREB7S9W | Hubbell Lighting | Columbia Lighting | LXEW4-40V-CA-W-EU [All Options Qualified] | Indoor Luminaires | High-Bay | High-Bay Luminaires for Commercial and Industrial Buildings | Standard | FALSE | [9 empty] | 42320 |  |  | No | Product updated on 10/12/2016 | 3 | 31339 | 113.7 | 275.6 |  |  | 4000
PNX5JJD5 | Hubbell Lighting | Columbia Lighting | LXEW4-40V-CP-W-EU [All Options Qualified] | Indoor Luminaires | High-Bay | High-Bay Luminaires for Commercial and Industrial Buildings | Standard | FALSE | [9 empty] | 42320 |  |  | No | Product updated on 10/12/2016 | 3 | 31339 | 113.7 | 275.6 |  |  | 4000
PYS7RF2C | Hubbell Lighting | Columbia Lighting | LXEW4-40V-FA-W-EU [All Options Qualified] | Indoor Luminaires | High-Bay | High-Bay Luminaires for Commercial and Industrial Buildings | Standard | FALSE | [9 empty] | 42320 |  |  | No | Product updated on 10/12/2016 | 3 | 31029 | 112.6 | 275.6 |  |  | 4000
PMD15DPC | Hubbell Lighting | Columbia Lighting | LXEW4-40V-CP-N-EU [All Options Qualified] | Indoor Luminaires | High-Bay | High-Bay Luminaires for Commercial and Industrial Buildings | Standard | FALSE | [9 empty] | 42320 |  |  | No | Product updated on 10/12/2016 | 3 | 29459 | 106.9 | 275.6 |  |  | 4000
PA2TDQ4G | Hubbell Lighting | Columbia Lighting | LXEW4-40V-CA-N-EU [All Options Qualified] | Indoor Luminaires | High-Bay | High-Bay Luminaires for Commercial and Industrial Buildings | Standard | FALSE | [9 empty] | 42320 |  |  | No | Product updated on 10/12/2016 | 3 | 29459 | 106.9 | 275.6 |  |  | 4000
PZ32GR2J | Hubbell Lighting | Columbia Lighting | LXEW4-40V-FA-N-EU [All Options Qualified] | Indoor Luminaires | High-Bay | High-Bay Luminaires for Commercial and Industrial Buildings | Standard | FALSE | [9 empty] | 42320 |  |  | No | Product updated on 10/12/2016 | 3 | 29167 | 105.8 | 275.6 |  |  | 4000
PVPPUF5F | Hubbell Lighting | Columbia Lighting | LXEW4-40V-CA-W-EDU [All Options Qualified] | Indoor Luminaires | High-Bay | High-Bay Luminaires for Commercial and Industrial Buildings | Standard | FALSE | [9 empty] | 42320 |  |  | No | Product updated on 10/12/2016 | 3 | 31339 | 113.7 | 275.6 |  |  | 4000
PSQ7P7E4 | Hubbell Lighting | Columbia Lighting | LXEW4-40V-CP-W-EDU [All Options Qualified] | Indoor Luminaires | High-Bay | High-Bay Luminaires for Commercial and Industrial Buildings | Standard | FALSE | [9 empty] | 42320 |  |  | No | Product updated on 10/12/2016 | 3 | 31339 | 113.7 | 275.6 |  |  | 4000
PCQWFRR8 | Hubbell Lighting | Columbia Lighting | LXEW4-40V-FA-W-EDU [All Options Qualified] | Indoor Luminaires | High-Bay | High-Bay Luminaires for Commercial and Industrial Buildings | Standard | FALSE | [9 empty] | 42320 |  |  | No | Product updated on 10/12/2016 | 3 | 31029 | 112.6 | 275.6 |  |  | 4000
PTJTXJ8P | Hubbell Lighting | Columbia Lighting | LXEW4-40V-CP-N-EDU [All Options Qualified] | Indoor Luminaires | High-Bay | High-Bay Luminaires for Commercial and Industrial Buildings | Standard | FALSE | [9 empty] | 42320 |  |  | No | Product updated on 10/12/2016 | 3 | 29459 | 106.9 | 275.6 |  |  | 4000
P9TFZHDV | Hubbell Lighting | Columbia Lighting | LXEW4-40V-CA-N-EDU [All Options Qualified] | Indoor Luminaires | High-Bay | High-Bay Luminaires for Commercial and Industrial Buildings | Standard | FALSE | [9 empty] | 42320 |  |  | No | Product updated on 10/12/2016 | 3 | 29459 | 106.9 | 275.6 |  |  | 4000
PC5FZ3MM | Hubbell Lighting | Columbia Lighting | LXEW4-40V-FA-N-EDU [All Options Qualified] | Indoor Luminaires | High-Bay | High-Bay Luminaires for Commercial and Industrial Buildings | Standard | FALSE | [9 empty] | 42320 |  |  | No | Product updated on 10/12/2016 | 3 | 29167 | 105.8 | 275.6 |  |  | 4000
PTPQ8JJA | Hubbell Lighting | Columbia Lighting | LXEW4-35V-CP-W-EU [All Options Qualified] | Indoor Luminaires | High-Bay | High-Bay Luminaires for Commercial and Industrial Buildings | Standard | FALSE | [9 empty] | 42320 |  |  | No | Product updated on 10/12/2016 | 3 | 30277 | 109.9 | 275.6 |  |  | 3500
PRGB9TKS | Hubbell Lighting | Columbia Lighting | LXEW4-35V-CA-W-EU [All Options Qualified] | Indoor Luminaires | High-Bay | High-Bay Luminaires for Commercial and Industrial Buildings | Standard | FALSE | [9 empty] | 42320 |  |  | No | Product updated on 10/12/2016 | 3 | 30277 | 109.9 | 275.6 |  |  | 3500
PKAERYY6 | Hubbell Lighting | Columbia Lighting | LXEW4-35V-FA-W-EU [All Options Qualified] | Indoor Luminaires | High-Bay | High-Bay Luminaires for Commercial and Industrial Buildings | Standard | FALSE | [9 empty] | 42320 |  |  | No | Product updated on 10/12/2016 | 3 | 29977 | 108.8 | 275.6 |  |  | 3500
PWEGRNUZ | Hubbell Lighting | Columbia Lighting | LXEW4-35V-CP-N-EU [All Options Qualified] | Indoor Luminaires | High-Bay | High-Bay Luminaires for Commercial and Industrial Buildings | Standard | FALSE | [9 empty] | 42320 |  |  | No | Product updated on 10/12/2016 | 3 | 28460 | 103.3 | 275.6 |  |  | 3500
P8REH1M6 | Hubbell Lighting | Columbia Lighting | LXEW4-35V-CA-N-EU [All Options Qualified] | Indoor Luminaires | High-Bay | High-Bay Luminaires for Commercial and Industrial Buildings | Standard | FALSE | [9 empty] | 42320 |  |  | No | Product updated on 10/12/2016 | 3 | 28460 | 103.3 | 275.6 |  |  | 3500
PTGXG52R | Hubbell Lighting | Columbia Lighting | LXEW4-35V-CA-W-EDU [All Options Qualified] | Indoor Luminaires | High-Bay | High-Bay Luminaires for Commercial and Industrial Buildings | Standard | FALSE | [9 empty] | 42320 |  |  | No | Product updated on 10/12/2016 | 3 | 30277 | 109.9 | 275.6 |  |  | 3500
PHHD4X79 | Hubbell Lighting | Columbia Lighting | LXEW4-35V-CP-W-EDU [All Options Qualified] | Indoor Luminaires | High-Bay | High-Bay Luminaires for Commercial and Industrial Buildings | Standard | FALSE | [9 empty] | 42320 |  |  | No | Product updated on 10/12/2016 | 3 | 30277 | 109.9 | 275.6 |  |  | 3500
PM5UZ3RA | Hubbell Lighting | Columbia Lighting | LXEW4-35V-FA-W-EDU [All Options Qualified] | Indoor Luminaires | High-Bay | High-Bay Luminaires for Commercial and Industrial Buildings | Standard | FALSE | [9 empty] | 42320 |  |  | No | Product updated on 10/12/2016 | 3 | 29977 | 108.8 | 275.6 |  |  | 3500
PY3HKREJ | Hubbell Lighting | Columbia Lighting | LXEW4-35V-CA-N-EDU [All Options Qualified] | Indoor Luminaires | High-Bay | High-Bay Luminaires for Commercial and Industrial Buildings | Standard | FALSE | [9 empty] | 42320 |  |  | No | Product updated on 10/12/2016 | 3 | 28460 | 103.3 | 275.6 |  |  | 3500
PHUEKC1R | Hubbell Lighting | Columbia Lighting | LXEW4-35V-CP-N-EDU [All Options Qualified] | Indoor Luminaires | High-Bay | High-Bay Luminaires for Commercial and Industrial Buildings | Standard | FALSE | [9 empty] | 42320 |  |  | No | Product updated on 10/12/2016 | 3 | 28460 | 103.3 | 275.6 |  |  | 3500
PBJCB8B7 | Hubbell Lighting | Columbia Lighting | LXEW4-35V-FA-N-EDU [All Options Qualified] | Indoor Luminaires | High-Bay | High-Bay Luminaires for Commercial and Industrial Buildings | Standard | FALSE | [9 empty] | 42320 |  |  | No | Product updated on 10/12/2016 | 3 | 28178 | 102.2 | 275.6 |  |  | 3500
P7274A3G | Sunpark | SUNPARK | HB7D-110-HE(4000K) | Indoor Luminaires | High-Bay | High-Bay Luminaires for Commercial and Industrial Buildings | Premium | TRUE | 13274.03 | 124.16 | 105.23 | 7.8 | 0.977 | 4022 | 83.5 | 5 | 90000 | 42319 | Not Dimmable | Not Dimmable | No |  | 3 | 14300 | 130 | 110 | 20 | 0.9 | 4000 | 80
PXM3MCYE | Sunpark | SUNPARK | HB5D-110-HE(4000K) | Indoor Luminaires | High-Bay | High-Bay Luminaires for Commercial and Industrial Buildings | Premium | TRUE | 12990.16 | 124.15 | 105 | 7.6 | 0.977 | 3980 | 83.6 | 5 | 90000 | 42319 |  |  | No |  | 3 | 14300 | 130 | 110 | 20 | 0.9 | 4000 | 80
P582J969 | Sunpark | SUNPARK | HB8D-220-HE(4000K) | Indoor Luminaires | High-Bay | High-Bay Luminaires for Commercial and Industrial Buildings | Premium | TRUE | 26036.27 | 124.76 | 209.49 | 8 | 0.976 | 4010 | 83.7 | 5 | 90000 | 42319 | Not Dimmable | Not Dimmable | No |  | 3 | 28600 | 130 | 220 | 20 | 0.9 | 4000 | 80
PFPUNVT8 | Sunpark | SUNPARK | HB7D-160-HE(4000K) | Indoor Luminaires | High-Bay | High-Bay Luminaires for Commercial and Industrial Buildings | Premium | TRUE | 19271.71 | 124.05 | 155.98 | 5 | 0.976 | 4039 | 83.6 | 5 | 90000 | 42319 |  |  | No |  | 3 | 21450 | 130 | 165 | 20 | 0.9 | 4000 | 80
P9WB352E | Sunpark | SUNPARK | HB6D-160-HE(4000K) | Indoor Luminaires | High-Bay | High-Bay Luminaires for Commercial and Industrial Buildings | Premium | TRUE | 19446.51 | 124.87 | 155.74 | 7.69 | 0.975 | 4006 | 83.6 | 5 | 90000 | 42319 | Not Dimmable | Not Dimmable | No |  | 3 | 21450 | 130 | 165 | 20 | 0.9 | 4000 | 80
PKMWGWDG | Core Products Canada Ltd. | Core Products | HB2005-2 | Indoor Luminaires | High-Bay | High-Bay Luminaires for Commercial and Industrial Buildings | Standard | TRUE | 20700.87 | 104.19 | 198.68 | 13.69 | 0.9648 | 5072 | 81.32 | 5 | 50000 | 42319 |  |  | No |  | 3 | 20700.87 | 104.19 | 198.68 | 12.69 | 0.9466 | 5072 | 81.35
P4WGTPXN | Shanghai CHZ Lighting Technology Co.Ltd | CHZ | CHZ-HB07-80W-ND-5700K-90 | Indoor Luminaires | High-Bay | Low-Bay Luminaires for Commercial and Industrial Buildings | Standard | TRUE | 8468.1 | 106.9 | 79.18 | 13.16 | 0.9563 | 5642 | 72.3 | 5 | 100000 | 42319 |  |  | NotYetVerified |  | 3 | 8465 | 105.81 | 80 | 20 | 0.9 | 5700 | 70
P38ZX5Q8 | Neotroni Lighting Inc. | Neotroni | ECO1220PL-CW | Indoor Luminaires | High-Bay | High-Bay Luminaires for Commercial and Industrial Buildings | Standard | TRUE | 21651.42 | 99.3 | 218.03 | 11.18 | 0.956 | 5046 | 72.1 | 5 | 50000 | 42319 |  |  | No |  | 3 | 21651.42 | 99.3 | 218.03 | 11.18 | 0.956 | 5046 | 72.1
PHD7WFTB | Shanghai CHZ Lighting Technology Co.Ltd | CHZ | CHZ-HB07-80W-ND-3000K-90 | Indoor Luminaires | High-Bay | Low-Bay Luminaires for Commercial and Industrial Buildings | Standard | TRUE | 7865.5 | 99.6 | 78.85 | 13.39 | 0.9559 | 3106 | 72.6 | 5 | 100000 | 42319 |  |  | NotYetVerified |  | 3 | 7866 | 98.33 | 80 | 20 | 0.9 | 3000 | 70
PPGCW3PG | Lumingen Technologies Ltd. | Lumingen Technologies Ltd | SLD-HB-0160 | Indoor Luminaires | High-Bay | High-Bay Luminaires for Commercial and Industrial Buildings | Standard | TRUE | 14244.58 | 105.99 | 134.39 | 10.01 | 0.9553 | 4821 | 73.2 | 5 | 162000 | 42319 |  |  | No |  | 3 | 14260 | 106.1 | 134.39 | 4.2 | 0.9969 | 4821 | 73.2
PNUQ25AX | Lumingen Technologies Ltd. | Lumingen Technologies Ltd | SLD-HB-0160 | Indoor Luminaires | High-Bay | High-Bay Aisle Luminaires | Standard | TRUE | 14244.58 | 105.99 | 134.39 | 10.01 | 0.9553 | 4821 | 73.2 | 5 | 162000 | 42319 |  |  | No |  | 3 | 14260 | 106.1 | 134.39 | 4.2 | 0.9969 | 4821 | 73.2
PCJ6R65M | Hyperikon Inc. | Hyperikon | HyperBay100-XX | Indoor Luminaires | High-Bay | High-Bay Luminaires for Commercial and Industrial Buildings | Standard | TRUE | 9767.571 | 99.143 | 98.52 | 15.82 | 0.9379 | 5122 | 75.8 | 5 | 50000 | 42319 |  |  | NotYetVerified |  | 3 | 9786 |  | 100 |  | 0.95 | 5000 | 75
PQ2CZ7H1 | Shanghai CHZ Lighting Technology Co.Ltd | CHZ | CHZ-HB07-120W-ND-5700K-60 | Indoor Luminaires | High-Bay | High-Bay Luminaires for Commercial and Industrial Buildings | Standard | TRUE | 12903 | 109.2 | 118.12 | 12.34 | 0.9377 | 5064 | 72 | 5 | 100000 | 42319 |  |  | NotYetVerified |  | 3 | 12951 | 107.93 | 120 | 20 | 0.9 | 5700 | 70
PN25JG9Q | Shanghai CHZ Lighting Technology Co.Ltd | CHZ | CHZ-HB07-120W-ND-3000K-60 | Indoor Luminaires | High-Bay | High-Bay Luminaires for Commercial and Industrial Buildings | Standard | TRUE | 11408.2 | 99 | 115.26 | 12.66 | 0.9366 | 3098 | 73.1 | 5 | 100000 | 42319 |  |  | NotYetVerified |  | 3 | 11539 | 96.16 | 120 | 20 | 0.9 | 3000 | 70
PBR8TA6W | Lumingen Technologies Ltd. | Lumingen Technologies Ltd | SLD-HB-0240 | Indoor Luminaires | High-Bay | High-Bay Aisle Luminaires | Standard | TRUE | 22076.48 | 113.5 | 194.5 | 12.41 | 0.9365 | 4798 | 72.73 | 5 | 162000 | 42319 |  |  | No |  | 3 | 22370 | 115.01 | 194.5 | 6.4 | 0.9948 | 4798 | 72.73
P6AMRREN | Lumingen Technologies Ltd. | Lumingen Technologies Ltd | SLD-HB-0240 | Indoor Luminaires | High-Bay | High-Bay Luminaires for Commercial and Industrial Buildings | Standard | TRUE | 22076.48 | 113.5 | 194.5 | 12.41 | 0.9365 | 4798 | 72.73 | 5 | 162000 | 42319 |  |  | No |  | 3 | 22370 | 115.01 | 194.5 | 6.4 | 0.9948 | 4798 | 72.73
PCSK3ETH | SNC OPTO ELECTRONIC CO LTD. | SNC LED | SNC-RKNUS-120WV1(4000K) | Indoor Retrofit Kit | High-Bay | Retrofit Kits for High-Bay Luminaires for Commercial and Industrial Buildings | Standard | TRUE | 13413 | 110.76 | 121.1 | 13.28 | 0.936 | 3997 | 73.8 | 5 | 50000 | 42319 |  |  | No |  | 3 | 13413 | 110.76 | 121.1 | 13.28 | 0.9361 | 4000 | 73.8
PV9GZ6G7 | Core Products Canada Ltd. | Core Products | HB1505-2 | Indoor Luminaires | High-Bay | High-Bay Luminaires for Commercial and Industrial Buildings | Standard | TRUE | 15648.94 | 104.91 | 149.16 | 10.16 | 0.9315 | 4870 | 82.6 | 5 | 50000 | 42319 |  |  | No |  | 3 | 15683.22 | 105.5 | 148.65 | 10.16 | 0.9315 | 4870 | 82.6
P7D1YZUU | SNC OPTO ELECTRONIC CO LTD. | SNC LED | SNC-RKNUS-150WV1(4000K) | Indoor Retrofit Kit | High-Bay | Retrofit Kits for High-Bay Luminaires for Commercial and Industrial Buildings | Standard | TRUE | 16393 | 108.92 | 150.5 | 13.28 | 0.927 | 3977 | 73.7 | 5 | 50000 | 42319 |  |  | No |  | 3 | 16393 | 108.92 | 150.5 | 13.28 | 0.9271 | 4000 | 73.7
PUQEHVAM | Core Products Canada Ltd. | Core Products | HB1005-2 | Indoor Luminaires | High-Bay | High-Bay Luminaires for Commercial and Industrial Buildings | Standard | TRUE | 10189.77 | 104.83 | 97.2 | 9.87 | 0.9256 | 5267 | 81.83 | 5 | 50000 | 42319 |  |  | No |  | 3 | 10258.42 | 104.97 | 97.73 | 9.87 | 0.9256 | 5267 | 81.83
P9KSJU8F | Lumingen Technologies Ltd. | Lumingen Technologies Ltd | SLD-HB-0100 | Indoor Luminaires | High-Bay | High-Bay Aisle Luminaires | Standard | TRUE | 10355.48 | 106.28 | 97.43 | 15.29 | 0.9238 | 4769 | 73.2 | 5 | 162000 | 42319 |  |  | No |  | 3 | 10430 | 107.05 | 97.43 | 4.95 | 0.9945 | 4769 | 73.2
P3NSN4CR | Lumingen Technologies Ltd. | Lumingen Technologies Ltd | SLD-HB-0100 | Indoor Luminaires | High-Bay | High-Bay Luminaires for Commercial and Industrial Buildings | Standard | TRUE | 10355.48 | 106.28 | 97.43 | 15.29 | 0.9238 | 4769 | 73.2 | 5 | 162000 | 42319 |  |  | No |  | 3 | 10430 | 107.05 | 97.43 | 4.95 | 0.9945 | 4769 | 73.2
PS5SJNSR | Lumingen Technologies Ltd. | Lumingen Technologies Ltd | SLD-HB-0300 | Indoor Luminaires | High-Bay | High-Bay Aisle Luminaires | Standard | TRUE | 31130.51 | 112.59 | 276.48 | 14.83 | 0.9183 | 4788 | 72.68 | 5 | 162000 | 42319 |  |  | No |  | 3 | 31500 | 113.93 | 276.48 | 8.01 | 0.993 | 4788 | 72.68
PGW5UDN8 | Lumingen Technologies Ltd. | Lumingen Technologies Ltd | SLD-HB-0300 | Indoor Luminaires | High-Bay | High-Bay Luminaires for Commercial and Industrial Buildings | Standard | TRUE | 31130.51 | 112.59 | 276.48 | 14.83 | 0.9183 | 4788 | 72.68 | 5 | 162000 | 42319 |  |  | No |  | 3 | 31500 | 113.93 | 276.48 | 8.01 | 0.993 | 4788 | 72.68
PE7C378P | Shanghai CHZ Lighting Technology Co.Ltd | CHZ | CHZ-HB07-120W-ND-3000K-90 | Indoor Luminaires | High-Bay | High-Bay Luminaires for Commercial and Industrial Buildings | Standard | TRUE | 18722 | 94.8 | 197.53 | 10.36 | 0.9165 | 3110 | 72.8 | 5 | 100000 | 42319 |  |  | NotYetVerified |  | 3 | 18830 | 94.15 | 200 | 20 | 0.9 | 3000 | 70
PF6BCSNC | Lumingen Technologies Ltd. | Lumingen Technologies Ltd | SLD-HB-0070 | Indoor Luminaires | High-Bay | Low-Bay Luminaires for Commercial and Industrial Buildings | Standard | TRUE | 7605.69 | 118.15 | 64.37 | 15.6 | 0.9077 | 4729 | 73.14 | 5 | 137000 | 42319 |  |  | No |  | 3 | 7704 | 119.68 | 64.37 | 8.83 | 0.9865 | 4729 | 73.14
PFN6FFMX | SNC OPTO ELECTRONIC CO LTD. | SNC LED | SNC-RKNUS-150WV1(5700K) | Indoor Retrofit Kit | High-Bay | Retrofit Kits for High-Bay Luminaires for Commercial and Industrial Buildings | Standard | FALSE | [9 empty] | 42319 |  |  | No |  | 3 | 16989 | 111.33 | 152.6 | 13.61 | 0.9422 | 5700 | 69.5
PM8FPQ36 | SNC OPTO ELECTRONIC CO LTD. | SNC LED | SNC-RKNUS-120WV1(5700K) | Indoor Retrofit Kit | High-Bay | Retrofit Kits for High-Bay Luminaires for Commercial and Industrial Buildings | Standard | FALSE | [9 empty] | 42319 |  |  | No |  | 3 | 13835 | 112.75 | 122.7 | 13.61 | 0.9481 | 5700 | 69.4
PT9ZP7AG | SNC OPTO ELECTRONIC CO LTD. | SNC LED | SNC-RKNUS-120WV1(5000K) | Indoor Retrofit Kit | High-Bay | Retrofit Kits for High-Bay Luminaires for Commercial and Industrial Buildings | Standard | FALSE | [9 empty] | 42319 |  |  | No |  | 3 | 13694.3 | 112.34 | 121.9 | 13.28 | 0.9361 | 5000 | 73.8
PWFHK7SD | SNC OPTO ELECTRONIC CO LTD. | SNC LED | SNC-RKNUS-150WV1(5000K) | Indoor Retrofit Kit | High-Bay | Retrofit Kits for High-Bay Luminaires for Commercial and Industrial Buildings | Standard | FALSE | [9 empty] | 42319 |  |  | No |  | 3 | 16790.3 | 110.79 | 151.6 | 13.28 | 0.9271 | 5000 | 73.7
PW79AM3R | SNC OPTO ELECTRONIC CO LTD. | SNC LED | SNC-RKNUS-120WV1(4500K) | Indoor Retrofit Kit | High-Bay | Retrofit Kits for High-Bay Luminaires for Commercial and Industrial Buildings | Standard | FALSE | [9 empty] | 42319 |  |  | No |  | 3 | 13553.7 | 111.19 | 121.9 | 13.28 | 0.9361 | 4500 | 73.8
PDSQWMPG | SNC OPTO ELECTRONIC CO LTD. | SNC LED | SNC-RKNUS-150WV1(4500K) | Indoor Retrofit Kit | High-Bay | Retrofit Kits for High-Bay Luminaires for Commercial and Industrial Buildings | Standard | FALSE | [9 empty] | 42319 |  |  | No |  | 3 | 16591.7 | 109.48 | 151.6 | 13.28 | 0.9271 | 4500 | 73.7
PKNNVUNG | Sunpark | SUNPARK | HB8D-220-HE(5700K) | Indoor Luminaires | High-Bay | High-Bay Luminaires for Commercial and Industrial Buildings | Premium | FALSE | [9 empty] | 42319 |  |  | No |  | 3 | 29700 | 135 | 220 | 20 | 0.9 | 5700 | 80
PWXEYYGT | Sunpark | SUNPARK | HB7D-160-HE(5700K) | Indoor Luminaires | High-Bay | High-Bay Luminaires for Commercial and Industrial Buildings | Premium | FALSE | [9 empty] | 42319 |  |  | No |  | 3 | 22270 | 134.97 | 165 | 20 | 0.9 | 5700 | 80
P2YJ1JSK | Sunpark | SUNPARK | HB6D-160-HE(5700K) | Indoor Luminaires | High-Bay | High-Bay Luminaires for Commercial and Industrial Buildings | Premium | FALSE | [9 empty] | 42319 | Not Dimmable | Not Dimmable | No |  | 3 | 22270 | 134.97 | 165 | 20 | 0.9 | 5700 | 80
PZNBVXAR | Sunpark | SUNPARK | HB5D-110-HE(5700K) | Indoor Luminaires | High-Bay | High-Bay Luminaires for Commercial and Industrial Buildings | Premium | FALSE | [9 empty] | 42319 |  |  | No |  | 3 | 14850 | 135 | 110 | 20 | 0.9 | 5700 | 80
P6TWWKUB | Sunpark | SUNPARK | HB7D-110-HE(5700K) | Indoor Luminaires | High-Bay | High-Bay Luminaires for Commercial and Industrial Buildings | Premium | FALSE | [9 empty] | 42319 | Not Dimmable | Not Dimmable | No |  | 3 | 14850 | 135 | 110 | 20 | 0.9 | 5700 | 80
PVAZ794U | Shanghai CHZ Lighting Technology Co.Ltd | CHZ | CHZ-HB07-240W-N-5700K-110 | Indoor Luminaires | High-Bay | High-Bay Luminaires for Commercial and Industrial Buildings | Standard | FALSE | [9 empty] | 42319 | Not Dimmable | Not Dimmable | NotYetVerified |  | 3 | 27618 | 115.08 | 240 | 20 | 0.9 | 5700 | 70
PSF27R7D | Shanghai CHZ Lighting Technology Co.Ltd | CHZ | CHZ-HB07-240W-N-5700K-90 | Indoor Luminaires | High-Bay | High-Bay Luminaires for Commercial and Industrial Buildings | Standard | FALSE | [9 empty] | 42319 | Not Dimmable | Not Dimmable | NotYetVerified |  | 3 | 27618 | 115.08 | 240 | 20 | 0.9 | 5700 | 70
PEPAZZ66 | Shanghai CHZ Lighting Technology Co.Ltd | CHZ | CHZ-HB07-200W-N-5700K-90 | Indoor Luminaires | High-Bay | High-Bay Luminaires for Commercial and Industrial Buildings | Standard | FALSE | [9 empty] | 42319 | Not Dimmable | Not Dimmable | NotYetVerified |  | 3 | 22147 | 110.74 | 200 | 20 | 0.9 | 5700 | 70
P1REDX2C | Shanghai CHZ Lighting Technology Co.Ltd | CHZ | CHZ-HB07-200W-N-5700K-110 | Indoor Luminaires | High-Bay | High-Bay Luminaires for Commercial and Industrial Buildings | Standard | FALSE | [9 empty] | 42319 | Not Dimmable | Not Dimmable | NotYetVerified |  | 3 | 22147 | 110.74 | 200 | 20 | 0.9 | 5700 | 70
PKGKHFFH | Shanghai CHZ Lighting Technology Co.Ltd | CHZ | CHZ-HB07-160W-N-5700K-90 | Indoor Luminaires | High-Bay | High-Bay Luminaires for Commercial and Industrial Buildings | Standard | FALSE | [9 empty] | 42319 | Not Dimmable | Not Dimmable | NotYetVerified |  | 3 | 18351 | 114.69 | 160 | 20 | 0.9 | 5700 | 70
PKF7YGSB | Shanghai CHZ Lighting Technology Co.Ltd | CHZ | CHZ-HB07-160W-N-5700K-110 | Indoor Luminaires | High-Bay | High-Bay Luminaires for Commercial and Industrial Buildings | Standard | FALSE | [9 empty] | 42319 | Not Dimmable | Not Dimmable | NotYetVerified |  | 3 | 15535 | 97.09 | 160 | 20 | 0.9 | 5700 | 70
PYHF5NQK | Shanghai CHZ Lighting Technology Co.Ltd | CHZ | CHZ-HB07-120W-N-5700K-90 | Indoor Luminaires | High-Bay | High-Bay Luminaires for Commercial and Industrial Buildings | Standard | FALSE | [9 empty] | 42319 | Not Dimmable | Not Dimmable | NotYetVerified |  | 3 | 13865 | 115.54 | 120 | 20 | 0.9 | 5700 | 70
PRAYWXRC | Shanghai CHZ Lighting Technology Co.Ltd | CHZ | CHZ-HB07-120W-N-5700K-110 | Indoor Luminaires | High-Bay | High-Bay Luminaires for Commercial and Industrial Buildings | Standard | FALSE | [9 empty] | 42319 | Not Dimmable | Not Dimmable | NotYetVerified |  | 3 | 13865 | 115.54 | 120 | 20 | 0.9 | 5700 | 70
PWRJNKGH | Shanghai CHZ Lighting Technology Co.Ltd | CHZ | CHZ-HB07-80W-N-5700K-110 | Indoor Luminaires | High-Bay | Low-Bay Luminaires for Commercial and Industrial Buildings | Standard | FALSE | [9 empty] | 42319 | Not Dimmable | Not Dimmable | NotYetVerified |  | 3 | 8986 | 112.33 | 80 | 20 | 0.9 | 5700 | 70
PVCQJQ32 | Shanghai CHZ Lighting Technology Co.Ltd | CHZ | CHZ-HB07-80W-N-5700K-90 | Indoor Luminaires | High-Bay | Low-Bay Luminaires for Commercial and Industrial Buildings | Standard | FALSE | [9 empty] | 42319 | Not Dimmable | Not Dimmable | NotYetVerified |  | 3 | 8592 | 107.4 | 80 | 20 | 0.9 | 5700 | 70
PKDK84NB | Shanghai CHZ Lighting Technology Co.Ltd | CHZ | CHZ-HB07-240W-ND-5700K-110 | Indoor Luminaires | High-Bay | High-Bay Luminaires for Commercial and Industrial Buildings | Standard | FALSE | [9 empty] | 42319 | Dimmable | Continuous Below 10 | NotYetVerified |  | 3 | 27618 | 115.08 | 240 | 20 | 0.9 | 5700 | 70
PDKVFMBU | Shanghai CHZ Lighting Technology Co.Ltd | CHZ | CHZ-HB07-240W-ND-5700K-90 | Indoor Luminaires | High-Bay | High-Bay Luminaires for Commercial and Industrial Buildings | Standard | FALSE | [9 empty] | 42319 | Dimmable | Continuous Below 10 | NotYetVerified |  | 3 | 25793 | 107.47 | 240 | 20 | 0.9 | 5700 | 70
PYB4MAAG | Shanghai CHZ Lighting Technology Co.Ltd | CHZ | CHZ-HB07-200W-ND-5700K-90 | Indoor Luminaires | High-Bay | High-Bay Luminaires for Commercial and Industrial Buildings | Standard | FALSE | [9 empty] | 42319 | Dimmable | Continuous Below 10 | NotYetVerified |  | 3 | 22173 | 110.87 | 200 | 20 | 0.9 | 5700 | 70
P4CG4EHN | Shanghai CHZ Lighting Technology Co.Ltd | CHZ | CHZ-HB07-200W--ND-5700K-110 | Indoor Luminaires | High-Bay | High-Bay Luminaires for Commercial and Industrial Buildings | Standard | FALSE | [9 empty] | 42319 | Dimmable | Continuous Below 10 | NotYetVerified |  | 3 | 22147 | 110.74 | 200 | 20 | 0.9 | 5700 | 70
PAB6HRRN | Shanghai CHZ Lighting Technology Co.Ltd | CHZ | CHZ-HB07-160W-ND-5700K-110 | Indoor Luminaires | High-Bay | High-Bay Luminaires for Commercial and Industrial Buildings | Standard | FALSE | [9 empty] | 42319 | Dimmable | Continuous Below 10 | NotYetVerified |  | 3 | 18351 | 114.69 | 160 | 20 | 0.9 | 5700 | 70
PBJ49KUC | Shanghai CHZ Lighting Technology Co.Ltd | CHZ | CHZ-HB07-160W-ND-5700K-90 | Indoor Luminaires | High-Bay | High-Bay Luminaires for Commercial and Industrial Buildings | Standard | FALSE | [9 empty] | 42319 | Dimmable | Continuous Below 10 | NotYetVerified |  | 3 | 17464 | 109.15 | 160 | 20 | 0.9 | 5700 | 70
PRTPNUVE | Shanghai CHZ Lighting Technology Co.Ltd | CHZ | CHZ-HB07-120W-ND-5700K-90 | Indoor Luminaires | High-Bay | High-Bay Luminaires for Commercial and Industrial Buildings | Standard | FALSE | [9 empty] | 42319 | Dimmable | Continuous Below 10 | NotYetVerified |  | 3 | 13865 | 115.54 | 120 | 20 | 0.9 | 5700 | 70
PRC7FUWJ | Shanghai CHZ Lighting Technology Co.Ltd | CHZ | CHZ-HB07-120W-ND-5700K-110 | Indoor Luminaires | High-Bay | High-Bay Luminaires for Commercial and Industrial Buildings | Standard | FALSE | [9 empty] | 42319 | Dimmable | Continuous Below 10 | NotYetVerified |  | 3 | 13865 | 115.54 | 120 | 20 | 0.9 | 5700 | 70
P1GDPT6F | Shanghai CHZ Lighting Technology Co.Ltd | CHZ | CHZ-HB07-80W-ND-5700K-110 | Indoor Luminaires | High-Bay | Low-Bay Luminaires for Commercial and Industrial Buildings | Standard | FALSE | [9 empty] | 42319 | Dimmable | Continuous Below 10 | NotYetVerified |  | 3 | 8986 | 112.33 | 80 | 20 | 0.9 | 5700 | 70
P5VK83K4 | Shanghai CHZ Lighting Technology Co.Ltd | CHZ | CHZ-HB07-80W-ND-5700K-90 | Indoor Luminaires | High-Bay | Low-Bay Luminaires for Commercial and Industrial Buildings | Standard | FALSE | [9 empty] | 42319 | Dimmable | Continuous Below 10 | NotYetVerified |  | 3 | 8592 | 107.4 | 80 | 20 | 0.9 | 5700 | 70
P2P2Z7N8 | Shanghai CHZ Lighting Technology Co.Ltd | CHZ | CHZ-HB07-240W-N-4000K-110 | Indoor Luminaires | High-Bay | High-Bay Luminaires for Commercial and Industrial Buildings | Standard | FALSE | [9 empty] | 42319 | Not Dimmable | Not Dimmable | NotYetVerified |  | 3 | 25835 | 107.64 | 240 | 20 | 0.9 | 4000 | 70
PP5987MB | Shanghai CHZ Lighting Technology Co.Ltd | CHZ | CHZ-HB07-240W-N-4000K-90 | Indoor Luminaires | High-Bay | High-Bay Luminaires for Commercial and Industrial Buildings | Standard | FALSE | [9 empty] | 42319 | Not Dimmable | Not Dimmable | NotYetVerified |  | 3 | 25172 | 104.88 | 240 | 20 | 0.9 | 4000 | 70
P9V3F8TC | Shanghai CHZ Lighting Technology Co.Ltd | CHZ | CHZ-HB07-200W-N-4000K-110 | Indoor Luminaires | High-Bay | High-Bay Luminaires for Commercial and Industrial Buildings | Standard | FALSE | [9 empty] | 42319 | Not Dimmable | Not Dimmable | NotYetVerified |  | 3 | 20757 | 103.79 | 200 | 20 | 0.9 | 4000 | 70
PQQSUC4K | Shanghai CHZ Lighting Technology Co.Ltd | CHZ | CHZ-HB07-200W-N-4000K-90 | Indoor Luminaires | High-Bay | High-Bay Luminaires for Commercial and Industrial Buildings | Standard | FALSE | [9 empty] | 42319 | Not Dimmable | Not Dimmable | NotYetVerified |  | 3 | 20584 | 102.92 | 200 | 20 | 0.9 | 4000 | 70
PP9WZQ9W | Shanghai CHZ Lighting Technology Co.Ltd | CHZ | CHZ-HB07-160W-N-4000K-110 | Indoor Luminaires | High-Bay | High-Bay Luminaires for Commercial and Industrial Buildings | Standard | FALSE | [9 empty] | 42319 | Not Dimmable | Not Dimmable | NotYetVerified |  | 3 | 17042 | 106.52 | 160 | 20 | 0.9 | 4000 | 70
PWF6ANE2 | Shanghai CHZ Lighting Technology Co.Ltd | CHZ | CHZ-HB07-160W-N-4000K-90 | Indoor Luminaires | High-Bay | High-Bay Luminaires for Commercial and Industrial Buildings | Standard | FALSE | [9 empty] | 42319 | Not Dimmable | Not Dimmable | NotYetVerified |  | 3 | 16880 | 105.5 | 160 | 20 | 0.9 | 4000 | 70
PJM3NBQ4 | Shanghai CHZ Lighting Technology Co.Ltd | CHZ | CHZ-HB07-120W-N-4000K-90 | Indoor Luminaires | High-Bay | High-Bay Luminaires for Commercial and Industrial Buildings | Standard | FALSE | [9 empty] | 42319 | Not Dimmable | Not Dimmable | NotYetVerified |  | 3 | 12750 | 106.25 | 120 | 20 | 0.9 | 4000 | 70
P6M666WJ | Shanghai CHZ Lighting Technology Co.Ltd | CHZ | CHZ-HB07-120W-N-4000K-110 | Indoor Luminaires | High-Bay | High-Bay Luminaires for Commercial and Industrial Buildings | Standard | FALSE | [9 empty] | 42319 | Not Dimmable | Not Dimmable | NotYetVerified |  | 3 | 12639 | 105.32 | 120 | 20 | 0.9 | 4000 | 70
P9HMMG11 | Shanghai CHZ Lighting Technology Co.Ltd | CHZ | CHZ-HB07-80W-N-4000K-110 | Indoor Luminaires | High-Bay | Low-Bay Luminaires for Commercial and Industrial Buildings | Standard | FALSE | [9 empty] | 42319 | Not Dimmable | Not Dimmable | NotYetVerified |  | 3 | 8313 | 103.91 | 80 | 20 | 0.9 | 4000 | 70
P2GPXQTH | Shanghai CHZ Lighting Technology Co.Ltd | CHZ | CHZ-HB07-80W-N-4000K-90 | Indoor Luminaires | High-Bay | Low-Bay Luminaires for Commercial and Industrial Buildings | Standard | FALSE | [9 empty] | 42319 | Not Dimmable | Not Dimmable | NotYetVerified |  | 3 | 8108 | 101.36 | 80 | 20 | 0.9 | 4000 | 70
PSVGTQ32 | Shanghai CHZ Lighting Technology Co.Ltd | CHZ | CHZ-HB07-240W-ND-4000K-110 | Indoor Luminaires | High-Bay | High-Bay Luminaires for Commercial and Industrial Buildings | Standard | FALSE | [9 empty] | 42319 | Dimmable | Continuous Below 10 | NotYetVerified |  | 3 | 25172 | 104.88 | 240 | 20 | 0.9 | 4000 | 70
PK3CUFP9 | Shanghai CHZ Lighting Technology Co.Ltd | CHZ | CHZ-HB07-240W-ND-4000K-90 | Indoor Luminaires | High-Bay | High-Bay Luminaires for Commercial and Industrial Buildings | Standard | FALSE | [9 empty] | 42319 | Dimmable | Continuous Below 10 | NotYetVerified |  | 3 | 24008 | 100.03 | 240 | 20 | 0.9 | 4000 | 70
PPYZ19NJ | Shanghai CHZ Lighting Technology Co.Ltd | CHZ | CHZ-HB07-200W-ND-4000K-110 | Indoor Luminaires | High-Bay | High-Bay Luminaires for Commercial and Industrial Buildings | Standard | FALSE | [9 empty] | 42319 | Dimmable | Continuous Below 10 | NotYetVerified |  | 3 | 20584 | 102.92 | 200 | 20 | 0.9 | 4000 | 70
P4YBHTUB | Shanghai CHZ Lighting Technology Co.Ltd | CHZ | CHZ-HB07-200W-ND-4000K-90 | Indoor Luminaires | High-Bay | High-Bay Luminaires for Commercial and Industrial Buildings | Standard | FALSE | [9 empty] | 42319 | Dimmable | Continuous Below 10 | NotYetVerified |  | 3 | 20093 | 100.47 | 200 | 20 | 0.9 | 4000 | 70
PCXTZATQ | Shanghai CHZ Lighting Technology Co.Ltd | CHZ | CHZ-HB07-160W-ND-4000K-110 | Indoor Luminaires | High-Bay | High-Bay Luminaires for Commercial and Industrial Buildings | Standard | FALSE | [9 empty] | 42319 | Dimmable | Continuous Below 10 | NotYetVerified |  | 3 | 16880 | 105.5 | 160 | 20 | 0.9 | 4000 | 70
PV16DG9P | Shanghai CHZ Lighting Technology Co.Ltd | CHZ | CHZ-HB07-160W-ND-4000K-90 | Indoor Luminaires | High-Bay | High-Bay Luminaires for Commercial and Industrial Buildings | Standard | FALSE | [9 empty] | 42319 | Dimmable | Continuous Below 10 | NotYetVerified |  | 3 | 16261 | 101.63 | 160 | 20 | 0.9 | 4000 | 70
P2DZXQXC | Shanghai CHZ Lighting Technology Co.Ltd | CHZ | CHZ-HB07-120W-ND-4000K-90 | Indoor Luminaires | High-Bay | High-Bay Luminaires for Commercial and Industrial Buildings | Standard | FALSE | [9 empty] | 42319 | Dimmable | Continuous Below 10 | NotYetVerified |  | 3 | 12750 | 106.25 | 120 | 20 | 0.9 | 4000 | 70
PYPCDG31 | Shanghai CHZ Lighting Technology Co.Ltd | CHZ | CHZ-HB07-120W-ND-4000K-110 | Indoor Luminaires | High-Bay | High-Bay Luminaires for Commercial and Industrial Buildings | Standard | FALSE | [9 empty] | 42319 | Dimmable | Continuous Below 10 | NotYetVerified |  | 3 | 12639 | 105.32 | 120 | 20 | 0.9 | 4000 | 70
PW5X2EMJ | Shanghai CHZ Lighting Technology Co.Ltd | CHZ | CHZ-HB07-80W-ND-4000K-110 | Indoor Luminaires | High-Bay | Low-Bay Luminaires for Commercial and Industrial Buildings | Standard | FALSE | [9 empty] | 42319 | Dimmable | Continuous Below 10 | NotYetVerified |  | 3 | 8313 | 103.91 | 80 | 20 | 0.9 | 4000 | 70
PA6AQADS | Shanghai CHZ Lighting Technology Co.Ltd | CHZ | CHZ-HB07-80W-ND-4000K-90 | Indoor Luminaires | High-Bay | Low-Bay Luminaires for Commercial and Industrial Buildings | Standard | FALSE | [9 empty] | 42319 | Dimmable | Continuous Below 10 | NotYetVerified |  | 3 | 8108 | 101.36 | 80 | 20 | 0.9 | 4000 | 70
PS3CNRCJ | Voltech International Inc. | Technilight | TLHBRF400V2D | Indoor Luminaires | High-Bay | High-Bay Luminaires for Commercial and Industrial Buildings | Standard | TRUE | 33376 | 86.37 | 386.5 | 8.81 | 0.9775 | 2734 | 83.9 | 5 | 50000 | 42317 |  |  | No |  | 3 | 33376 | 86.37 | 386.5 | 11.48 | 0.913 | 2700 | 83.9
P7ZB7XZ3 | Voltech International Inc. | Technilight | TLHBRF280V2D | Indoor Luminaires | High-Bay | High-Bay Luminaires for Commercial and Industrial Buildings | Standard | TRUE | 24771 | 89.55 | 276.6 | 8.92 | 0.9714 | 2753 | 83.9 | 5 | 50000 | 42317 |  |  | No |  | 3 | 24771 | 89.55 | 276.6 | 11.54 | 0.9108 | 2700 | 83.9
PGDDT1RH | Voltech International Inc. | Technilight | TLHBRF150V2D | Indoor Luminaires | High-Bay | High-Bay Luminaires for Commercial and Industrial Buildings | Standard | TRUE | 12835 | 87.28 | 147.1 | 8.14 | 0.9706 | 2772 | 84.1 | 5 | 50000 | 42317 |  |  | No |  | 3 | 12835 | 87.28 | 147.1 | 10.53 | 0.9124 | 2700 | 84.1
PESCE25J | LUMA America Corp. | Resilient | HBL1000-A5-4-60-V1-0-X | Indoor Luminaires | High-Bay | High-Bay Luminaires for Commercial and Industrial Buildings | Standard | TRUE | 16306.95 | 106.58 | 153 | 12.67 | 0.943 | 3982 | 72.3 | 7 | 100000 | 42317 |  |  | No |  | 3 | 16300 | 105 | 150 | 12 | 0.99 | 4000 | 70
PZ9FXJG6 | Voltech International Inc. | Technilight | TLHBRF280V1D | Indoor Luminaires | High-Bay | High-Bay Luminaires for Commercial and Industrial Buildings | Standard | TRUE | 24191 | 89.88 | 269.2 | 10.46 | 0.9361 | 2754 | 83.9 | 5 | 50000 | 42317 |  |  | No |  | 3 | 24191 | 89.88 | 269.2 | 10.46 | 0.9361 | 2700 | 83.9
P2GGXHP6 | LUMA America Corp. | Resilient | HBL1000-B0-4-90-V1-0-X | Indoor Luminaires | High-Bay | High-Bay Luminaires for Commercial and Industrial Buildings | Standard | TRUE | 17480.41 | 88.316 | 197.93 | 13.38 | 0.927 | 4020 | 73 | 7 | 100000 | 42317 |  |  | No |  | 3 | 17000 | 88 | 200 | 13 | 0.99 | 4000 | 73
PEQB47J6 | Industrial Lighting Products | Industrial Lighting Products | BLEXT2-140WLED-UNIV-50-FRAL-XXXXX[Excludes PC SD480] | Indoor Luminaires | High-Bay | High-Bay Luminaires for Commercial and Industrial Buildings | Premium | TRUE | 15660 | 112 | 139.8 | 16.9 | 0.926 | 5239 | 85.1 | 5 | 50000 | 42317 |  |  | Yes |  | 3 | 15660 | 112 | 139.8 | 16.9 | 0.926 | 5239 | 85.1
PQFNVXV1 | Industrial Lighting Products | Industrial Lighting Products | BLEXT2-140WLED-UNIV-30-FRAL-XXXXX[Excludes PC SD480] | Indoor Luminaires | High-Bay | High-Bay Luminaires for Commercial and Industrial Buildings | Premium | TRUE | 15430 | 112 | 136.7 | 16.9 | 0.926 | 3073 | 80.6 | 5 | 50000 | 42317 |  |  | Yes |  | 3 | 15430 | 112 | 136.7 | 16.9 | 0.926 | 3073 | 80.6
PMBS7AAS | SNC OPTO ELECTRONIC CO LTD. | SNC LED | SNC-RKNUS-400WV1(4000K) | Indoor Retrofit Kit | High-Bay | Retrofit Kits for High-Bay Luminaires for Commercial and Industrial Buildings | Standard | TRUE | 44586 | 110.09 | 405 | 13.66 | 0.924 | 3987 | 73.7 | 5 | 50000 | 42317 |  |  | No |  | 3 | 44586 | 110.09 | 405 | 13.66 | 0.9248 | 4000 | 73.7
PER8XAQ5 | Voltech International Inc. | Technilight | TLHBRF400V1D | Indoor Luminaires | High-Bay | High-Bay Luminaires for Commercial and Industrial Buildings | Standard | TRUE | 35194 | 84 | 419 | 10.64 | 0.9239 | 2737 | 83.7 | 5 | 50000 | 42317 |  |  | No |  | 3 | 35194 | 84 | 419 | 10.64 | 0.9239 | 2700 | 83.7
PNW8HYG5 | SNC OPTO ELECTRONIC CO LTD. | SNC LED | SNC-RKNUS-200WV1(4000K) | Indoor Retrofit Kit | High-Bay | Retrofit Kits for High-Bay Luminaires for Commercial and Industrial Buildings | Standard | TRUE | 22372 | 110.32 | 202.8 | 13.2 | 0.922 | 4058 | 74.2 | 5 | 50000 | 42317 |  |  | No |  | 3 | 22372 | 110.32 | 202.8 | 13.2 | 0.9227 | 4000 | 74.2
PGXDG691 | Plusrite USA | Naturaled | LED-FXHB200/40K/IP67 | Indoor Luminaires | High-Bay | High-Bay Luminaires for Commercial and Industrial Buildings | Standard | TRUE | 19242.47 | 89.64 | 214.67 | 18.87 | 0.922 | 4051 | 84 | 5 | 50000 | 42317 |  |  | Yes |  | 3 | 19000 | 95 | 200 | 20 | 0.9 | 4000 | 80
P42NB1S5 | Voltech International Inc. | Technilight | TLHBRF200V1D | Indoor Luminaires | High-Bay | High-Bay Luminaires for Commercial and Industrial Buildings | Standard | TRUE | 18774 | 89.57 | 209.6 | 10.43 | 0.9215 | 2748 | 83.8 | 5 | 50000 | 42317 |  |  | No |  | 3 | 18774 | 89.57 | 209.6 | 10.43 | 0.9215 | 2700 | 83.8
PYPGZQ9Y | LUMA America Corp. | Resilient | FLL0400-A5-6-60-V1-0-Y | Indoor Luminaires | High-Bay | High-Bay Luminaires for Commercial and Industrial Buildings | Standard | TRUE | 17471.6 | 116.052 | 150.55 | 15.64 | 0.9198 | 5936 | 71.1 | 7 | 100000 | 42317 |  |  | No |  | 3 | 15205 | 101 | 150 | 13 | 0.89 | 5700 | 73
PKKBKRFT | LUMA America Corp. | Resilient | FLL0400-90-4-60-V1-0-Y | Indoor Luminaires | High-Bay | High-Bay Luminaires for Commercial and Industrial Buildings | Standard | TRUE | 9509.715 | 105.406 | 90.22 | 15.64 | 0.9198 | 4130 | 73.5 | 7 | 100000 | 42317 |  |  | No |  | 3 | 9474 | 105 | 90 | 16 | 0.92 | 4000 | 73
P8423EGT | Voltech International Inc. | Technilight | TLHBRF200V2D | Indoor Luminaires | High-Bay | High-Bay Luminaires for Commercial and Industrial Buildings | Standard | TRUE | 17445 | 89.63 | 194.6 | 10.62 | 0.9166 | 2751 | 83.9 | 5 | 50000 | 42317 |  |  | No |  | 3 | 17445 | 89.63 | 194.6 | 10.62 | 0.9166 | 2700 | 83.9
P25B8M8E | Voltech International Inc. | Technilight | TLHBRF150V1D | Indoor Luminaires | High-Bay | High-Bay Luminaires for Commercial and Industrial Buildings | Standard | TRUE | 13940 | 90.5 | 154 | 10.32 | 0.9092 | 2772 | 84.1 | 5 | 50000 | 42317 |  |  | No |  | 3 | 13940 | 90.5 | 154 | 10.32 | 0.9092 | 2700 | 84.1
PM6X7PJ6 | SNC OPTO ELECTRONIC CO LTD. | SNC LED | SNC-RKNUS-400WV1(5700K) | Indoor Retrofit Kit | High-Bay | Retrofit Kits for High-Bay Luminaires for Commercial and Industrial Buildings | Standard | FALSE | [9 empty] | 42317 |  |  | No |  | 3 | 45823 | 112.37 | 407.8 | 13.66 | 0.9181 | 5700 | 69.7
PV7TEHPA | SNC OPTO ELECTRONIC CO LTD. | SNC LED | SNC-RKNUS-200WV1(5700K) | Indoor Retrofit Kit | High-Bay | Retrofit Kits for High-Bay Luminaires for Commercial and Industrial Buildings | Standard | FALSE | [9 empty] | 42317 |  |  | No |  | 3 | 23090 | 113.91 | 202.7 | 13.66 | 0.9378 | 5700 | 69.4
PXDVD29W | SNC OPTO ELECTRONIC CO LTD. | SNC LED | SNC-RKNUS-200WV1(5000K) | Indoor Retrofit Kit | High-Bay | Retrofit Kits for High-Bay Luminaires for Commercial and Industrial Buildings | Standard | FALSE | [9 empty] | 42317 |  |  | No |  | 3 | 22850.7 | 112.7 | 202.8 | 13.2 | 0.9227 | 5000 | 74.2
P95SE9KE | SNC OPTO ELECTRONIC CO LTD. | SNC LED | SNC-RKNUS-400WV1(5000K) | Indoor Retrofit Kit | High-Bay | Retrofit Kits for High-Bay Luminaires for Commercial and Industrial Buildings | Standard | FALSE | [9 empty] | 42317 |  |  | No |  | 3 | 45410.7 | 111.74 | 406.4 | 13.66 | 0.9248 | 5000 | 73.7
PJYCZT8G | SNC OPTO ELECTRONIC CO LTD. | SNC LED | SNC-RKNUS-200WV1(4500K) | Indoor Retrofit Kit | High-Bay | Retrofit Kits for High-Bay Luminaires for Commercial and Industrial Buildings | Standard | FALSE | [9 empty] | 42317 |  |  | No |  | 3 | 22611.3 | 111.52 | 202.8 | 13.2 | 0.9227 | 4500 | 74.2
PUF9YWS3 | SNC OPTO ELECTRONIC CO LTD. | SNC LED | SNC-RKNUS-400WV1(4500K) | Indoor Retrofit Kit | High-Bay | Retrofit Kits for High-Bay Luminaires for Commercial and Industrial Buildings | Standard | FALSE | [9 empty] | 42317 |  |  | No |  | 3 | 44998.3 | 110.72 | 406.4 | 13.66 | 0.9248 | 4500 | 73.7
PD6BWUFC | Plusrite USA | Naturaled | LED-FXHB200/50K/IP67 | Indoor Luminaires | High-Bay | High-Bay Luminaires for Commercial and Industrial Buildings | Standard | FALSE | [9 empty] | 42317 |  |  | Yes |  | 3 | 20400 | 102 | 200 | 20 | 0.9 | 5000 | 80
PUWJ55SK | Industrial Lighting Products | Industrial Lighting Products | BLEXT2-140WLED-UNIV-50-CAL-XXXXX[Excludes PC SD480] | Indoor Luminaires | High-Bay | High-Bay Luminaires for Commercial and Industrial Buildings | Premium | FALSE | [9 empty] | 42317 |  |  | Yes |  | 3 | 15824 | 113.5 | 139.4 | 16.9 | 0.926 | 5000 | 80
PH32E6BR | Industrial Lighting Products | Industrial Lighting Products | BLEXT2-140WLED-UNIV-40-CAL-XXXXX[Excludes PC SD480] | Indoor Luminaires | High-Bay | High-Bay Luminaires for Commercial and Industrial Buildings | Premium | FALSE | [9 empty] | 42317 |  |  | Yes |  | 3 | 15818 | 113.5 | 139.4 | 16.9 | 0.926 | 4000 | 80
P3HBKP33 | Industrial Lighting Products | Industrial Lighting Products | BLEXT2-140WLED-UNIV-40-FRAL-XXXXX[Excludes PC SD480] | Indoor Luminaires | High-Bay | High-Bay Luminaires for Commercial and Industrial Buildings | Premium | FALSE | [9 empty] | 42317 | Dimmable | Continuous Below 10 | Yes |  | 3 | 15654 | 112 | 139.8 | 16.9 | 0.926 | 4000 | 80
PXXBPT2J | Industrial Lighting Products | Industrial Lighting Products | BLEXT2-140WLED-UNIV-35-CAL-XXXXX[Excludes PC SD480] | Indoor Luminaires | High-Bay | High-Bay Luminaires for Commercial and Industrial Buildings | Premium | FALSE | [9 empty] | 42317 |  |  | Yes |  | 3 | 15812 | 113.4 | 139.4 | 16.9 | 0.926 | 3500 | 80
P6WNDPJV | Industrial Lighting Products | Industrial Lighting Products | BLEXT2-140WLED-UNIV-35-FRAL-XXXXX[Excludes PC SD480] | Indoor Luminaires | High-Bay | High-Bay Luminaires for Commercial and Industrial Buildings | Premium | FALSE | [9 empty] | 42317 | Dimmable | Continuous Below 10 | Yes |  | 3 | 15648 | 111.9 | 139.8 | 16.9 | 0.926 | 3500 | 80
PAVVGMPQ | Industrial Lighting Products | Industrial Lighting Products | BLEXT2-140WLED-UNIV-30-CAL-XXXXX[Excludes PC SD480] | Indoor Luminaires | High-Bay | High-Bay Luminaires for Commercial and Industrial Buildings | Premium | FALSE | [9 empty] | 42317 | Dimmable | Continuous Below 10 | Yes |  | 3 | 15806 | 113.4 | 139.4 | 16.9 | 0.926 | 3000 | 80
PQX3GTCF | Voltech International Inc. | Technilight | TLHBRF200V2N | Indoor Luminaires | High-Bay | High-Bay Luminaires for Commercial and Industrial Buildings | Standard | FALSE | [9 empty] | 42317 | Dimmable | Continuous Below 10 | No |  | 3 | 19573 | 100.72 | 194.3 | 10.63 | 0.912 | 5000 | 84.9
PGZDC3HU | Voltech International Inc. | Technilight | TLHBRF200V2P | Indoor Luminaires | High-Bay | High-Bay Luminaires for Commercial and Industrial Buildings | Standard | FALSE | [9 empty] | 42317 | Dimmable | Continuous Below 10 | No |  | 3 | 19573 | 100.72 | 194.3 | 10.63 | 0.912 | 5000 | 84.9
P8BN4F91 | Voltech International Inc. | Technilight | TLHBRF200V1P | Indoor Luminaires | High-Bay | High-Bay Luminaires for Commercial and Industrial Buildings | Standard | FALSE | [9 empty] | 42317 | Dimmable | Continuous Below 10 | No |  | 3 | 21115 | 101.18 | 208.7 | 10.52 | 0.9213 | 5000 | 84.8
PAK2BJT9 | Voltech International Inc. | Technilight | TLHBRF150V1P | Indoor Luminaires | High-Bay | High-Bay Luminaires for Commercial and Industrial Buildings | Standard | FALSE | [9 empty] | 42317 | Dimmable | Continuous Above 10 | No |  | 3 | 15631 | 101.82 | 153.5 | 10.44 | 0.9083 | 5000 | 85
P9B97E9M | Voltech International Inc. | Technilight | TLHBRF150V2P | Indoor Luminaires | High-Bay | High-Bay Luminaires for Commercial and Industrial Buildings | Standard | FALSE | [9 empty] | 42317 | Dimmable | Continuous Above 10 | No |  | 3 | 14327 | 97.17 | 147.4 | 10.36 | 0.9105 | 5000 | 85
PQZD7V53 | Voltech International Inc. | Technilight | TLHBRF280V2P | Indoor Luminaires | High-Bay | High-Bay Luminaires for Commercial and Industrial Buildings | Standard | FALSE | [9 empty] | 42317 | Dimmable | Continuous Above 10 | No |  | 3 | 27462 | 99.45 | 276.1 | 11.62 | 0.9008 | 5000 | 84.9
PV9RPKRQ | Voltech International Inc. | Technilight | TLHBRF280V1P | Indoor Luminaires | High-Bay | High-Bay Luminaires for Commercial and Industrial Buildings | Standard | FALSE | [9 empty] | 42317 | Dimmable | Continuous Above 10 | No |  | 3 | 26946 | 100.46 | 268.2 | 10.54 | 0.9352 | 5000 | 84.9
PJA2RT6T | Voltech International Inc. | Technilight | TLHBRF400V2P | Indoor Luminaires | High-Bay | High-Bay Luminaires for Commercial and Industrial Buildings | Standard | FALSE | [9 empty] | 42317 | Dimmable | Continuous Above 10 | No |  | 3 | 36456 | 94.77 | 384.7 | 11.74 | 0.9139 | 5000 | 84.6
PAQ9A4V5 | Voltech International Inc. | Technilight | TLHBRF400V1P | Indoor Luminaires | High-Bay | High-Bay Luminaires for Commercial and Industrial Buildings | Standard | FALSE | [9 empty] | 42317 | Dimmable | Continuous Above 10 | No |  | 3 | 40032 | 95.58 | 418.8 | 11.57 | 0.9206 | 5000 | 84.5
PTH629MN | Voltech International Inc. | Technilight | TLHBRF200V1N | Indoor Luminaires | High-Bay | High-Bay Luminaires for Commercial and Industrial Buildings | Standard | FALSE | [9 empty] | 42317 | Dimmable | Continuous Below 10 | No |  | 3 | 18774 | 89.57 | 209.6 | 10.43 | 0.9215 | 4000 | 83.8
P6Z5376Z | Voltech International Inc. | Technilight | TLHBRF150V2N | Indoor Luminaires | High-Bay | High-Bay Luminaires for Commercial and Industrial Buildings | Standard | FALSE | [9 empty] | 42317 | Dimmable | Continuous Above 10 | No |  | 3 | 12835 | 87.28 | 147.1 | 10.53 | 0.9124 | 4000 | 84.1
PBUNJRRY | Voltech International Inc. | Technilight | TLHBRF150V1N | Indoor Luminaires | High-Bay | High-Bay Luminaires for Commercial and Industrial Buildings | Standard | FALSE | [9 empty] | 42317 | Dimmable | Continuous Above 10 | No |  | 3 | 13940 | 90.5 | 154 | 10.32 | 0.9092 | 4000 | 84.1
PUV37VER | Voltech International Inc. | Technilight | TLHBRF280V2N | Indoor Luminaires | High-Bay | High-Bay Luminaires for Commercial and Industrial Buildings | Standard | FALSE | [9 empty] | 42317 | Dimmable | Continuous Above 10 | No |  | 3 | 24771 | 89.55 | 276.6 | 11.54 | 0.9108 | 4000 | 83.9
P8E1Z3N5 | Voltech International Inc. | Technilight | TLHBRF400V2N | Indoor Luminaires | High-Bay | High-Bay Luminaires for Commercial and Industrial Buildings | Standard | FALSE | [9 empty] | 42317 | Dimmable | Continuous Above 10 | No |  | 3 | 33376 | 86.37 | 386.5 | 11.48 | 0.913 | 4000 | 83.9
P8C6GQRG | Voltech International Inc. | Technilight | TLHBRF280V1N | Indoor Luminaires | High-Bay | High-Bay Luminaires for Commercial and Industrial Buildings | Standard | FALSE | [9 empty] | 42317 | Dimmable | Continuous Above 10 | No |  | 3 | 24191 | 89.88 | 269.2 | 10.46 | 0.9361 | 4000 | 83.9
PKTZKCR1 | Voltech International Inc. | Technilight | TLHBRF400V1N | Indoor Luminaires | High-Bay | High-Bay Luminaires for Commercial and Industrial Buildings | Standard | FALSE | [9 empty] | 42317 | Dimmable | Continuous Above 10 | No |  | 3 | 35194 | 84 | 419 | 10.64 | 0.9239 | 4000 | 83.7
PNT84E9M | Voltech International Inc. | Technilight | TLHBRF200V2W | Indoor Luminaires | High-Bay | High-Bay Luminaires for Commercial and Industrial Buildings | Standard | FALSE | [9 empty] | 42317 | Dimmable | Continuous Below 10 | No |  | 3 | 17445 | 89.63 | 194.6 | 10.62 | 0.9166 | 3000 | 83.9
P7HMVM58 | Voltech International Inc. | Technilight | TLHBRF200V1W | Indoor Luminaires | High-Bay | High-Bay Luminaires for Commercial and Industrial Buildings | Standard | FALSE | [9 empty] | 42317 | Dimmable | Continuous Below 10 | No |  | 3 | 18774 | 89.57 | 209.6 | 10.43 | 0.9215 | 3000 | 83.8
PGRNE56U | Voltech International Inc. | Technilight | TLHBRF150V2W | Indoor Luminaires | High-Bay | High-Bay Luminaires for Commercial and Industrial Buildings | Standard | FALSE | [9 empty] | 42317 | Dimmable | Continuous Above 10 | No |  | 3 | 12835 | 87.28 | 147.1 | 10.53 | 0.9124 | 3000 | 84.1
PPKU9NA3 | Voltech International Inc. | Technilight | TLHBRF150V1W | Indoor Luminaires | High-Bay | High-Bay Luminaires for Commercial and Industrial Buildings | Standard | FALSE | [9 empty] | 42317 | Dimmable | Continuous Above 10 | No |  | 3 | 13940 | 90.5 | 154 | 10.32 | 0.9092 | 3000 | 84.1
PE4JVY7B | Voltech International Inc. | Technilight | TLHBRF280V2W | Indoor Luminaires | High-Bay | High-Bay Luminaires for Commercial and Industrial Buildings | Standard | FALSE | [9 empty] | 42317 | Dimmable | Continuous Above 10 | No |  | 3 | 24771 | 89.55 | 276.6 | 11.54 | 0.9108 | 3000 | 83.9
PZ8M6QKQ | Voltech International Inc. | Technilight | TLHBRF400V2W | Indoor Luminaires | High-Bay | High-Bay Luminaires for Commercial and Industrial Buildings | Standard | FALSE | [9 empty] | 42317 | Dimmable | Continuous Above 10 | No |  | 3 | 33376 | 86.37 | 386.5 | 11.48 | 0.913 | 3000 | 83.9
PFXGK8YP | Voltech International Inc. | Technilight | TLHBRF280V1W | Indoor Luminaires | High-Bay | High-Bay Luminaires for Commercial and Industrial Buildings | Standard | FALSE | [9 empty] | 42317 | Dimmable | Continuous Above 10 | No |  | 3 | 24191 | 89.88 | 269.2 | 10.46 | 0.9361 | 3000 | 83.9
PMADTA3C | Voltech International Inc. | Technilight | TLHBRF400V1W | Indoor Luminaires | High-Bay | High-Bay Luminaires for Commercial and Industrial Buildings | Standard | FALSE | [9 empty] | 42317 | Dimmable | Continuous Above 10 | No |  | 3 | 35194 | 84 | 419 | 10.64 | 0.9239 | 3000 | 83.7
PJNVEQVZ | LUMA America Corp. | Resilient | FLL0400-90-6-91-V1-0-Y | Indoor Luminaires | High-Bay | High-Bay Luminaires for Commercial and Industrial Buildings | Standard | FALSE | [9 empty] | 42317 | Not Dimmable | Not Dimmable | No |  | 3 | 10560 | 117 | 90 | 16 | 0.92 | 5700 | 73
PXW6KYM2 | LUMA America Corp. | Resilient | FLL0400-90-6-90-V1-0-Y | Indoor Luminaires | High-Bay | High-Bay Luminaires for Commercial and Industrial Buildings | Standard | FALSE | [9 empty] | 42317 | Not Dimmable | Not Dimmable | No |  | 3 | 9482 | 105 | 90 | 16 | 0.92 | 5700 | 73
PNQBM6C2 | LUMA America Corp. | Resilient | FLL0400-90-6-60-V1-0-Y | Indoor Luminaires | High-Bay | High-Bay Luminaires for Commercial and Industrial Buildings | Standard | FALSE | [9 empty] | 42317 | Not Dimmable | Not Dimmable | No |  | 3 | 9474 | 105 | 90 | 16 | 0.92 | 5700 | 73
P6N3X43C | LUMA America Corp. | Resilient | HBL1000-B0-6-60-V1-0-X | Indoor Luminaires | High-Bay | High-Bay Luminaires for Commercial and Industrial Buildings | Standard | FALSE | [9 empty] | 42317 | Not Dimmable | Not Dimmable | No |  | 3 | 22640 | 113 | 200 | 13 | 0.99 | 5700 | 73
PCMUWZZ1 | LUMA America Corp. | Resilient | FLL0400-A5-6-91-V1-0-Y | Indoor Luminaires | High-Bay | High-Bay Luminaires for Commercial and Industrial Buildings | Standard | FALSE | [9 empty] | 42317 | Not Dimmable | Not Dimmable | No |  | 3 | 17017 | 113 | 150 | 13 | 0.89 | 5700 | 73
PUJG5PU5 | LUMA America Corp. | Resilient | HBL1000-B0-6-90-V1-0-X | Indoor Luminaires | High-Bay | High-Bay Luminaires for Commercial and Industrial Buildings | Standard | FALSE | [9 empty] | 42317 | Not Dimmable | Not Dimmable | No |  | 3 | 17000 | 88 | 200 | 13 | 0.99 | 5700 | 73
P1B9JCBV | LUMA America Corp. | Resilient | FLL0400-A5-6-90-V1-0-Y | Indoor Luminaires | High-Bay | High-Bay Luminaires for Commercial and Industrial Buildings | Standard | FALSE | [9 empty] | 42317 | Not Dimmable | Not Dimmable | No |  | 3 | 15410 | 105 | 150 | 13 | 0.89 | 5700 | 73
PTTHVV7X | LUMA America Corp. | Resilient | HBL1000-A5-6-60-V1-0-X | Indoor Luminaires | High-Bay | High-Bay Luminaires for Commercial and Industrial Buildings | Standard | FALSE | [9 empty] | 42317 | Not Dimmable | Not Dimmable | No |  | 3 | 19100 | 110 | 150 | 12 | 0.99 | 5700 | 70
PAC5167A | LUMA America Corp. | Resilient | HBL1000-A5-6-90-V1-0-X | Indoor Luminaires | High-Bay | High-Bay Luminaires for Commercial and Industrial Buildings | Standard | FALSE | [9 empty] | 42317 | Not Dimmable | Not Dimmable | No |  | 3 | 19100 | 110 | 150 | 12 | 0.99 | 5700 | 70
PGUFYB8Q | LUMA America Corp. | Resilient | FLL0400-90-5-91-V1-0-Y | Indoor Luminaires | High-Bay | High-Bay Luminaires for Commercial and Industrial Buildings | Standard | FALSE | [9 empty] | 42317 | Not Dimmable | Not Dimmable | No |  | 3 | 10560 | 117 | 90 | 16 | 0.92 | 5000 | 73
P2KDGHKP | LUMA America Corp. | Resilient | FLL0400-90-5-90-V1-0-Y | Indoor Luminaires | High-Bay | High-Bay Luminaires for Commercial and Industrial Buildings | Standard | FALSE | [9 empty] | 42317 | Not Dimmable | Not Dimmable | No |  | 3 | 9482 | 105 | 90 | 16 | 0.92 | 5000 | 73
PUSHWXYH | LUMA America Corp. | Resilient | FLL0400-90-5-60-V1-0-Y | Indoor Luminaires | High-Bay | High-Bay Luminaires for Commercial and Industrial Buildings | Standard | FALSE | [9 empty] | 42317 | Not Dimmable | Not Dimmable | No |  | 3 | 9474 | 105 | 90 | 16 | 0.92 | 5000 | 73
PSANDQQ5 | LUMA America Corp. | Resilient | HBL1000-B0-5-60-V1-0-X | Indoor Luminaires | High-Bay | High-Bay Luminaires for Commercial and Industrial Buildings | Standard | FALSE | [9 empty] | 42317 | Not Dimmable | Not Dimmable | No |  | 3 | 20640 | 103 | 200 | 13 | 0.99 | 5000 | 73
P5S1H2JR | LUMA America Corp. | Resilient | HBL1000-B0-5-90-V1-0-X | Indoor Luminaires | High-Bay | High-Bay Luminaires for Commercial and Industrial Buildings | Standard | FALSE | [9 empty] | 42317 | Not Dimmable | Not Dimmable | No |  | 3 | 17000 | 88 | 200 | 13 | 0.99 | 5000 | 73
PDUB93PM | LUMA America Corp. | Resilient | HBL1000-A5-5-90-V1-0-X | Indoor Luminaires | High-Bay | High-Bay Luminaires for Commercial and Industrial Buildings | Standard | FALSE | [9 empty] | 42317 | Not Dimmable | Not Dimmable | No |  | 3 | 16900 | 110 | 150 | 12 | 0.99 | 5000 | 70
P44MAC4S | LUMA America Corp. | Resilient | HBL1000-A5-5-60-V1-0-X | Indoor Luminaires | High-Bay | High-Bay Luminaires for Commercial and Industrial Buildings | Standard | FALSE | [9 empty] | 42317 | Not Dimmable | Not Dimmable | No |  | 3 | 16300 | 105 | 150 | 12 | 0.99 | 5000 | 70
PHY81PBP | LUMA America Corp. | Resilient | FLL0400-90-4-91-V1-0-Y | Indoor Luminaires | High-Bay | High-Bay Luminaires for Commercial and Industrial Buildings | Standard | FALSE | [9 empty] | 42317 | Not Dimmable | Not Dimmable | No |  | 3 | 10560 | 117 | 90 | 16 | 0.92 | 4000 | 73
PJ86W5BY | LUMA America Corp. | Resilient | FLL0400-90-4-90-V1-0-Y | Indoor Luminaires | High-Bay | High-Bay Luminaires for Commercial and Industrial Buildings | Standard | FALSE | [9 empty] | 42317 | Not Dimmable | Not Dimmable | No |  | 3 | 9482 | 105 | 90 | 16 | 0.92 | 4000 | 73
PB9P7YN6 | LUMA America Corp. | Resilient | HBL1000-B0-4-60-V1-0-X | Indoor Luminaires | High-Bay | High-Bay Luminaires for Commercial and Industrial Buildings | Standard | FALSE | [9 empty] | 42317 | Not Dimmable | Not Dimmable | No |  | 3 | 20640 | 103 | 200 | 13 | 0.99 | 4000 | 73
PTW6YFPZ | LUMA America Corp. | Resilient | HBL1000-A5-4-90-V1-0-X | Indoor Luminaires | High-Bay | High-Bay Luminaires for Commercial and Industrial Buildings | Standard | FALSE | [9 empty] | 42317 | Not Dimmable | Not Dimmable | No |  | 3 | 16900 | 110 | 150 | 12 | 0.99 | 4000 | 70
PT5GD4JD | Aimlite Lighting Products | AimLite | HBBF-LA2-8/40K/[L10 or KV or OSI or U347] | Indoor Luminaires | High-Bay | High-Bay Luminaires for Commercial and Industrial Buildings | Standard | TRUE | 17991 | 120.9 | 148.75 | 10.72 | 0.98 | 4069 | 84.97 | 5 | 50000 | 42313 |  |  | Yes |  | 3 | 17991 | 120.9 | 148.75 | 6.97 | 0.988 | 4069 | 84.97
PXY2RAX1 | Tamlite Lighting | Tamlite Lighting | TLHBLED1603K (120 Beam Angle) | Indoor Luminaires | High-Bay | High-Bay Luminaires for Commercial and Industrial Buildings | Standard | TRUE | 15354 | 96.76 | 158.68 | 14.3 | 0.967 | 3003.9 | 79.3 | 5 | 50000 | 42313 |  |  | NotYetVerified |  | 3 | 15000 | 90 | 160 |  | 0.99 | 3000
PW6BSKFX | Tamlite Lighting | Tamlite Lighting | TLHBLED2303K (120 Beam Angle) | Indoor Luminaires | High-Bay | High-Bay Luminaires for Commercial and Industrial Buildings | Standard | TRUE | 20970 | 95.45 | 219.7 | 23.5 | 0.961 | 3011.6 | 79 | 5 | 50000 | 42313 |  |  | NotYetVerified |  | 3 | 20000 | 90 | 230 |  | 0.99 | 3000
P7WP2DGT | Yaham Optoelectronics Co. Ltd. | Yaham | YHL-AI2-240 | Indoor Luminaires | High-Bay | High-Bay Luminaires for Commercial and Industrial Buildings | Standard | TRUE | 29688 | 122.93 | 241.5 | 5.84 | 0.9443 | 4994 | 77.3 | 5 | 50000 | 42313 |  |  | No |  | 3 | 29600 | 120 | 242 | 15 | 0.95 | 5000 | 70
PGDRE97U | Yaham Optoelectronics Co. Ltd. | Yaham | YHL-AI2-150 | Indoor Luminaires | High-Bay | High-Bay Luminaires for Commercial and Industrial Buildings | Standard | TRUE | 19393 | 125.84 | 154.1 | 11.41 | 0.937 | 4779 | 77.3 | 5 | 50000 | 42313 |  |  | No |  | 3 | 19300 | 120 | 155 | 15 | 0.95 | 5000 | 70
P4G91PRV | Yaham Optoelectronics Co. Ltd. | Yaham | YHL-AI2-180 | Indoor Luminaires | High-Bay | High-Bay Luminaires for Commercial and Industrial Buildings | Standard | TRUE | 22357 | 124.27 | 179.9 | 11.44 | 0.9362 | 4989 | 77.3 | 5 | 50000 | 42313 |  |  | No |  | 3 | 22300 | 120 | 180 | 15 | 0.95 | 5000 | 70
PJS2Q424 | MHT Lighting | MHT Lighting | MHTL-HF-325E-4K-U-XX-DB-XX | Indoor Luminaires | High-Bay | High-Bay Luminaires for Commercial and Industrial Buildings | Standard | TRUE | 32210 | 99.7 | 323 | 17.05 | 0.935 | 4045 | 73.6 | 5 | 100000 | 42313 |  |  | Yes |  | 3 | 32210 | 99.7 | 323 | 17.05 | 0.935 | 4045 | 73.6
P2DTSG3N | Yaham Optoelectronics Co. Ltd. | Yaham | YHL-AI2-120 | Indoor Luminaires | High-Bay | High-Bay Luminaires for Commercial and Industrial Buildings | Standard | TRUE | 14497 | 121.82 | 119 | 14.72 | 0.9305 | 5030 | 77.5 | 5 | 50000 | 42313 |  |  | No |  | 3 | 14400 | 120 | 120 | 15 | 0.95 | 5000 | 70
P4VPCF5Q | Yaham Optoelectronics Co. Ltd. | Yaham | YHL-AI2-90 | Indoor Luminaires | High-Bay | High-Bay Luminaires for Commercial and Industrial Buildings | Standard | TRUE | 11583 | 126.38 | 91.65 | 13.18 | 0.9305 | 4836 | 76.5 | 5 | 50000 | 42313 |  |  | No |  | 3 | 11500 | 120 | 92 | 15 | 0.95 | 5000 | 70
PY1ED9BE | Yaham Optoelectronics Co. Ltd. | Yaham | YHL-AI2-210 | Indoor Luminaires | High-Bay | High-Bay Luminaires for Commercial and Industrial Buildings | Standard | TRUE | 25582 | 121.01 | 211.4 | 9.8 | 0.9285 | 4976 | 77.3 | 5 | 50000 | 42313 |  |  | No |  | 3 | 25500 | 120 | 212 | 15 | 0.95 | 5000 | 70
P6HQ13P7 | LUMA America Corp. | Resilient | LFL0200-50-4-7-90-V1-0-X | Indoor Luminaires | High-Bay | High-Bay Luminaires for Commercial and Industrial Buildings | Standard | TRUE | 9507.722 | 98.008 | 97.01 | 20.66 | 0.877 | 3986 | 73.8 | 5 | 100000 | 42313 |  |  | No |  | 3 | 9500 | 98 | 100 | 20.6 | 0.88 | 4000 | 73
P7F2JF1S | Tamlite Lighting | Tamlite Lighting | TLHBLED2305K (120 Beam Angle) | Indoor Luminaires | High-Bay | High-Bay Luminaires for Commercial and Industrial Buildings | Standard | FALSE | [9 empty] | 42313 |  |  | NotYetVerified |  | 3 | 20000 | 90 | 230 | 20 | 0.99 | 5000 | 80
PA2276Z7 | Tamlite Lighting | Tamlite Lighting | TLHBLED1605K (120 Beam Angle) | Indoor Luminaires | High-Bay | High-Bay Luminaires for Commercial and Industrial Buildings | Standard | FALSE | [9 empty] | 42313 |  |  | NotYetVerified |  | 3 | 15000 | 94 | 160 | 20 | 0.99 | 5000 | 79
PG59XMZ5 | MHT Lighting | MHT Lighting | MHTL-HF-325E-5K-U-XX-DB-XX | Indoor Luminaires | High-Bay | High-Bay Luminaires for Commercial and Industrial Buildings | Standard | FALSE | [9 empty] | 42313 |  |  | Yes |  | 3 | 33465 | 103.2 | 324.2 | 17.07 | 0.935 | 5202 | 72.05
P9B15F6E | Aimlite Lighting Products | AimLite | HBBF-LA2-2/50K//[L10 or KV or OSI] | Indoor Luminaires | High-Bay | High-Bay Luminaires for Commercial and Industrial Buildings | Standard | FALSE | [9 empty] | 42313 | Dimmable | Continuous Below 10 | Yes |  | 3 | 18267 | 127.3 | 143.5 | 10.7 | 0.98 | 5179 | 84.07
PB1DKZSB | Aimlite Lighting Products | AimLite | HBBF-LA2-8/50K/[L10 or KV or OSI or U347] | Indoor Luminaires | High-Bay | High-Bay Luminaires for Commercial and Industrial Buildings | Standard | FALSE | [9 empty] | 42313 | Dimmable | Continuous Below 10 | Yes |  | 3 | 18267 | 122.7 | 148.89 | 6.94 | 0.9876 | 5179 | 84.07
PJ57Z2ZQ | Aimlite Lighting Products | AimLite | HBBF-LA2-2/40K/[L10 or KV or OSI] | Indoor Luminaires | High-Bay | High-Bay Luminaires for Commercial and Industrial Buildings | Standard | FALSE | [9 empty] | 42313 | Dimmable | Continuous Below 10 | Yes |  | 3 | 17991 | 125.3 | 143.5 | 10.7 | 0.98 | 4069 | 84.97
PMMKKGU3 | LUMA America Corp. | Resilient | LFL0200-50-5-7-90-V1-0-X | Indoor Luminaires | High-Bay | High-Bay Luminaires for Commercial and Industrial Buildings | Standard | FALSE | [9 empty] | 42313 | Not Dimmable | Not Dimmable | No |  | 3 | 9500 | 98 | 100 | 20.6 | 0.88 | 5000 | 73
PXWFPMRX | RISE-LITE GROUP CO. LTD | RISELITE | RL-HB-250W-LV-D-CW | Indoor Luminaires | High-Bay | High-Bay Luminaires for Commercial and Industrial Buildings | Standard | TRUE | 27822 | 108.26 | 257 | 15.93 | 0.9425 | 5629 | 73.5 | 5 | 60600 | 42312 |  |  | No |  | 3 | 27822 | 108.26 | 257 | 15.93 | 0.9425 | 5000 | 73.5
P4ATREAR | Pozeen LED LTD | Pozeen | RKLT2403HU45KWDL | Indoor Luminaires | High-Bay | Low-Bay Luminaires for Commercial and Industrial Buildings | Standard | TRUE | 5000.4 | 108.63 | 46.03 | 18.92 | 0.906 | 4279 | 83.6 | 5 |  | 42311 |  |  | No |  | 3 | 4848.9 | 111.62 | 45 | 18.92 | 0.906 | 4500 | 70
P58CUB61 | Pozeen LED LTD | Pozeen | RKLT2403HU45KWODL | Indoor Luminaires | High-Bay | Low-Bay Luminaires for Commercial and Industrial Buildings | Standard | TRUE | 6209.1 | 134.57 | 46.14 | 18.61 | 0.9059 | 4312 | 83.4 | 5 |  | 42311 |  |  | No |  | 3 | 6021.3 | 138.26 | 45 | 18.61 | 0.9059 | 4500 | 70
P2HPCFUR | Pozeen LED LTD | Pozeen | RKLT2403HU55KWDL | Indoor Luminaires | High-Bay | Low-Bay Luminaires for Commercial and Industrial Buildings | Standard | FALSE | [9 empty] | 42311 |  |  | No |  | 3 | 4914 | 112.11 | 45 | 18.85 | 0.9083 | 5500 | 70
PDSBNZC2 | Pozeen LED LTD | Pozeen | RKLT2403HU55KWODL | Indoor Luminaires | High-Bay | Low-Bay Luminaires for Commercial and Industrial Buildings | Standard | FALSE | [9 empty] | 42311 |  |  | No |  | 3 | 6082 | 139.5 | 45 | 18.72 | 0.9181 | 5500 | 70
P11RA333 | Pozeen LED LTD | Pozeen | RKLT2403HU50KWDL | Indoor Luminaires | High-Bay | Low-Bay Luminaires for Commercial and Industrial Buildings | Standard | FALSE | [9 empty] | 42311 |  |  | No |  | 3 | 4848.9 | 111.62 | 45 | 18.92 | 0.906 | 5000 | 70
PQ8Z6VVX | Pozeen LED LTD | Pozeen | RKLT2403HU50KWODL | Indoor Luminaires | High-Bay | Low-Bay Luminaires for Commercial and Industrial Buildings | Standard | FALSE | [9 empty] | 42311 |  |  | No |  | 3 | 6021.3 | 138.26 | 45 | 18.61 | 0.9059 | 5000 | 70
PZD31WRA | A2Z Green Lighting | A2Z Green Lighting | LBVT60-4-G250 | Indoor Luminaires | High-Bay | Low-Bay Luminaires for Commercial and Industrial Buildings | Standard | TRUE | 8758 | 127.2 | 68.84 | 13.84 | 0.978 | 5172 | 82.5 | 5 | 100000 | 42310 |  |  | NotYetVerified |  | 3 | 9007 | 131 | 60 | 13.84 | 0.978 | 5000 | 82
P7RBKPBA | A2Z Green Lighting | A2Z Green Lighting | LBVT40-4-G250 | Indoor Luminaires | High-Bay | Low-Bay Luminaires for Commercial and Industrial Buildings | Standard | TRUE | 5699 | 132.3 | 43.08 | 17.83 | 0.961 | 5107 | 82.3 | 5 | 100000 | 42310 |  |  | NotYetVerified |  | 3 | 5914 | 138 | 42 | 17.83 | 0.961 | 5000 | 82
P3WCS6Z2 | A2Z Green Lighting | A2Z Green Lighting | LBVT100-4-G250 | Indoor Luminaires | High-Bay | High-Bay Luminaires for Commercial and Industrial Buildings | Standard | TRUE | 11074 | 121.6 | 91.08 | 15.58 | 0.933 | 5256 | 82.9 | 5 | 100000 | 42310 |  |  | NotYetVerified |  | 3 | 11440 | 125 | 91 | 15.58 | 0.933 | 5000 | 82
PHNM6JRB | RISE-LITE GROUP CO. LTD | RISELITE | RL-HB-150W-LV-B-DW | Indoor Luminaires | High-Bay | High-Bay Luminaires for Commercial and Industrial Buildings | Standard | TRUE | 17042 | 114.68 | 148.6 | 12.98 | 0.932 | 5209 | 71.1 | 5 | 60600 | 42310 |  |  | No |  | 3 | 17042 | 114.68 | 148.6 | 12.98 | 0.932 | 5000 | 71.1
PGPQAPDA | RISE-LITE GROUP CO. LTD | RISELITE | RL-HB-200W-LV-B-DW | Indoor Luminaires | High-Bay | High-Bay Luminaires for Commercial and Industrial Buildings | Standard | TRUE | 20818 | 107.2 | 194.2 | 15.94 | 0.907 | 5216 | 71.2 | 5 | 60600 | 42310 |  |  | No |  | 3 | 20818 | 107.2 | 194.2 | 15.94 | 0.9068 | 5000 | 71.2
P3QBRFKG | A2Z Green Lighting | A2Z Green Lighting | LBVT80-4-G250 | Indoor Luminaires | High-Bay | High-Bay Luminaires for Commercial and Industrial Buildings | Standard | FALSE | [9 empty] | 42310 | Not Dimmable | Not Dimmable | NotYetVerified |  | 3 | 10240 | 128 | 80 | 16 | 0.9555 | 5000 | 82
PRU6476A | A2Z Green Lighting | A2Z Green Lighting | LBVT50-4-G250 | Indoor Luminaires | High-Bay | Low-Bay Luminaires for Commercial and Industrial Buildings | Standard | FALSE | [9 empty] | 42310 | Not Dimmable | Not Dimmable | NotYetVerified |  | 3 | 6750 | 135 | 50 | 15 | 0.9695 | 5000 | 82
PF12FRFK | Eaton (formerly Cooper Lighting) | Metalux | HBLED-LD4-48-N-CLI-UNV-L850-ED4-U | Indoor Luminaires | High-Bay | High-Bay Luminaires for Commercial and Industrial Buildings | Premium | TRUE | 42866.1 | 107.1 | 400.1 | 4.69 | 0.999 | 4988 | 81.5 | 5 | 60000 | 42309 |  |  | Yes | Updated 8/23/16 | 3.1 | 42881 | 107.18 | 400.1 | 4.69 | 0.999 | 5000 | 82
PP98X38B | Eaton (formerly Cooper Lighting) | Metalux | HBLED-LD4-48-W-AI-347-L840-ED4-U | Indoor Luminaires | High-Bay | High-Bay Luminaires for Commercial and Industrial Buildings | Standard | TRUE | 35398 | 84.2 | 420.5 | 7.59 | 0.999 |  |  | 5 | 60000 | 42309 |  |  | Yes |  | 3
P8ND7588 | Eaton (formerly Cooper Lighting) | Metalux | HBLED-LD4-30-W-[blank]-[Voltages Include UNV UNC 120V 277V 347V or 480V]-L850-[Blank or All Emergency Options]-ED3-[Blank or All Options]-[Blank or All Motion Sensors]-[All Packaging] | Indoor Luminaires | High-Bay | High-Bay Luminaires for Commercial and Industrial Buildings | Premium | FALSE | [9 empty] | 42309 | Not Dimmable | Not Dimmable | Yes | Updated 8/23/16 | 3 | 29689 | 131.53 | 225.72 | 5.6 | 0.998 | 5000 | 82
P15R5V8P | Eaton (formerly Cooper Lighting) | Metalux | HBLED-LD4-30-N-[blank]-[Voltages Include UNV UNC 120V 277V 347V or 480V]-L850-[Blank or All Emergency Options]-ED3-[Blank or All Options]-[Blank or All Motion Sensors]-[All Packaging] | Indoor Luminaires | High-Bay | High-Bay Luminaires for Commercial and Industrial Buildings | Premium | FALSE | [9 empty] | 42309 | Not Dimmable | Not Dimmable | Yes | Updated 8/23/16 | 3 | 28581 | 126.62 | 225.72 | 5.6 | 0.998 | 5000 | 82
PCUETCXA | Eaton (formerly Cooper Lighting) | Metalux | HBLED-LD4-18-W-[blank]-[Voltages Include UNV UNC 120V 277V 347V or 480V]-L850-[Blank or All Emergency Options]-ED2-[Blank or All Options]-[Blank or All Motion Sensors]-[All Packaging] | Indoor Luminaires | High-Bay | High-Bay Luminaires for Commercial and Industrial Buildings | Premium | FALSE | [9 empty] | 42309 | Not Dimmable | Not Dimmable | Yes | Updated 8/23/16 | 3 | 19884 | 131.87 | 150.78 | 5.6 | 0.998 | 5000 | 82
PWT54USS | Eaton (formerly Cooper Lighting) | Metalux | HBLED-LD4-18-N-[blank]-[Voltages Include UNV UNC 120V 277V 347V or 480V]-L850-[Blank or All Emergency Options]-ED2-[Blank or All Options]-[Blank or All Motion Sensors]-[All Packaging] | Indoor Luminaires | High-Bay | High-Bay Luminaires for Commercial and Industrial Buildings | Premium | FALSE | [9 empty] | 42309 |  |  | Yes | Updated 8/23/16 | 3 | 19142 | 126.95 | 150.78 | 5.6 | 0.998 | 5000 | 82
PAZAU1CC | Eaton (formerly Cooper Lighting) | Metalux | HBLED-LD4-30-W-FLI-UNV-L850-ED3-U | Indoor Luminaires | High-Bay | High-Bay Luminaires for Commercial and Industrial Buildings | Standard | FALSE | [9 empty] | 42309 |  |  | Yes |  | 3 | 24029.83 | 123.55 | 227.8 | 5.58 | 0.998 | 5000 | 82
P2ZVT3RQ | Eaton (formerly Cooper Lighting) | Metalux | HBLED-LD4-18-W-FLI-UNV-L850-ED2-U | Indoor Luminaires | High-Bay | High-Bay Luminaires for Commercial and Industrial Buildings | Standard | FALSE | [9 empty] | 42309 |  |  | Yes |  | 3 | 16500.48 | 127.22 | 151.9 | 5.58 | 0.998 | 5000 | 82
PYJNN7WF | Eaton (formerly Cooper Lighting) | Metalux | HBLED-LD4-36-W-FLI-UNV-L850-ED3-U | Indoor Luminaires | High-Bay | High-Bay Luminaires for Commercial and Industrial Buildings | Standard | FALSE | [9 empty] | 42309 |  |  | Yes |  | 3 | 30788.22 | 118.81 | 303.5 | 5.52 | 0.99835 | 5000 | 82
PEQ76T25 | Eaton (formerly Cooper Lighting) | Metalux | HBLED-LD4-24-W-FLI-UNV-L850-ED2-U | Indoor Luminaires | High-Bay | High-Bay Luminaires for Commercial and Industrial Buildings | Standard | FALSE | [9 empty] | 42309 |  |  | Yes |  | 3 | 20685.29 | 120.27 | 201.44 | 5.52 | 0.99835 | 5000 | 82
PPX6EYQU | Eaton (formerly Cooper Lighting) | Metalux | HBLED-LD4-12-W-FLI-UNV-L850-ED1-U | Indoor Luminaires | High-Bay | High-Bay Luminaires for Commercial and Industrial Buildings | Standard | FALSE | [9 empty] | 42309 |  |  | Yes |  | 3 | 10582.36 | 121.15 | 102.3 | 5.52 | 0.99835 | 5000 | 82
P3VCGPDZ | Eaton (formerly Cooper Lighting) | Metalux | HBLED-LD4-48-W-CLI-[Voltages Include UNV UNC 120 277]-L850-[ALL EMERGENCY OPTIONS]-ED4-[ALL OPTIONS][ALL MOTION SENSORS][ALL PACKAGING] | Indoor Luminaires | High-Bay | High-Bay Luminaires for Commercial and Industrial Buildings | Standard | FALSE | [9 empty] | 42309 |  |  | Yes | Updated on 7/29/16 | 3 | 44660 | 111.79 | 399.5 | 4.69 | 0.999 | 5000 | 82
PYKEF5BJ | Eaton (formerly Cooper Lighting) | Metalux | HBLED-LD4-48-N-CLI-[Voltages Include UNV UNC 120 277]-L850-[ALL EMERGENCY OPTIONS]-ED4-[ALL OPTIONS][ALL MOTION SENSORS][ALL PACKAGING] | Indoor Luminaires | High-Bay | High-Bay Luminaires for Commercial and Industrial Buildings | Standard | FALSE | [9 empty] | 42309 |  |  | Yes | Updated on 7/29/16 | 3 | 42881 | 107.18 | 400.1 | 4.69 | 0.999 | 5000 | 82
P23Z1D2K | Eaton (formerly Cooper Lighting) | Metalux | HBLED-LD4-48-W-FLI-[Voltages Include UNV UNC 120 277]-L850-[ALL EMERGENCY OPTIONS]-ED4-[ALL OPTIONS][ALL MOTION SENSORS][ALL PACKAGING] | Indoor Luminaires | High-Bay | High-Bay Luminaires for Commercial and Industrial Buildings | Standard | FALSE | [9 empty] | 42309 |  |  | Yes | Updated on 7/29/16 | 3 | 41076 | 102.77 | 399.7 | 4.66 | 0.999 | 5000 | 82
PS1PS62E | Eaton (formerly Cooper Lighting) | Metalux | HBLED-LD4-48-W-AI-[Voltages Include UNV UNC 120 277]-L850-[ALL EMERGENCY OPTIONS]-ED4-[ALL OPTIONS][ALL MOTION SENSORS][ALL PACKAGING] | Indoor Luminaires | High-Bay | High-Bay Luminaires for Commercial and Industrial Buildings | Standard | FALSE | [9 empty] | 42309 |  |  | Yes | Updated on 7/29/16 | 3 | 40492 | 101.43 | 399.2 | 4.65 | 0.999 | 5000 | 82
PCVPRC9M | Eaton (formerly Cooper Lighting) | Metalux | HBLED-LD4-48-N-[BLANK]-[Voltages Include UNV UNC 120 277]-L850-[ALL EMERGENCY OPTIONS]-ED4-[ALL OPTIONS][ALL MOTION SENSORS][ALL PACKAGING] | Indoor Luminaires | High-Bay | High-Bay Luminaires for Commercial and Industrial Buildings | Standard | FALSE | [9 empty] | 42309 |  |  | Yes | Updated on 7/29/16 | 3 | 46312 | 115.35 | 401.5 | 4.63 | 0.999 | 5000 | 82
P86F4FVJ | Eaton (formerly Cooper Lighting) | Metalux | HBLED-LD4-48HT-N-[BLANK]-[Voltages Include UNV UNC 120 277]-L850-[ALL EMERGENCY OPTIONS]-ED4-[ALL OPTIONS][ALL MOTION SENSORS][ALL PACKAGING] | Indoor Luminaires | High-Bay | High-Bay Luminaires for Commercial and Industrial Buildings | Standard | FALSE | [9 empty] | 42309 |  |  | Yes | Updated on 7/29/16 | 3 | 46312 | 115.35 | 401.5 | 4.63 | 0.999 | 5000 | 82
PUCAZHYG | Eaton (formerly Cooper Lighting) | Metalux | HBLED-LD4-48HT-W-[BLANK]-[Voltages Include UNV UNC 120 277]-L850-[ALL EMERGENCY OPTIONS]-ED4-[ALL OPTIONS][ALL MOTION SENSORS][ALL PACKAGING] | Indoor Luminaires | High-Bay | High-Bay Luminaires for Commercial and Industrial Buildings | Standard | FALSE | [9 empty] | 42309 |  |  | Yes | Updated on 7/29/16 | 3 | 48108 | 119.61 | 402.2 | 4.59 | 0.999 | 5000 | 82
P6EDT4X8 | Eaton (formerly Cooper Lighting) | Metalux | HBLED-LD4-48-W-[BLANK]-[Voltages Include UNV UNC 120 277]-L850-[ALL EMERGENCY OPTIONS]-ED4-[ALL OPTIONS][ALL MOTION SENSORS][ALL PACKAGING] | Indoor Luminaires | High-Bay | High-Bay Luminaires for Commercial and Industrial Buildings | Standard | FALSE | [9 empty] | 42309 |  |  | Yes | Updated on 7/29/16 | 3 | 48108 | 119.61 | 402.2 | 4.59 | 0.999 | 5000 | 82
PKQ41XKM | Eaton (formerly Cooper Lighting) | Metalux | HBLED-LD4-12-W-[blank]-[Voltages Include UNV UNC 120V 277V 347V or 480V]-L850-[Blank or All Emergency Options]-ED1-[Blank or All Options]-[Blank or All Motion Sensors]-[All Packaging] | Indoor Luminaires | High-Bay | High-Bay Luminaires for Commercial and Industrial Buildings | Premium | FALSE | [9 empty] | 42309 |  |  | Yes | Updated 8/23/16 | 3 | 12475 | 123.72 | 100.83 | 4.59 | 0.999 | 5000 | 82
PV6RSQ8D | Eaton (formerly Cooper Lighting) | Metalux | HBLED-LD4-12-N-[blank]-[Voltages Include UNV UNC 120V 277V 347V or 480V]-L850-[Blank or All Emergency Options]-ED1-[Blank or All Options]-[Blank or All Motion Sensors]-[All Packaging] | Indoor Luminaires | High-Bay | High-Bay Luminaires for Commercial and Industrial Buildings | Premium | FALSE | [9 empty] | 42309 |  |  | Yes | Updated 8/23/16 | 3 | 12009 | 119.1 | 100.83 | 4.59 | 0.999 | 5000 | 82
PS6PCAVB | Eaton (formerly Cooper Lighting) | Metalux | HBLED-LD4-30-W-FLI-UNV-L850-5LTD3-U | Indoor Luminaires | High-Bay | High-Bay Luminaires for Commercial and Industrial Buildings | Standard | FALSE | [9 empty] | 42309 |  |  | Yes |  | 3 | 24029.83 | 123.19 | 228.45 | 7.4498 | 0.99599 | 5000 | 82
P7FFES88 | Eaton (formerly Cooper Lighting) | Metalux | HBLED-LD4-18-W-FLI-UNV-L850-5LTD2-U | Indoor Luminaires | High-Bay | High-Bay Luminaires for Commercial and Industrial Buildings | Standard | FALSE | [9 empty] | 42309 |  |  | Yes |  | 3 | 16500.48 | 188.37 | 102.59 | 7.4498 | 0.99599 | 5000 | 82
P85W8MSD | Eaton (formerly Cooper Lighting) | Metalux | HBLED-LD4-30-W-FLI-UNV-L850-CD3-U | Indoor Luminaires | High-Bay | High-Bay Luminaires for Commercial and Industrial Buildings | Standard | FALSE | [9 empty] | 42309 |  |  | Yes |  | 3 | 24029.83 | 121.96 | 230.76 | 6.6 | 0.994 | 5000 | 82
PR25NWWE | Eaton (formerly Cooper Lighting) | Metalux | HBLED-LD4-18-W-FLI-UNV-L850-CD2-U | Indoor Luminaires | High-Bay | High-Bay Luminaires for Commercial and Industrial Buildings | Standard | FALSE | [9 empty] | 42309 |  |  | Yes |  | 3 | 16500.48 | 125.59 | 153.87 | 6.6 | 0.994 | 5000 | 82
PVVA9E5V | Eaton (formerly Cooper Lighting) | Metalux | HBLED-LD4-48-W-[BLANK]-[Voltages Include UNV UNC 120 277]-L850-[ALL EMERGENCY OPTIONS]-CD4-[ALL OPTIONS][ALL MOTION SENSORS][ALL PACKAGING] | Indoor Luminaires | High-Bay | High-Bay Luminaires for Commercial and Industrial Buildings | Standard | FALSE | [9 empty] | 42309 |  |  | Yes | Updated on 7/29/16 | 3 | 48108 | 120.31 | 399.86 | 6.4 | 0.998 | 5000 | 82
PK6E2JTV | Eaton (formerly Cooper Lighting) | Metalux | HBLED-LD4-48HT-W-[BLANK]-[Voltages Include UNV UNC 120 277]-L850-[ALL EMERGENCY OPTIONS]-CD4-[ALL OPTIONS][ALL MOTION SENSORS][ALL PACKAGING] | Indoor Luminaires | High-Bay | High-Bay Luminaires for Commercial and Industrial Buildings | Standard | FALSE | [9 empty] | 42309 |  |  | Yes | Updated on 7/29/16 | 3 | 48108 | 120.31 | 399.86 | 6.4 | 0.998 | 5000 | 82
PWGP24SQ | Eaton (formerly Cooper Lighting) | Metalux | HBLED-LD4-48-N-[BLANK]-[Voltages Include UNV UNC 120 277]-L850-[ALL EMERGENCY OPTIONS]-CD4-[ALL OPTIONS][ALL MOTION SENSORS][ALL PACKAGING] | Indoor Luminaires | High-Bay | High-Bay Luminaires for Commercial and Industrial Buildings | Standard | FALSE | [9 empty] | 42309 |  |  | Yes | Updated on 7/29/16 | 3 | 46312 | 115.82 | 399.86 | 6.4 | 0.998 | 5000 | 82
P3PKSRBM | Eaton (formerly Cooper Lighting) | Metalux | HBLED-LD4-48HT-N-[BLANK]-[Voltages Include UNV UNC 120 277]-L850-[ALL EMERGENCY OPTIONS]-CD4-[ALL OPTIONS][ALL MOTION SENSORS][ALL PACKAGING] | Indoor Luminaires | High-Bay | High-Bay Luminaires for Commercial and Industrial Buildings | Standard | FALSE | [9 empty] | 42309 |  |  | Yes | Updated on 7/29/16 | 3 | 46312 | 115.82 | 399.86 | 6.4 | 0.998 | 5000 | 82
PP936T7B | Eaton (formerly Cooper Lighting) | Metalux | HBLED-LD4-48-W-CLI-[Voltages Include UNV UNC 120 277]-L850-[ALL EMERGENCY OPTIONS]-CD4-[ALL OPTIONS][ALL MOTION SENSORS][ALL PACKAGING] | Indoor Luminaires | High-Bay | High-Bay Luminaires for Commercial and Industrial Buildings | Standard | FALSE | [9 empty] | 42309 |  |  | Yes | Updated on 7/29/16 | 3 | 44660 | 111.69 | 399.86 | 6.4 | 0.998 | 5000 | 82
PDX67Q7S | Eaton (formerly Cooper Lighting) | Metalux | HBLED-LD4-48-N-CLI-[Voltages Include UNV UNC 120 277]-L850-[ALL EMERGENCY OPTIONS]-CD4-[ALL OPTIONS][ALL MOTION SENSORS][ALL PACKAGING] | Indoor Luminaires | High-Bay | High-Bay Luminaires for Commercial and Industrial Buildings | Standard | FALSE | [9 empty] | 42309 |  |  | Yes | Updated on 7/29/16 | 3 | 42881 | 107.24 | 399.86 | 6.4 | 0.998 | 5000 | 82
PQQZ6BZ8 | Eaton (formerly Cooper Lighting) | Metalux | HBLED-LD4-48-W-FLI-[Voltages Include UNV UNC 120 277]-L850-[ALL EMERGENCY OPTIONS]-CD4-[ALL OPTIONS][ALL MOTION SENSORS][ALL PACKAGING] | Indoor Luminaires | High-Bay | High-Bay Luminaires for Commercial and Industrial Buildings | Standard | FALSE | [9 empty] | 42309 |  |  | Yes | Updated on 7/29/16 | 3 | 41076 | 102.72 | 399.86 | 6.4 | 0.998 | 5000 | 82
PXRCC6XT | Eaton (formerly Cooper Lighting) | Metalux | HBLED-LD4-48-W-AI-[Voltages Include UNV UNC 120 277]-L850-[ALL EMERGENCY OPTIONS]-CD4-[ALL OPTIONS][ALL MOTION SENSORS][ALL PACKAGING] | Indoor Luminaires | High-Bay | High-Bay Luminaires for Commercial and Industrial Buildings | Standard | FALSE | [9 empty] | 42309 |  |  | Yes | Updated on 7/29/16 | 3 | 40492 | 101.26 | 399.86 | 6.4 | 0.998 | 5000 | 82
PQHE65J6 | Eaton (formerly Cooper Lighting) | Metalux | HBLED-LD4-36-W-FLI-UNV-L850-CD3-U | Indoor Luminaires | High-Bay | High-Bay Luminaires for Commercial and Industrial Buildings | Standard | FALSE | [9 empty] | 42309 |  |  | Yes |  | 3 | 30788.22 | 116.02 | 310.79 | 6.36 | 0.9979 | 5000 | 82
PZCKZYHP | Eaton (formerly Cooper Lighting) | Metalux | HBLED-LD4-24-W-FLI-UNV-L850-CD2-U | Indoor Luminaires | High-Bay | High-Bay Luminaires for Commercial and Industrial Buildings | Standard | FALSE | [9 empty] | 42309 |  |  | Yes |  | 3 | 20685.29 | 118.72 | 204.06 | 6.36 | 0.9979 | 5000 | 82
PJNSMQSZ | Eaton (formerly Cooper Lighting) | Metalux | HBLED-LD4-12-W-FLI-UNV-L850-CD1-U | Indoor Luminaires | High-Bay | High-Bay Luminaires for Commercial and Industrial Buildings | Standard | FALSE | [9 empty] | 42309 |  |  | Yes |  | 3 | 10582.36 | 119.6 | 103.63 | 6.36 | 0.9979 | 5000 | 82
PUGKFSGP | Eaton (formerly Cooper Lighting) | Metalux | HBLED-LD4-30-W-[blank]-[Voltages Include UNV UNC 120V 277V 347V or 480V]-L850-[Blank or All Emergency Options]-[CD or 5LTD]3-[Blank or All Options]-[Blank or All Motion Sensors]-[All Packaging] | Indoor Luminaires | High-Bay | High-Bay Luminaires for Commercial and Industrial Buildings | Premium | FALSE | [9 empty] | 42309 |  |  | Yes | Updated 8/23/16 | 3 | 29689 | 126.44 | 234.8 | 5.6 | 0.998 | 5000 | 82
PSH24R51 | Eaton (formerly Cooper Lighting) | Metalux | HBLED-LD4-30-N-[blank]-[Voltages Include UNV UNC 120V 277V 347V or 480V]-L850-[Blank or All Emergency Options]-[CD or 5LTD]3-[Blank or All Options]-[Blank or All Motion Sensors]-[All Packaging] | Indoor Luminaires | High-Bay | High-Bay Luminaires for Commercial and Industrial Buildings | Premium | FALSE | [9 empty] | 42309 |  |  | Yes | Updated 8/23/16 | 3 | 28581 | 121.72 | 234.8 | 5.6 | 0.998 | 5000 | 82
PSTPCEAA | Eaton (formerly Cooper Lighting) | Metalux | HBLED-LD4-18-W-[blank]-[Voltages Include UNV UNC 120V 277V 347V or 480V]-L850-[Blank or All Emergency Options]-[CD or 5LTD]2-[Blank or All Options]-[Blank or All Motion Sensors]-[All Packaging] | Indoor Luminaires | High-Bay | High-Bay Luminaires for Commercial and Industrial Buildings | Premium | FALSE | [9 empty] | 42309 |  |  | Yes | Updated 8/23/16 | 3 | 19884 | 126.77 | 156.85 | 5.6 | 0.998 | 5000 | 82
PYFM821M | Eaton (formerly Cooper Lighting) | Metalux | HBLED-LD4-18-N-[blank]-[Voltages Include UNV UNC 120V 277V 347V or 480V]-L850-[Blank or All Emergency Options]-[CD or 5LTD]2-[Blank or All Options]-[Blank or All Motion Sensors]-[All Packaging] | Indoor Luminaires | High-Bay | High-Bay Luminaires for Commercial and Industrial Buildings | Premium | FALSE | [9 empty] | 42309 |  |  | Yes | Updated 8/23/16 | 3 | 19142 | 122.04 | 156.85 | 5.6 | 0.998 | 5000 | 82
PVES9ND9 | Eaton (formerly Cooper Lighting) | Metalux | HBLED-LD4-12-W-[blank]-[Voltages Include UNV UNC 120V 277V 347V or 480V]-L850-[Blank or All Emergency Options]-[CD or 5LTD]1-[Blank or All Options]-[Blank or All Motion Sensors]-[All Packaging] | Indoor Luminaires | High-Bay | High-Bay Luminaires for Commercial and Industrial Buildings | Premium | FALSE | [9 empty] | 42309 |  |  | Yes | Updated 8/23/16 | 3 | 12475 | 124.45 | 100.24 | 4.59 | 0.999 | 5000 | 82
PZN1K5Z5 | Eaton (formerly Cooper Lighting) | Metalux | HBLED-LD4-12-N-[blank]-[Voltages Include UNV UNC 120V 277V 347V or 480V]-L850-[Blank or All Emergency Options]-[CD or 5LTD]1-[Blank or All Options]-[Blank or All Motion Sensors]-[All Packaging] | Indoor Luminaires | High-Bay | High-Bay Luminaires for Commercial and Industrial Buildings | Premium | FALSE | [9 empty] | 42309 |  |  | Yes | Updated 8/23/16 | 3 | 12009 | 119.8 | 100.24 | 4.59 | 0.999 | 5000 | 82
PFYJR22Z | Eaton (formerly Cooper Lighting) | Metalux | HBLED-LD4-30-W-[blank]-[Voltages Include UNV UNC 120V 277V 347V or 480V]-L840-[Blank or All Emergency Options]-ED3-[Blank or All Options]-[Blank or All Motion Sensors]-[All Packaging] | Indoor Luminaires | High-Bay | High-Bay Luminaires for Commercial and Industrial Buildings | Premium | FALSE | [9 empty] | 42309 |  |  | Yes | Updated 8/23/16 | 3 | 28086 | 124.43 | 225.72 | 5.6 | 0.998 | 4000 | 82
PEYKWQEH | Eaton (formerly Cooper Lighting) | Metalux | HBLED-LD4-30-N-[blank]-[Voltages Include UNV 120V or 277V]-L840-[Blank or All Emergency Options]-ED3-[Blank or All Options]-[Blank or All Motion Sensors]-[All Packaging] | Indoor Luminaires | High-Bay | High-Bay Luminaires for Commercial and Industrial Buildings | Premium | FALSE | [9 empty] | 42309 |  |  | Yes | Updated 8/23/16 | 3 | 26463 | 117.24 | 225.72 | 5.6 | 0.998 | 4000 | 82
PKBTY1YW | Eaton (formerly Cooper Lighting) | Metalux | HBLED-LD4-18-W-[blank]-[Voltages Include UNV UNC 120V 277V 347V or 480V]-L840-[Blank or All Emergency Options]-ED2-[Blank or All Options]-[Blank or All Motion Sensors]-[All Packaging] | Indoor Luminaires | High-Bay | High-Bay Luminaires for Commercial and Industrial Buildings | Premium | FALSE | [9 empty] | 42309 |  |  | Yes | Updated 8/23/16 | 3 | 18810 | 124.75 | 150.78 | 5.6 | 0.998 | 4000 | 82
PBZT93Z4 | Eaton (formerly Cooper Lighting) | Metalux | HBLED-LD4-18-N-[blank]-[Voltages Include UNV 120V or 277V]-L840-[Blank or All Emergency Options]-ED2-[Blank or All Options]-[Blank or All Motion Sensors]-[All Packaging] | Indoor Luminaires | High-Bay | High-Bay Luminaires for Commercial and Industrial Buildings | Premium | FALSE | [9 empty] | 42309 | Not Dimmable | Not Dimmable | Yes | Updated 8/23/16 | 3 | 18108 | 120.1 | 150.78 | 5.6 | 0.998 | 4000 | 82
P7U8DDEE | Eaton (formerly Cooper Lighting) | Metalux | HBLED-LD4-30-W-FLI-UNV-L840-ED3-U | Indoor Luminaires | High-Bay | High-Bay Luminaires for Commercial and Industrial Buildings | Standard | FALSE | [9 empty] | 42309 |  |  | Yes |  | 3 | 22607.31 | 116.23 | 227.8 | 5.58 | 0.998 | 4000 | 82
PBM3SBVJ | Eaton (formerly Cooper Lighting) | Metalux | HBLED-LD4-18-W-FLI-UNV-L840-ED2-U | Indoor Luminaires | High-Bay | High-Bay Luminaires for Commercial and Industrial Buildings | Standard | FALSE | [9 empty] | 42309 |  |  | Yes |  | 3 | 15237.97 | 117.49 | 151.9 | 5.58 | 0.998 | 4000 | 82
P9BYT6N3 | Eaton (formerly Cooper Lighting) | Metalux | HBLED-LD4-36-W-FLI-UNV-L840-ED3-U | Indoor Luminaires | High-Bay | High-Bay Luminaires for Commercial and Industrial Buildings | Standard | FALSE | [9 empty] | 42309 |  |  | Yes |  | 3 | 28432.5 | 108.54 | 306.8 | 5.52 | 0.99835 | 4000 | 82
PPVYK4SU | Eaton (formerly Cooper Lighting) | Metalux | HBLED-LD4-24-W-FLI-UNV-L840-ED2-U | Indoor Luminaires | High-Bay | High-Bay Luminaires for Commercial and Industrial Buildings | Standard | FALSE | [9 empty] | 42309 |  |  | Yes |  | 3 | 19523.65 | 113.51 | 201.44 | 5.52 | 0.99835 | 4000 | 82
P89DSSMG | Eaton (formerly Cooper Lighting) | Metalux | HBLED-LD4-12-W-FLI-UNV-L840-ED1-U | Indoor Luminaires | High-Bay | High-Bay Luminaires for Commercial and Industrial Buildings | Standard | FALSE | [9 empty] | 42309 |  |  | Yes |  | 3 | 9761.83 | 111.76 | 102.3 | 5.52 | 0.99835 | 4000 | 82
PN89GPKD | Eaton (formerly Cooper Lighting) | Metalux | HBLED-LD4-48-W-CLI-[Voltages Include UNV UNC 120 277]-L840-[ALL EMERGENCY OPTIONS]-ED4-[ALL OPTIONS][ALL MOTION SENSORS][ALL PACKAGING] | Indoor Luminaires | High-Bay | High-Bay Luminaires for Commercial and Industrial Buildings | Standard | FALSE | [9 empty] | 42309 |  |  | Yes | Updated on 7/29/16 | 3 | 43320.2 | 108.44 | 399.5 | 4.69 | 0.999 | 4000 | 82
PENM4DTG | Eaton (formerly Cooper Lighting) | Metalux | HBLED-LD4-48-N-CLI-[Voltages Include UNV UNC 120 277]-L840-[ALL EMERGENCY OPTIONS]-ED4-[ALL OPTIONS][ALL MOTION SENSORS][ALL PACKAGING] | Indoor Luminaires | High-Bay | High-Bay Luminaires for Commercial and Industrial Buildings | Standard | FALSE | [9 empty] | 42309 |  |  | Yes | Updated on 7/29/16 | 3 | 41594.57 | 103.96 | 400.1 | 4.69 | 0.999 | 4000 | 82
PBAJAC22 | Eaton (formerly Cooper Lighting) | Metalux | HBLED-LD4-48-W-FLI-[Voltages Include UNV UNC 120 277]-L840-[ALL EMERGENCY OPTIONS]-ED4-[ALL OPTIONS][ALL MOTION SENSORS][ALL PACKAGING] | Indoor Luminaires | High-Bay | High-Bay Luminaires for Commercial and Industrial Buildings | Standard | FALSE | [9 empty] | 42309 |  |  | Yes | Updated on 7/29/16 | 3 | 39843.72 | 99.68 | 399.7 | 4.66 | 0.999 | 4000 | 82
P833N6VH | Eaton (formerly Cooper Lighting) | Metalux | HBLED-LD4-48-W-AI-[Voltages Include UNV UNC 120 277]-L840-[ALL EMERGENCY OPTIONS]-ED4-[ALL OPTIONS][ALL MOTION SENSORS][ALL PACKAGING] | Indoor Luminaires | High-Bay | High-Bay Luminaires for Commercial and Industrial Buildings | Standard | FALSE | [9 empty] | 42309 |  |  | Yes | Updated on 7/29/16 | 3 | 39277.24 | 98.39 | 399.2 | 4.65 | 0.999 | 4000 | 82
PFSCTBBJ | Eaton (formerly Cooper Lighting) | Metalux | HBLED-LD4-48-N-[BLANK]-[Voltages Include UNV UNC 120 277]-L840-[ALL EMERGENCY OPTIONS]-ED4-[ALL OPTIONS][ALL MOTION SENSORS][ALL PACKAGING] | Indoor Luminaires | High-Bay | High-Bay Luminaires for Commercial and Industrial Buildings | Standard | FALSE | [9 empty] | 42309 |  |  | Yes | Updated on 7/29/16 | 3 | 44922.64 | 111.89 | 401.5 | 4.63 | 0.999 | 4000 | 82
PFKRKU3K | Eaton (formerly Cooper Lighting) | Metalux | HBLED-LD4-48HT-N-[BLANK]-[Voltages Include UNV UNC 120 277]-L840-[ALL EMERGENCY OPTIONS]-ED4-[ALL OPTIONS][ALL MOTION SENSORS][ALL PACKAGING] | Indoor Luminaires | High-Bay | High-Bay Luminaires for Commercial and Industrial Buildings | Standard | FALSE | [9 empty] | 42309 |  |  | Yes | Updated on 7/29/16 | 3 | 44922.64 | 111.89 | 401.5 | 4.63 | 0.999 | 4000 | 82
PW9UWZQ9 | Eaton (formerly Cooper Lighting) | Metalux | HBLED-LD4-48HT-W-[BLANK]-[Voltages Include UNV UNC 120 277]-L840-[ALL EMERGENCY OPTIONS]-ED4-[ALL OPTIONS][ALL MOTION SENSORS][ALL PACKAGING] | Indoor Luminaires | High-Bay | High-Bay Luminaires for Commercial and Industrial Buildings | Standard | FALSE | [9 empty] | 42309 |  |  | Yes | Updated on 7/29/16 | 3 | 46664.76 | 116.02 | 402.2 | 4.59 | 0.999 | 4000 | 82
PG2P1647 | Eaton (formerly Cooper Lighting) | Metalux | HBLED-LD4-48-W-[BLANK]-[Voltages Include UNV UNC 120 277]-L840-[ALL EMERGENCY OPTIONS]-ED4-[ALL OPTIONS][ALL MOTION SENSORS][ALL PACKAGING] | Indoor Luminaires | High-Bay | High-Bay Luminaires for Commercial and Industrial Buildings | Standard | FALSE | [9 empty] | 42309 |  |  | Yes | Updated on 7/29/16 | 3 | 46664.76 | 116.02 | 402.2 | 4.59 | 0.999 | 4000 | 82
P4VYG6YV | Eaton (formerly Cooper Lighting) | Metalux | HBLED-LD4-12-W-[blank]-[Voltages Include UNV UNC 120V 277V 347V or 480V]-L840-[Blank or All Emergency Options]-ED1-[Blank or All Options]-[Blank or All Motion Sensors]-[All Packaging] | Indoor Luminaires | High-Bay | High-Bay Luminaires for Commercial and Industrial Buildings | Premium | FALSE | [9 empty] | 42309 | Not Dimmable | Not Dimmable | Yes | Updated 8/23/16 | 3 | 11801 | 117.04 | 100.83 | 4.59 | 0.999 | 4000 | 82
PP1245D8 | Eaton (formerly Cooper Lighting) | Metalux | HBLED-LD4-12-N-[blank]-[Voltages Include UNV 120V or 277V]-L840-[Blank or All Emergency Options]-ED1-[Blank or All Options]-[Blank or All Motion Sensors]-[All Packaging] | Indoor Luminaires | High-Bay | High-Bay Luminaires for Commercial and Industrial Buildings | Premium | FALSE | [9 empty] | 42309 |  |  | Yes | Updated 8/23/16 | 3 | 11361 | 112.67 | 100.83 | 4.59 | 0.999 | 4000 | 82
PGCYHP2K | Eaton (formerly Cooper Lighting) | Metalux | HBLED-LD4-30-W-FLI-UNV-L840-5LTD3-U | Indoor Luminaires | High-Bay | High-Bay Luminaires for Commercial and Industrial Buildings | Standard | FALSE | [9 empty] | 42309 |  |  | Yes |  | 3 | 22607.31 | 117.07 | 226.17 | 7.4498 | 0.99599 | 4000 | 82
PCQUDJFU | Eaton (formerly Cooper Lighting) | Metalux | HBLED-LD4-18-W-FLI-UNV-L840-5LTD2-U | Indoor Luminaires | High-Bay | High-Bay Luminaires for Commercial and Industrial Buildings | Standard | FALSE | [9 empty] | 42309 |  |  | Yes |  | 3 | 15237.97 | 117.15 | 152.34 | 7.4498 | 0.99599 | 4000 | 82
PRENNFCB | Eaton (formerly Cooper Lighting) | Metalux | HBLED-LD4-30-W-FLI-UNV-L840-CD3-U | Indoor Luminaires | High-Bay | High-Bay Luminaires for Commercial and Industrial Buildings | Standard | FALSE | [9 empty] | 42309 |  |  | Yes |  | 3 | 22607.31 | 114.74 | 230.76 | 6.6 | 0.994 | 4000 | 82
PN3JUVNZ | Eaton (formerly Cooper Lighting) | Metalux | HBLED-LD4-18-W-FLI-UNV-L840-CD2-U | Indoor Luminaires | High-Bay | High-Bay Luminaires for Commercial and Industrial Buildings | Standard | FALSE | [9 empty] | 42309 |  |  | Yes |  | 3 | 15237.97 | 115.98 | 153.87 | 6.6 | 0.994 | 4000 | 82
PZY34YUW | Eaton (formerly Cooper Lighting) | Metalux | HBLED-LD4-48-W-[BLANK]-[Voltages Include UNV UNC 120 277]-L840-[ALL EMERGENCY OPTIONS]-CD4-[ALL OPTIONS][ALL MOTION SENSORS][ALL PACKAGING] | Indoor Luminaires | High-Bay | High-Bay Luminaires for Commercial and Industrial Buildings | Standard | FALSE | [9 empty] | 42309 |  |  | Yes | Updated on 7/29/16 | 3 | 46664.76 | 116.7 | 399.86 | 6.4 | 0.998 | 4000 | 82
P2HWZQTW | Eaton (formerly Cooper Lighting) | Metalux | HBLED-LD4-48HT-W-[BLANK]-[Voltages Include UNV UNC 120 277]-L840-[ALL EMERGENCY OPTIONS]-CD4-[ALL OPTIONS][ALL MOTION SENSORS][ALL PACKAGING] | Indoor Luminaires | High-Bay | High-Bay Luminaires for Commercial and Industrial Buildings | Standard | FALSE | [9 empty] | 42309 |  |  | Yes | Updated on 7/29/16 | 3 | 46664.76 | 116.7 | 399.86 | 6.4 | 0.998 | 4000 | 82
PSXGAU8E | Eaton (formerly Cooper Lighting) | Metalux | HBLED-LD4-48HT-N-[BLANK]-[Voltages Include UNV UNC 120 277]-L840-[ALL EMERGENCY OPTIONS]-CD4-[ALL OPTIONS][ALL MOTION SENSORS][ALL PACKAGING] | Indoor Luminaires | High-Bay | High-Bay Luminaires for Commercial and Industrial Buildings | Standard | FALSE | [9 empty] | 42309 |  |  | Yes | Updated on 7/29/16 | 3 | 44922.64 | 112.34 | 399.86 | 6.4 | 0.998 | 4000 | 82
PB8PS5JE | Eaton (formerly Cooper Lighting) | Metalux | HBLED-LD4-48-N-[BLANK]-[Voltages Include UNV UNC 120 277]-L840-[ALL EMERGENCY OPTIONS]-CD4-[ALL OPTIONS][ALL MOTION SENSORS][ALL PACKAGING] | Indoor Luminaires | High-Bay | High-Bay Luminaires for Commercial and Industrial Buildings | Standard | FALSE | [9 empty] | 42309 |  |  | Yes | Updated on 7/29/16 | 3 | 44922.64 | 112.34 | 399.86 | 6.4 | 0.998 | 4000 | 82
PPPSZQVU | Eaton (formerly Cooper Lighting) | Metalux | HBLED-LD4-48-W-CLI-[Voltages Include UNV UNC 120 277]-L840-[ALL EMERGENCY OPTIONS]-CD4-[ALL OPTIONS][ALL MOTION SENSORS][ALL PACKAGING] | Indoor Luminaires | High-Bay | High-Bay Luminaires for Commercial and Industrial Buildings | Standard | FALSE | [9 empty] | 42309 |  |  | Yes | Updated on 7/29/16 | 3 | 43320.2 | 108.34 | 399.86 | 6.4 | 0.998 | 4000 | 82
P1FVKJ36 | Eaton (formerly Cooper Lighting) | Metalux | HBLED-LD4-48-N-CLI-[Voltages Include UNV UNC 120 277]-L840-[ALL EMERGENCY OPTIONS]-CD4-[ALL OPTIONS][ALL MOTION SENSORS][ALL PACKAGING] | Indoor Luminaires | High-Bay | High-Bay Luminaires for Commercial and Industrial Buildings | Standard | FALSE | [9 empty] | 42309 |  |  | Yes | Updated on 7/29/16 | 3 | 41594.57 | 104.02 | 399.86 | 6.4 | 0.998 | 4000 | 82
PG1236C4 | Eaton (formerly Cooper Lighting) | Metalux | HBLED-LD4-48-W-FLI-[Voltages Include UNV UNC 120 277]-L840-[ALL EMERGENCY OPTIONS]-CD4-[ALL OPTIONS][ALL MOTION SENSORS][ALL PACKAGING] | Indoor Luminaires | High-Bay | High-Bay Luminaires for Commercial and Industrial Buildings | Standard | FALSE | [9 empty] | 42309 |  |  | Yes | Updated on 7/29/16 | 3 | 39843.72 | 99.64 | 399.86 | 6.4 | 0.998 | 4000 | 82
PC3P978T | Eaton (formerly Cooper Lighting) | Metalux | HBLED-LD4-48-W-AI-[Voltages Include UNV UNC 120 277]-L840-[ALL EMERGENCY OPTIONS]-CD4-[ALL OPTIONS][ALL MOTION SENSORS][ALL PACKAGING] | Indoor Luminaires | High-Bay | High-Bay Luminaires for Commercial and Industrial Buildings | Standard | FALSE | [9 empty] | 42309 |  |  | Yes | Updated on 7/29/16 | 3 | 39277.24 | 98.23 | 399.86 | 6.4 | 0.998 | 4000 | 82
PKD9FHRC | Eaton (formerly Cooper Lighting) | Metalux | HBLED-LD4-36-W-FLI-UNV-L840-CD3-U | Indoor Luminaires | High-Bay | High-Bay Luminaires for Commercial and Industrial Buildings | Standard | FALSE | [9 empty] | 42309 |  |  | Yes |  | 3 | 28432.5 | 108.31 | 307.45 | 6.36 | 0.9979 | 4000 | 82
PV6HWA4B | Eaton (formerly Cooper Lighting) | Metalux | HBLED-LD4-24-W-FLI-UNV-L840-CD2-U | Indoor Luminaires | High-Bay | High-Bay Luminaires for Commercial and Industrial Buildings | Standard | FALSE | [9 empty] | 42309 |  |  | Yes |  | 3 | 19523.65 | 112.06 | 204.06 | 6.36 | 0.9979 | 4000 | 82
PKFBPZ3D | Eaton (formerly Cooper Lighting) | Metalux | HBLED-LD4-12-W-FLI-UNV-L840-CD1-U | Indoor Luminaires | High-Bay | High-Bay Luminaires for Commercial and Industrial Buildings | Standard | FALSE | [9 empty] | 42309 |  |  | Yes |  | 3 | 9761.83 | 110.33 | 103.63 | 6.36 | 0.9979 | 4000 | 82
PUNJHNGT | Eaton (formerly Cooper Lighting) | Metalux | HBLED-LD4-30-W-[blank]-[Voltages Include UNV UNC 120V 277V 347V or 480V]-L840-[Blank or All Emergency Options]-[CD or 5LTD]3-[Blank or All Options]-[Blank or All Motion Sensors]-[All Packaging] | Indoor Luminaires | High-Bay | High-Bay Luminaires for Commercial and Industrial Buildings | Premium | FALSE | [9 empty] | 42309 |  |  | Yes | Updated 8/23/16 | 3 | 28086 | 119.61 | 234.8 | 5.6 | 0.998 | 4000 | 82
P7XFYT4J | Eaton (formerly Cooper Lighting) | Metalux | HBLED-LD4-30-N-[blank]-[Voltages Include UNV 120V or 277V]-L840-[Blank or All Emergency Options]-[CD or 5LTD]3-[Blank or All Options]-[Blank or All Motion Sensors]-[All Packaging] | Indoor Luminaires | High-Bay | High-Bay Luminaires for Commercial and Industrial Buildings | Premium | FALSE | [9 empty] | 42309 | Dimmable | Continuous Below 10 | Yes | Updated 8/23/16 | 3 | 26463 | 115.15 | 234.8 | 5.6 | 0.998 | 4000 | 82
PM7PR345 | Eaton (formerly Cooper Lighting) | Metalux | HBLED-LD4-18-W-[blank]-[Voltages Include UNV UNC 120V 277V 347V or 480V]-L840-[Blank or All Emergency Options]-[CD or 5LTD]2-[Blank or All Options]-[Blank or All Motion Sensors]-[All Packaging] | Indoor Luminaires | High-Bay | High-Bay Luminaires for Commercial and Industrial Buildings | Premium | FALSE | [9 empty] | 42309 |  |  | Yes | Updated 8/23/16 | 3 | 18810 | 119.93 | 156.85 | 5.6 | 0.998 | 4000 | 82
PPTWT6RX | Eaton (formerly Cooper Lighting) | Metalux | HBLED-LD4-18-N-[blank]-[Voltages Include UNV 120V or 277V]-L840-[Blank or All Emergency Options]-[CD or 5LTD]2-[Blank or All Options]-[Blank or All Motion Sensors]-[All Packaging] | Indoor Luminaires | High-Bay | High-Bay Luminaires for Commercial and Industrial Buildings | Premium | FALSE | [9 empty] | 42309 |  |  | Yes | Updated 8/23/16 | 3 | 18108 | 115.45 | 156.85 | 5.6 | 0.998 | 4000 | 82
PF8JVSFV | Eaton (formerly Cooper Lighting) | Metalux | HBLED-LD4-12-W-[blank]-[Voltages Include UNV UNC 120V 277V 347V or 480V]-L840-[Blank or All Emergency Options]-[CD or 5LTD]1-[Blank or All Options]-[Blank or All Motion Sensors]-[All Packaging] | Indoor Luminaires | High-Bay | High-Bay Luminaires for Commercial and Industrial Buildings | Premium | FALSE | [9 empty] | 42309 |  |  | Yes | Updated 8/23/16 | 3 | 11801 | 117.72 | 100.24 | 4.59 | 0.999 | 4000 | 82
PZ2GZ9QD | Eaton (formerly Cooper Lighting) | Metalux | HBLED-LD4-12-N-[blank]-[Voltages Include UNV 120V or 277V]-L840-[Blank or All Emergency Options]-[CD or 5LTD]1-[Blank or All Options]-[Blank or All Motion Sensors]-[All Packaging] | Indoor Luminaires | High-Bay | High-Bay Luminaires for Commercial and Industrial Buildings | Premium | FALSE | [9 empty] | 42309 |  |  | Yes | Updated 8/23/16 | 3 | 11361 | 113.33 | 100.24 | 4.59 | 0.999 | 4000 | 82
P5361AAQ | Shenzhen Snowball Lighting Limited | Snowball | SB-HB/S/C/60W/3D/SWW | Indoor Luminaires | High-Bay | Low-Bay Luminaires for Commercial and Industrial Buildings | Standard | TRUE | 5736.19 | 100.41 | 57.125 | 13.85 | 0.976 | 2741 | 84.4 | 5 | 50000 | 42307 |  |  | No |  | 3 | 6000 | 100 | 60 | 15 | 0.95 | 2700 | 80
PYYG6B68 | EWM International LLC | Every Watt Matters | HS-15-20-MIN-CA12-750-H0-300 [5000K 120Â° Ceiling Mount Only] | Indoor Luminaires | High-Bay | High-Bay Luminaires for Commercial and Industrial Buildings | Standard | TRUE | 22496.52 | 111.12 | 202.46 | 11.28 | 0.948 | 5202 | 73.2 | 5 | 50000 | 42307 |  |  | NotYetVerified |  | 3 | 23000 | 115 | 200 | 15 | 0.93 | 5000 | 70
PXQXZ34F | EWM International LLC | Every Watt Matters | HS-15-15-MIN-CA12-750-H0-300 [5000K 120Â° Ceiling Mount Only] | Indoor Luminaires | High-Bay | High-Bay Luminaires for Commercial and Industrial Buildings | Standard | TRUE | 17305.76 | 117.52 | 147.26 | 11.28 | 0.948 | 5204 | 73.4 | 5 | 50000 | 42307 |  |  | NotYetVerified |  | 3 | 17200 | 115 | 150 | 15 | 0.93 | 5000 | 70
PGBSCGFN | EWM International LLC | Every Watt Matters | HS-15-12-MIN-CA12-750-H0-300 [5000K 120Â° Ceiling Mount Only] | Indoor Luminaires | High-Bay | High-Bay Luminaires for Commercial and Industrial Buildings | Standard | TRUE | 13548.28 | 110.91 | 122.16 | 13.61 | 0.9252 | 5242 | 73.3 | 5 | 50000 | 42307 |  |  | NotYetVerified |  | 3 | 13800 | 115 | 120 | 15 | 0.93 | 5000 | 70
PXVCE7KC | Shenzhen Snowball Lighting Limited | Snowball | SB-HB/S/60W/3D/SWW | Indoor Luminaires | High-Bay | Low-Bay Luminaires for Commercial and Industrial Buildings | Standard | TRUE | 6265.81 | 103.62 | 60.47 | 15.82 | 0.9172 | 2745 | 84.4 | 5 | 50000 | 42307 |  |  | No |  | 3 | 6300 | 105 | 60 | 10 | 0.98 | 2700 | 80
PN5G61N6 | EWM International LLC | Every Watt Matters | HS-15-10-MIN-CA12-750-H0-300 [5000K 120Â° Ceiling Mount Only] | Indoor Luminaires | High-Bay | High-Bay Luminaires for Commercial and Industrial Buildings | Standard | TRUE | 11205.3 | 113.62 | 98.62 | 16.21 | 0.917 | 5170 | 73.1 | 5 | 50000 | 42307 |  |  | NotYetVerified |  | 3 | 11500 | 115 | 100 | 15 | 0.93 | 5000 | 70
PWRPS697 | Shenzhen Snowball Lighting Limited | Snowball | SB-HB/S/C/60W/SCW | Indoor Luminaires | High-Bay | Low-Bay Luminaires for Commercial and Industrial Buildings | Standard | FALSE | [9 empty] | 42307 |  |  | No |  | 3 | 6600 | 110 | 60 | 15 | 0.95 | 5700 | 80
P3KFGJU8 | Shenzhen Snowball Lighting Limited | Snowball | SB-HB/S/60W/SCW | Indoor Luminaires | High-Bay | Low-Bay Luminaires for Commercial and Industrial Buildings | Standard | FALSE | [9 empty] | 42307 |  |  | No |  | 3 | 7200 | 120 | 60 | 10 | 0.98 | 5700 | 80
PP464MS2 | Shenzhen Snowball Lighting Limited | Snowball | SB-HB/S/C/60W/3D/SCW | Indoor Luminaires | High-Bay | Low-Bay Luminaires for Commercial and Industrial Buildings | Standard | FALSE | [9 empty] | 42307 |  |  | No |  | 3 | 6600 | 110 | 60 | 15 | 0.95 | 5700 | 80
P9EY8QF9 | Shenzhen Snowball Lighting Limited | Snowball | SB-HB/S/60W/3D/SCW | Indoor Luminaires | High-Bay | Low-Bay Luminaires for Commercial and Industrial Buildings | Standard | FALSE | [9 empty] | 42307 |  |  | No |  | 3 | 7200 | 120 | 60 | 10 | 0.98 | 5700 | 80
PACRGNT1 | Shenzhen Snowball Lighting Limited | Snowball | SB-HB/S/C/60W/CW | Indoor Luminaires | High-Bay | Low-Bay Luminaires for Commercial and Industrial Buildings | Standard | FALSE | [9 empty] | 42307 |  |  | No |  | 3 | 6600 | 110 | 60 | 15 | 0.95 | 5000 | 80
PFPAWFJP | Shenzhen Snowball Lighting Limited | Snowball | SB-HB/S/60W/CW | Indoor Luminaires | High-Bay | Low-Bay Luminaires for Commercial and Industrial Buildings | Standard | FALSE | [9 empty] | 42307 |  |  | No |  | 3 | 7200 | 120 | 60 | 10 | 0.98 | 5000 | 80
PR82JUCY | Shenzhen Snowball Lighting Limited | Snowball | SB-HB/S/C/60W/3D/CW | Indoor Luminaires | High-Bay | Low-Bay Luminaires for Commercial and Industrial Buildings | Standard | FALSE | [9 empty] | 42307 |  |  | No |  | 3 | 6600 | 110 | 60 | 15 | 0.95 | 5000 | 80
PTEBQMNW | Shenzhen Snowball Lighting Limited | Snowball | SB-HB/S/60W/3D/CW | Indoor Luminaires | High-Bay | Low-Bay Luminaires for Commercial and Industrial Buildings | Standard | FALSE | [9 empty] | 42307 |  |  | No |  | 3 | 7200 | 120 | 60 | 10 | 0.98 | 5000 | 80
PGXV4RS3 | Shenzhen Snowball Lighting Limited | Snowball | SB-HB/S/C/60W/HNW | Indoor Luminaires | High-Bay | Low-Bay Luminaires for Commercial and Industrial Buildings | Standard | FALSE | [9 empty] | 42307 |  |  | No |  | 3 | 6400 | 106.7 | 60 | 15 | 0.95 | 4500 | 80
PMBRKAAZ | Shenzhen Snowball Lighting Limited | Snowball | SB-HB/S/60W/HNW | Indoor Luminaires | High-Bay | Low-Bay Luminaires for Commercial and Industrial Buildings | Standard | FALSE | [9 empty] | 42307 |  |  | No |  | 3 | 6800 | 113 | 60 | 10 | 0.98 | 4500 | 80
P6EM5DXC | Shenzhen Snowball Lighting Limited | Snowball | SB-HB/S/C/60W/3D/HNW | Indoor Luminaires | High-Bay | Low-Bay Luminaires for Commercial and Industrial Buildings | Standard | FALSE | [9 empty] | 42307 |  |  | No |  | 3 | 6400 | 106.7 | 60 | 15 | 0.95 | 4500 | 80
P9ZS7JM4 | Shenzhen Snowball Lighting Limited | Snowball | SB-HB/S/60W/3D/HNW | Indoor Luminaires | High-Bay | Low-Bay Luminaires for Commercial and Industrial Buildings | Standard | FALSE | [9 empty] | 42307 |  |  | No |  | 3 | 6800 | 113 | 60 | 10 | 0.98 | 4500 | 80
PT8QUMK7 | Shenzhen Snowball Lighting Limited | Snowball | SB-HB/S/C/60W/NW | Indoor Luminaires | High-Bay | Low-Bay Luminaires for Commercial and Industrial Buildings | Standard | FALSE | [9 empty] | 42307 |  |  | No |  | 3 | 6400 | 106.7 | 60 | 15 | 0.95 | 4000 | 80
PSRPZ88E | Shenzhen Snowball Lighting Limited | Snowball | SB-HB/S/60W/NW | Indoor Luminaires | High-Bay | Low-Bay Luminaires for Commercial and Industrial Buildings | Standard | FALSE | [9 empty] | 42307 |  |  | No |  | 3 | 6800 | 113 | 60 | 10 | 0.98 | 4000 | 80
PKBTQE8H | Shenzhen Snowball Lighting Limited | Snowball | SB-HB/S/C/60W/3D/NW | Indoor Luminaires | High-Bay | Low-Bay Luminaires for Commercial and Industrial Buildings | Standard | FALSE | [9 empty] | 42307 |  |  | No |  | 3 | 6400 | 106.7 | 60 | 15 | 0.95 | 4000 | 80
PDRZQZGA | Shenzhen Snowball Lighting Limited | Snowball | SB-HB/S/60W/3D/NW | Indoor Luminaires | High-Bay | Low-Bay Luminaires for Commercial and Industrial Buildings | Standard | FALSE | [9 empty] | 42307 |  |  | No |  | 3 | 6800 | 113 | 60 | 10 | 0.98 | 4000 | 80
PR7C7YZA | Shenzhen Snowball Lighting Limited | Snowball | SB-HB/S/C/60W/SNW | Indoor Luminaires | High-Bay | Low-Bay Luminaires for Commercial and Industrial Buildings | Standard | FALSE | [9 empty] | 42307 |  |  | No |  | 3 | 6200 | 103.3 | 60 | 15 | 0.95 | 3500 | 80
PAGH87YZ | Shenzhen Snowball Lighting Limited | Snowball | SB-HB/S/60W/SNW | Indoor Luminaires | High-Bay | Low-Bay Luminaires for Commercial and Industrial Buildings | Standard | FALSE | [9 empty] | 42307 |  |  | No |  | 3 | 6500 | 108 | 60 | 10 | 0.98 | 3500 | 80
PSSZZDP9 | Shenzhen Snowball Lighting Limited | Snowball | SB-HB/S/C/60W/3D/SNW | Indoor Luminaires | High-Bay | Low-Bay Luminaires for Commercial and Industrial Buildings | Standard | FALSE | [9 empty] | 42307 |  |  | No |  | 3 | 6200 | 103.3 | 60 | 15 | 0.95 | 3500 | 80
PHWS3BKU | Shenzhen Snowball Lighting Limited | Snowball | SB-HB/S/60W/3D/SNW | Indoor Luminaires | High-Bay | Low-Bay Luminaires for Commercial and Industrial Buildings | Standard | FALSE | [9 empty] | 42307 |  |  | No |  | 3 | 6500 | 108 | 60 | 10 | 0.98 | 3500 | 80
P1NK6CFZ | Shenzhen Snowball Lighting Limited | Snowball | SB-HB/S/C/60W/WW | Indoor Luminaires | High-Bay | Low-Bay Luminaires for Commercial and Industrial Buildings | Standard | FALSE | [9 empty] | 42307 |  |  | No |  | 3 | 6200 | 103.3 | 60 | 15 | 0.95 | 3000 | 80
PDN1HDCB | Shenzhen Snowball Lighting Limited | Snowball | SB-HB/S/60W/WW | Indoor Luminaires | High-Bay | Low-Bay Luminaires for Commercial and Industrial Buildings | Standard | FALSE | [9 empty] | 42307 |  |  | No |  | 3 | 6500 | 108 | 60 | 10 | 0.98 | 3000 | 80
PVWH7BK2 | Shenzhen Snowball Lighting Limited | Snowball | SB-HB/S/C/60W/3D/WW | Indoor Luminaires | High-Bay | Low-Bay Luminaires for Commercial and Industrial Buildings | Standard | FALSE | [9 empty] | 42307 |  |  | No |  | 3 | 6200 | 103.3 | 60 | 15 | 0.95 | 3000 | 80
PB1YFHJT | Shenzhen Snowball Lighting Limited | Snowball | SB-HB/S/60W/3D/WW | Indoor Luminaires | High-Bay | Low-Bay Luminaires for Commercial and Industrial Buildings | Standard | FALSE | [9 empty] | 42307 |  |  | No |  | 3 | 6500 | 108 | 60 | 10 | 0.98 | 3000 | 80
PKUC7XFU | Shenzhen Snowball Lighting Limited | Snowball | SB-HB/S/60W/SWW | Indoor Luminaires | High-Bay | Low-Bay Luminaires for Commercial and Industrial Buildings | Standard | FALSE | [9 empty] | 42307 |  |  | No |  | 3 | 6300 | 105 | 60 | 10 | 0.98 | 2700 | 80
PDEHQ7KU | Shenzhen Snowball Lighting Limited | Snowball | SB-HB/S/C/60W/SWW | Indoor Luminaires | High-Bay | Low-Bay Luminaires for Commercial and Industrial Buildings | Standard | FALSE | [9 empty] | 42307 |  |  | No |  | 3 | 6000 | 100 | 60 | 15 | 0.95 | 2700 | 80
PS3G1CQB | Shenzhen Snowball Lighting Limited | Snowball | SB-HB/S/C/90W/3D/SWW | Indoor Luminaires | High-Bay | Low-Bay Luminaires for Commercial and Industrial Buildings | Standard | TRUE | 8796.61 | 101.56 | 86.6 | 12.36 | 0.992 | 2743 | 84.6 | 5 | 50000 | 42306 |  |  | No |  | 3 | 9000 | 100 | 90 | 15 | 0.95 | 2700 | 80
PTUDZ9HS | Shenzhen Snowball Lighting Limited | Snowball | SB-HB/S/C/200W/3D/SWW | Indoor Luminaires | High-Bay | High-Bay Luminaires for Commercial and Industrial Buildings | Standard | TRUE | 17137.57 | 82.83 | 206.9 | 7.18 | 0.987 | 2778 | 84 | 5 | 50000 | 42306 |  |  | No |  | 3 | 18000 | 90 | 200 | 15 | 0.95 | 2700 | 80
PKR7QRBD | Linmore LED Labs | Linmore LED | LL-UPH-50K-4-N-144-X-[OS or EM] | Indoor Luminaires | High-Bay | High-Bay Luminaires for Commercial and Industrial Buildings | Standard | TRUE | 20846.28 | 133.54 | 156.1 | 15 | 0.98 | 4989 | 82 | 10 | 100000 | 42306 |  |  | Yes |  | 3 | 20846.28 | 134 | 156.1 | 4 | 1 | 4989 | 82
P69DZXCX | Ottimo Technology LLC | Ottimo Technology LLC | OT-E-10-W-U-X | Indoor Luminaires | High-Bay | High-Bay Luminaires for Commercial and Industrial Buildings | Standard | TRUE | 10867.44 | 106.34 | 102.2 | 6.45 | 0.973 | 5132 | 86.9 | 5 | 50000 | 42306 |  |  | No |  | 3 | 10867.44 | 106.34 | 102.2 | 6.45 | 0.973 | 5132 | 86.9
PHCD4B8W | Shenzhen Snowball Lighting Limited | Snowball | SB-HB/S/90W/3D/SWW | Indoor Luminaires | High-Bay | Low-Bay Luminaires for Commercial and Industrial Buildings | Standard | TRUE | 9555.85 | 105.39 | 90.67 | 10.22 | 0.9712 | 2743 | 84.6 | 5 | 50000 | 42306 |  |  | No |  | 3 | 9600 | 106.7 | 90 | 15 | 0.9 | 2700 | 80
P68EW4PJ | Linmore LED Labs | Linmore LED | LL-UPH-50K-2-N-72-X-[OS or EM] | Indoor Luminaires | High-Bay | High-Bay Luminaires for Commercial and Industrial Buildings | Standard | TRUE | 9600.58 | 137.23 | 69.96 | 17 | 0.97 | 5002 | 82 | 10 | 100000 | 42306 |  |  | Yes |  | 3 | 9600.58 | 137 | 69.96 | 4 | 1 | 5002 | 82
P9H8P7BQ3 | EnviroLux Energy Systems LLC | EnviroLux | HE-ENV-180W-LHB-PS-UNV | Indoor Luminaires | High-Bay | High-Bay Luminaires for Commercial and Industrial Buildings | Standard | TRUE | 24128 | 121.9 | 198 | 4.7 | 0.96 | 5500 | 86 | 5 |  | 42306 |  |  | No |  | 3
PDUP62RM | Shenzhen Snowball Lighting Limited | Snowball | SB-HB/S/200W/3D/SWW | Indoor Luminaires | High-Bay | High-Bay Luminaires for Commercial and Industrial Buildings | Standard | TRUE | 17810.9 | 89.23 | 198.26 | 10.4 | 0.9227 | 2773 | 84.1 | 5 | 50000 | 42306 |  |  | No |  | 3 | 18000 | 90 | 200 | 15 | 0.9 | 2700 | 80
PWX6F5DSC | EnviroLux Energy Systems LLC | EnviroLux | HE-ENV-138W-LHB-PS-UNV | Indoor Luminaires | High-Bay | High-Bay Luminaires for Commercial and Industrial Buildings | Standard | TRUE | 17507 | 133.5 | 131.1 | 10 | 0.92 | 5450 | 86 | 5 |  | 42306 |  |  | No |  | 3
P4DT6WFA | Shenzhen Snowball Lighting Limited | Snowball | SB-HB/S/200W/SCW | Indoor Luminaires | High-Bay | High-Bay Luminaires for Commercial and Industrial Buildings | Standard | FALSE | [9 empty] | 42306 |  |  | No |  | 3 | 21500 | 107.5 | 200 | 15 | 0.9 | 5700 | 80
PMMDVYVJ | Shenzhen Snowball Lighting Limited | Snowball | SB-HB/S/C/200W/SCW | Indoor Luminaires | High-Bay | High-Bay Luminaires for Commercial and Industrial Buildings | Standard | FALSE | [9 empty] | 42306 |  |  | No |  | 3 | 21000 | 105 | 200 | 15 | 0.95 | 5700 | 80
PHQUCR6U | Shenzhen Snowball Lighting Limited | Snowball | SB-HB/S/90W/SCW | Indoor Luminaires | High-Bay | Low-Bay Luminaires for Commercial and Industrial Buildings | Standard | FALSE | [9 empty] | 42306 |  |  | No |  | 3 | 11000 | 122 | 90 | 15 | 0.9 | 5700 | 80
P86MWH5G | Shenzhen Snowball Lighting Limited | Snowball | SB-HB/S/C/90W/SCW | Indoor Luminaires | High-Bay | Low-Bay Luminaires for Commercial and Industrial Buildings | Standard | FALSE | [9 empty] | 42306 |  |  | No |  | 3 | 10500 | 116.7 | 90 | 15 | 0.95 | 5700 | 80
PMN4V32E | Shenzhen Snowball Lighting Limited | Snowball | SB-HB/S/200W/3D/SCW | Indoor Luminaires | High-Bay | High-Bay Luminaires for Commercial and Industrial Buildings | Standard | FALSE | [9 empty] | 42306 |  |  | No |  | 3 | 21500 | 107.5 | 200 | 15 | 0.9 | 5700 | 80
PRRU5K87 | Shenzhen Snowball Lighting Limited | Snowball | SB-HB/S/C/200W/3D/SCW | Indoor Luminaires | High-Bay | High-Bay Luminaires for Commercial and Industrial Buildings | Standard | FALSE | [9 empty] | 42306 |  |  | No |  | 3 | 21000 | 105 | 200 | 15 | 0.95 | 5700 | 80
P3EHS97E | Shenzhen Snowball Lighting Limited | Snowball | SB-HB/S/90W/3D/SCW | Indoor Luminaires | High-Bay | Low-Bay Luminaires for Commercial and Industrial Buildings | Standard | FALSE | [9 empty] | 42306 |  |  | No |  | 3 | 11000 | 122 | 90 | 15 | 0.9 | 5700 | 80
PJXS9KRK | Shenzhen Snowball Lighting Limited | Snowball | SB-HB/S/C/90W/3D/SCW | Indoor Luminaires | High-Bay | Low-Bay Luminaires for Commercial and Industrial Buildings | Standard | FALSE | [9 empty] | 42306 |  |  | No |  | 3 | 10500 | 116.7 | 90 | 15 | 0.95 | 5700 | 80
PNY86CS3 | Shenzhen Snowball Lighting Limited | Snowball | SB-HB/S/200W/CW | Indoor Luminaires | High-Bay | High-Bay Luminaires for Commercial and Industrial Buildings | Standard | FALSE | [9 empty] | 42306 |  |  | No |  | 3 | 21500 | 107.5 | 200 | 15 | 0.9 | 5000 | 80
P2RJBEUB | Shenzhen Snowball Lighting Limited | Snowball | SB-HB/S/C/200W/CW | Indoor Luminaires | High-Bay | High-Bay Luminaires for Commercial and Industrial Buildings | Standard | FALSE | [9 empty] | 42306 |  |  | No |  | 3 | 21000 | 105 | 200 | 15 | 0.95 | 5000 | 80
P9CH2HR1 | Shenzhen Snowball Lighting Limited | Snowball | SB-HB/S/90W/CW | Indoor Luminaires | High-Bay | Low-Bay Luminaires for Commercial and Industrial Buildings | Standard | FALSE | [9 empty] | 42306 |  |  | No |  | 3 | 11000 | 122 | 90 | 15 | 0.9 | 5000 | 80
PUVPEU6M | Shenzhen Snowball Lighting Limited | Snowball | SB-HB/S/C/90W/CW | Indoor Luminaires | High-Bay | Low-Bay Luminaires for Commercial and Industrial Buildings | Standard | FALSE | [9 empty] | 42306 |  |  | No |  | 3 | 10500 | 116.7 | 90 | 15 | 0.95 | 5000 | 80
P84NPTZQ | Shenzhen Snowball Lighting Limited | Snowball | SB-HB/S/200W/3D/CW | Indoor Luminaires | High-Bay | High-Bay Luminaires for Commercial and Industrial Buildings | Standard | FALSE | [9 empty] | 42306 |  |  | No |  | 3 | 21500 | 107.5 | 200 | 15 | 0.9 | 5000 | 80
PWVGGBNV | Shenzhen Snowball Lighting Limited | Snowball | SB-HB/S/C/200W/3D/CW | Indoor Luminaires | High-Bay | High-Bay Luminaires for Commercial and Industrial Buildings | Standard | FALSE | [9 empty] | 42306 |  |  | No |  | 3 | 21000 | 105 | 200 | 15 | 0.95 | 5000 | 80
PDJSWKGD | Shenzhen Snowball Lighting Limited | Snowball | SB-HB/S/90W/3D/CW | Indoor Luminaires | High-Bay | Low-Bay Luminaires for Commercial and Industrial Buildings | Standard | FALSE | [9 empty] | 42306 |  |  | No |  | 3 | 11000 | 122 | 90 | 15 | 0.9 | 5000 | 80
P7BYRYQQ | Shenzhen Snowball Lighting Limited | Snowball | SB-HB/S/C/90W/3D/CW | Indoor Luminaires | High-Bay | Low-Bay Luminaires for Commercial and Industrial Buildings | Standard | FALSE | [9 empty] | 42306 |  |  | No |  | 3 | 10500 | 116.7 | 90 | 15 | 0.95 | 5000 | 80
PBUCCCC8 | Shenzhen Snowball Lighting Limited | Snowball | SB-HB/S/200W/HNW | Indoor Luminaires | High-Bay | High-Bay Luminaires for Commercial and Industrial Buildings | Standard | FALSE | [9 empty] | 42306 |  |  | No |  | 3 | 20200 | 101 | 200 | 15 | 0.9 | 4500 | 80
PTK8W35Y | Shenzhen Snowball Lighting Limited | Snowball | SB-HB/S/C/200W/HNW | Indoor Luminaires | High-Bay | High-Bay Luminaires for Commercial and Industrial Buildings | Standard | FALSE | [9 empty] | 42306 |  |  | No |  | 3 | 20000 | 100 | 200 | 15 | 0.95 | 4500 | 80
PU4K93Z2 | Shenzhen Snowball Lighting Limited | Snowball | SB-HB/S/90W/HNW | Indoor Luminaires | High-Bay | Low-Bay Luminaires for Commercial and Industrial Buildings | Standard | FALSE | [9 empty] | 42306 |  |  | No |  | 3 | 10500 | 116.7 | 90 | 15 | 0.9 | 4500 | 80
PUW8X6U5 | Shenzhen Snowball Lighting Limited | Snowball | SB-HB/S/C/90W/HNW | Indoor Luminaires | High-Bay | Low-Bay Luminaires for Commercial and Industrial Buildings | Standard | FALSE | [9 empty] | 42306 |  |  | No |  | 3 | 10000 | 111.1 | 90 | 15 | 0.95 | 4500 | 80
P4RE6HRX | Shenzhen Snowball Lighting Limited | Snowball | SB-HB/S/200W/3D/HNW | Indoor Luminaires | High-Bay | High-Bay Luminaires for Commercial and Industrial Buildings | Standard | FALSE | [9 empty] | 42306 |  |  | No |  | 3 | 20200 | 101 | 200 | 15 | 0.9 | 4500 | 80
PAYZ2ECM | Shenzhen Snowball Lighting Limited | Snowball | SB-HB/S/C/200W/3D/HNW | Indoor Luminaires | High-Bay | High-Bay Luminaires for Commercial and Industrial Buildings | Standard | FALSE | [9 empty] | 42306 |  |  | No |  | 3 | 20000 | 100 | 200 | 15 | 0.95 | 4500 | 80
PYQT9HN7 | Shenzhen Snowball Lighting Limited | Snowball | SB-HB/S/90W/3D/HNW | Indoor Luminaires | High-Bay | Low-Bay Luminaires for Commercial and Industrial Buildings | Standard | FALSE | [9 empty] | 42306 |  |  | No |  | 3 | 10500 | 116.7 | 90 | 15 | 0.9 | 4500 | 80
P7FJZUJ8 | Shenzhen Snowball Lighting Limited | Snowball | SB-HB/S/C/90W/3D/HNW | Indoor Luminaires | High-Bay | Low-Bay Luminaires for Commercial and Industrial Buildings | Standard | FALSE | [9 empty] | 42306 |  |  | No |  | 3 | 10000 | 111.1 | 90 | 15 | 0.95 | 4500 | 80
P151UQYX | Shenzhen Snowball Lighting Limited | Snowball | SB-HB/S/200W/NW | Indoor Luminaires | High-Bay | High-Bay Luminaires for Commercial and Industrial Buildings | Standard | FALSE | [9 empty] | 42306 |  |  | No |  | 3 | 20200 | 101 | 200 | 15 | 0.9 | 4000 | 80
P5ZAMD7K | Shenzhen Snowball Lighting Limited | Snowball | SB-HB/S/C/200W/NW | Indoor Luminaires | High-Bay | High-Bay Luminaires for Commercial and Industrial Buildings | Standard | FALSE | [9 empty] | 42306 |  |  | No |  | 3 | 20000 | 100 | 200 | 15 | 0.95 | 4000 | 80
PBWXJJE9 | Shenzhen Snowball Lighting Limited | Snowball | SB-HB/S/90W/NW | Indoor Luminaires | High-Bay | Low-Bay Luminaires for Commercial and Industrial Buildings | Standard | FALSE | [9 empty] | 42306 |  |  | No |  | 3 | 10500 | 116.7 | 90 | 15 | 0.9 | 4000 | 80
P2TXSP5F | Shenzhen Snowball Lighting Limited | Snowball | SB-HB/S/C/90W/NW | Indoor Luminaires | High-Bay | Low-Bay Luminaires for Commercial and Industrial Buildings | Standard | FALSE | [9 empty] | 42306 |  |  | No |  | 3 | 10000 | 111.1 | 90 | 15 | 0.95 | 4000 | 80
P8PPX64H | Shenzhen Snowball Lighting Limited | Snowball | SB-HB/S/200W/3D/NW | Indoor Luminaires | High-Bay | High-Bay Luminaires for Commercial and Industrial Buildings | Standard | FALSE | [9 empty] | 42306 |  |  | No |  | 3 | 20200 | 101 | 200 | 15 | 0.9 | 4000 | 80
P2854722 | Shenzhen Snowball Lighting Limited | Snowball | SB-HB/S/C/200W/3D/NW | Indoor Luminaires | High-Bay | High-Bay Luminaires for Commercial and Industrial Buildings | Standard | FALSE | [9 empty] | 42306 |  |  | No |  | 3 | 20000 | 100 | 200 | 15 | 0.95 | 4000 | 80
P2ZC3915 | Shenzhen Snowball Lighting Limited | Snowball | SB-HB/S/90W/3D/NW | Indoor Luminaires | High-Bay | Low-Bay Luminaires for Commercial and Industrial Buildings | Standard | FALSE | [9 empty] | 42306 |  |  | No |  | 3 | 10500 | 116.7 | 90 | 15 | 0.9 | 4000 | 80
PRGD88N5 | Shenzhen Snowball Lighting Limited | Snowball | SB-HB/S/C/90W/3D/NW | Indoor Luminaires | High-Bay | Low-Bay Luminaires for Commercial and Industrial Buildings | Standard | FALSE | [9 empty] | 42306 |  |  | No |  | 3 | 10000 | 111.1 | 90 | 15 | 0.95 | 4000 | 80
PMRHYRQH | Shenzhen Snowball Lighting Limited | Snowball | SB-HB/S/200W/SNW | Indoor Luminaires | High-Bay | High-Bay Luminaires for Commercial and Industrial Buildings | Standard | FALSE | [9 empty] | 42306 |  |  | No |  | 3 | 19000 | 95 | 200 | 15 | 0.9 | 3500 | 80
PG15AWBE | Shenzhen Snowball Lighting Limited | Snowball | SB-HB/S/C/200W/SNW | Indoor Luminaires | High-Bay | High-Bay Luminaires for Commercial and Industrial Buildings | Standard | FALSE | [9 empty] | 42306 |  |  | No |  | 3 | 19000 | 95 | 200 | 15 | 0.95 | 3500 | 80
PJ3SE8RK | Shenzhen Snowball Lighting Limited | Snowball | SB-HB/S/90W/SNW | Indoor Luminaires | High-Bay | Low-Bay Luminaires for Commercial and Industrial Buildings | Standard | FALSE | [9 empty] | 42306 |  |  | No |  | 3 | 9800 | 108.9 | 90 | 15 | 0.9 | 3500 | 80
PCQU4SCW | Shenzhen Snowball Lighting Limited | Snowball | SB-HB/S/C/90W/SNW | Indoor Luminaires | High-Bay | Low-Bay Luminaires for Commercial and Industrial Buildings | Standard | FALSE | [9 empty] | 42306 |  |  | No |  | 3 | 9500 | 105.6 | 90 | 15 | 0.95 | 3500 | 80
PFUGDBDD | Shenzhen Snowball Lighting Limited | Snowball | SB-HB/S/200W/3D/SNW | Indoor Luminaires | High-Bay | High-Bay Luminaires for Commercial and Industrial Buildings | Standard | FALSE | [9 empty] | 42306 |  |  | No |  | 3 | 19000 | 95 | 200 | 15 | 0.9 | 3500 | 80
P2R6GPRS | Shenzhen Snowball Lighting Limited | Snowball | SB-HB/S/C/200W/3D/SNW | Indoor Luminaires | High-Bay | High-Bay Luminaires for Commercial and Industrial Buildings | Standard | FALSE | [9 empty] | 42306 |  |  | No |  | 3 | 19000 | 95 | 200 | 15 | 0.95 | 3500 | 80
PPKDHURJ | Shenzhen Snowball Lighting Limited | Snowball | SB-HB/S/90W/3D/SNW | Indoor Luminaires | High-Bay | Low-Bay Luminaires for Commercial and Industrial Buildings | Standard | FALSE | [9 empty] | 42306 |  |  | No |  | 3 | 9800 | 108.9 | 90 | 15 | 0.9 | 3500 | 80
PU3FDF3J | Shenzhen Snowball Lighting Limited | Snowball | SB-HB/S/C/90W/3D/SNW | Indoor Luminaires | High-Bay | Low-Bay Luminaires for Commercial and Industrial Buildings | Standard | FALSE | [9 empty] | 42306 |  |  | No |  | 3 | 9500 | 105.6 | 90 | 15 | 0.95 | 3500 | 80
PVJ6CSZA | Shenzhen Snowball Lighting Limited | Snowball | SB-HB/S/C/200W/WW | Indoor Luminaires | High-Bay | High-Bay Luminaires for Commercial and Industrial Buildings | Standard | FALSE | [9 empty] | 42306 |  |  | No |  | 3 | 19000 | 95 | 200 | 15 | 0.95 | 3000 | 80
PEAH5XCH | Shenzhen Snowball Lighting Limited | Snowball | SB-HB/S/200W/WW | Indoor Luminaires | High-Bay | High-Bay Luminaires for Commercial and Industrial Buildings | Standard | FALSE | [9 empty] | 42306 |  |  | No |  | 3 | 19000 | 95 | 200 | 15 | 0.9 | 3000 | 80
PNBBCH2H | Shenzhen Snowball Lighting Limited | Snowball | SB-HB/S/90W/WW | Indoor Luminaires | High-Bay | Low-Bay Luminaires for Commercial and Industrial Buildings | Standard | FALSE | [9 empty] | 42306 |  |  | No |  | 3 | 9800 | 108.9 | 90 | 15 | 0.9 | 3000 | 80
PWD3DCFU | Shenzhen Snowball Lighting Limited | Snowball | SB-HB/S/C/90W/WW | Indoor Luminaires | High-Bay | Low-Bay Luminaires for Commercial and Industrial Buildings | Standard | FALSE | [9 empty] | 42306 |  |  | No |  | 3 | 9500 | 105.6 | 90 | 15 | 0.95 | 3000 | 80
PB5QWEYN | Shenzhen Snowball Lighting Limited | Snowball | SB-HB/S/C/200W/3D/WW | Indoor Luminaires | High-Bay | High-Bay Luminaires for Commercial and Industrial Buildings | Standard | FALSE | [9 empty] | 42306 |  |  | No |  | 3 | 19000 | 95 | 200 | 15 | 0.95 | 3000 | 80
PB2VD66C | Shenzhen Snowball Lighting Limited | Snowball | SB-HB/S/200W/3D/WW | Indoor Luminaires | High-Bay | High-Bay Luminaires for Commercial and Industrial Buildings | Standard | FALSE | [9 empty] | 42306 |  |  | No |  | 3 | 19000 | 95 | 200 | 15 | 0.9 | 3000 | 80
P6YKSNKN | Shenzhen Snowball Lighting Limited | Snowball | SB-HB/S/90W/3D/WW | Indoor Luminaires | High-Bay | Low-Bay Luminaires for Commercial and Industrial Buildings | Standard | FALSE | [9 empty] | 42306 |  |  | No |  | 3 | 9800 | 108.9 | 90 | 15 | 0.9 | 3000 | 80
PRJZJP1A | Shenzhen Snowball Lighting Limited | Snowball | SB-HB/S/C/90W/3D/WW | Indoor Luminaires | High-Bay | Low-Bay Luminaires for Commercial and Industrial Buildings | Standard | FALSE | [9 empty] | 42306 |  |  | No |  | 3 | 9500 | 105.6 | 90 | 15 | 0.95 | 3000 | 80
PN7JSD82 | Shenzhen Snowball Lighting Limited | Snowball | SB-HB/S/C/200W/SWW | Indoor Luminaires | High-Bay | High-Bay Luminaires for Commercial and Industrial Buildings | Standard | FALSE | [9 empty] | 42306 |  |  | No |  | 3 | 18000 | 90 | 200 | 15 | 0.95 | 2700 | 80
P6CR7NPF | Shenzhen Snowball Lighting Limited | Snowball | SB-HB/S/200W/SWW | Indoor Luminaires | High-Bay | High-Bay Luminaires for Commercial and Industrial Buildings | Standard | FALSE | [9 empty] | 42306 |  |  | No |  | 3 | 18000 | 90 | 200 | 15 | 0.9 | 2700 | 80
P6QR2RDS | Shenzhen Snowball Lighting Limited | Snowball | SB-HB/S/90W/SWW | Indoor Luminaires | High-Bay | Low-Bay Luminaires for Commercial and Industrial Buildings | Standard | FALSE | [9 empty] | 42306 |  |  | No |  | 3 | 9600 | 106.7 | 90 | 15 | 0.9 | 2700 | 80
PBWZMQZB | Shenzhen Snowball Lighting Limited | Snowball | SB-HB/S/C/90W/SWW | Indoor Luminaires | High-Bay | Low-Bay Luminaires for Commercial and Industrial Buildings | Standard | FALSE | [9 empty] | 42306 |  |  | No |  | 3 | 9000 | 100 | 90 | 15 | 0.95 | 2700 | 80
PHB8R182F | Delviro | Delviro Energy | TitanHB-120-4K-U-CL-XX-XX-XX-XX | Indoor Luminaires | High-Bay | High-Bay Luminaires for Commercial and Industrial Buildings | Standard | FALSE | [9 empty] | 42306 |  |  | NotYetVerified |  | 3 | 14582 | 120.5 | 120.6 | 5.64 | 0.997 | 4067 | 85
PF8SDSK9 | Linmore LED Labs | Linmore LED | LL-UPH-50K-3-W-108-X-[OS or EM] | Indoor Luminaires | High-Bay | High-Bay Luminaires for Commercial and Industrial Buildings | Standard | FALSE | [9 empty] | 42306 | Dimmable | Continuous Below 10 | Yes |  | 3 | 14607.08 | 138 | 106.16 | 5 | 1 | 5002 | 82
PYC3U794 | Linmore LED Labs | Linmore LED | LL-UPH-50K-3-W-88-X-[OS or EM] | Indoor Luminaires | High-Bay | High-Bay Luminaires for Commercial and Industrial Buildings | Standard | FALSE | [9 empty] | 42306 | Dimmable | Continuous Below 10 | Yes |  | 3 | 13137.6 | 141 | 93.2 | 4 | 1 | 5002 | 82
PP8A2EWE | Linmore LED Labs | Linmore LED | LL-UPH-50K-2-W-72-X-[OS or EM] | Indoor Luminaires | High-Bay | High-Bay Luminaires for Commercial and Industrial Buildings | Standard | FALSE | [9 empty] | 42306 | Dimmable | Continuous Below 10 | Yes |  | 3 | 9680.6 | 139 | 69.89 | 4 | 1 | 5002 | 82
PKAJYJNM | Linmore LED Labs | Linmore LED | LL-UPH-50K-5-W-180-X-[OS or EM] | Indoor Luminaires | High-Bay | High-Bay Luminaires for Commercial and Industrial Buildings | Standard | FALSE | [9 empty] | 42306 | Dimmable | Continuous Below 10 | Yes |  | 3 | 25873.93 | 135 | 191.03 | 4 | 1 | 4995 | 82
P5NC7QQA | Linmore LED Labs | Linmore LED | LL-UPH-50K-6-W-216-X-[OS or EM] | Indoor Luminaires | High-Bay | High-Bay Luminaires for Commercial and Industrial Buildings | Standard | FALSE | [9 empty] | 42306 | Dimmable | Continuous Below 10 | Yes |  | 3 | 31024.18 | 135 | 230.05 | 4 | 1 | 4989 | 82
PASG8R3H | Linmore LED Labs | Linmore LED | LL-UPH-50K-4-W-144-X-[OS or EM] | Indoor Luminaires | High-Bay | High-Bay Luminaires for Commercial and Industrial Buildings | Standard | FALSE | [9 empty] | 42306 | Dimmable | Continuous Below 10 | Yes |  | 3 | 21039.33 | 136 | 154.37 | 4 | 1 | 4989 | 82
PTK8FZ55 | Linmore LED Labs | Linmore LED | LL-UPH-50K-3-N-88-X-[OS or EM] | Indoor Luminaires | High-Bay | High-Bay Luminaires for Commercial and Industrial Buildings | Standard | FALSE | [9 empty] | 42306 | Dimmable | Continuous Below 10 | Yes |  | 3 | 13023.25 | 140 | 93.25 | 4 | 1 | 4971 | 82
PPY9TRN2 | Linmore LED Labs | Linmore LED | LL-UPH-50K-3-N-108-X-[OS or EM] | Indoor Luminaires | High-Bay | High-Bay Luminaires for Commercial and Industrial Buildings | Standard | FALSE | [9 empty] | 42306 | Dimmable | Continuous Below 10 | Yes |  | 3 | 15221.63 | 136 | 112.32 | 5 | 1 | 4961 | 82
PFT6ZXSM | #1 Advance LEDs | Advance | USA-HB-600W | Indoor Luminaires | High-Bay | High-Bay Luminaires for Commercial and Industrial Buildings | Standard | TRUE | 47292 | 80.8 | 585.2 | 6.25 | 0.961 | 5105 | 76.3 | 5 |  | 42305 |  |  | NotYetVerified |  | 3 | 47290 | 80 | 600 | 6 | 0.99 | 5000 | 75
PGXZZD35 | Shenzhen BANQ Technology Co.Ltd | BANQ | HB350-200(3000K) | Indoor Luminaires | High-Bay | High-Bay Luminaires for Commercial and Industrial Buildings | Standard | TRUE | 23578.98 | 117.91 | 199.97 | 18.42 | 0.952 | 3136 | 82.8 | 5 | 50000 | 42305 |  |  | No |  | 3 | 23578.98 | 117.91 | 199.97 | 18.42 | 0.995 | 3136 | 82.8
P969VHD4 | Shenzhen BANQ Technology Co.Ltd | BANQ | HB350-150(3000K) | Indoor Luminaires | High-Bay | High-Bay Luminaires for Commercial and Industrial Buildings | Standard | TRUE | 15618.96 | 105.07 | 148.65 | 17.4 | 0.939 | 3084 | 84.5 | 5 | 50000 | 42305 |  |  | No |  | 3 | 15618.96 | 105.07 | 148.65 | 17.4 | 0.995 | 3084 | 84.5
P1UX54ZZ | #1 Advance LEDs | Advance | USA-HB-400W | Indoor Luminaires | High-Bay | High-Bay Luminaires for Commercial and Industrial Buildings | Standard | TRUE | 33879 | 83.6 | 405.2 | 11.65 | 0.921 | 5040 | 77 | 5 |  | 42305 |  |  | NotYetVerified |  | 3 | 33870 | 85 | 400 | 11.65 | 0.99 | 5000 | 75
PHXSWB6P | Ephesus Lighting Inc. | Ephesus Lighting | VX-XX-64-750-5-VL-56-XXX-XX-S | Indoor Luminaires | High-Bay | High-Bay Luminaires for Commercial and Industrial Buildings | Standard | TRUE | 13665 | 84.5 | 161.67 | 14.18 | 0.903 | 5841 | 74.14 | 5 | 50000 | 42305 |  |  | NotYetVerified |  | 3 | 14436 | 90 | 160.42 |  | 0.996 | 5713 | 73.6
PTDNYZGK | Ephesus Lighting Inc. | Ephesus Lighting | VX-XX-64-750-5N-VL-56-XXX-XX-S | Indoor Luminaires | High-Bay | High-Bay Luminaires for Commercial and Industrial Buildings | Standard | FALSE | [9 empty] | 42305 |  |  | NotYetVerified |  | 3 | 14436 | 90 | 160.42 |  | 0.996 | 5713 | 73.6
PABAT12K | Ephesus Lighting Inc. | Ephesus Lighting | VX-XX-64-750-5W-VL-56-XXX-XX-S | Indoor Luminaires | High-Bay | High-Bay Luminaires for Commercial and Industrial Buildings | Standard | FALSE | [9 empty] | 42305 |  |  | NotYetVerified |  | 3 | 14436 | 90 | 160.42 |  | 0.996 | 5713 | 73.6
P36RFUBA | Ephesus Lighting Inc. | Ephesus Lighting | VX-XX-64-750-5EW-VL-56-XXX-XX-S | Indoor Luminaires | High-Bay | High-Bay Luminaires for Commercial and Industrial Buildings | Standard | FALSE | [9 empty] | 42305 |  |  | NotYetVerified |  | 3 | 14436 | 90 | 160.42 |  | 0.996 | 5713 | 73.6
P16CPKD1 | Ephesus Lighting Inc. | Ephesus Lighting | VX-XX-64-750-5EL-VL-56-XXX-XX-S | Indoor Luminaires | High-Bay | High-Bay Luminaires for Commercial and Industrial Buildings | Standard | FALSE | [9 empty] | 42305 |  |  | NotYetVerified |  | 3 | 14436 | 90 | 160.42 |  | 0.996 | 5713 | 73.6
PCEFE7SD | #1 Advance LEDs | Advance | USA-HB-500W | Indoor Luminaires | High-Bay | High-Bay Luminaires for Commercial and Industrial Buildings | Standard | FALSE | [9 empty] | 42305 | Not Yet Verified | Not Yet Verified | NotYetVerified |  | 3 | 41400 | 83 | 500 | 7.25 | 0.99 | 5000 | 75
PGCDQEJV | Shenzhen BANQ Technology Co.Ltd | BANQ | HB350-150(5700K) | Indoor Luminaires | High-Bay | High-Bay Luminaires for Commercial and Industrial Buildings | Standard | FALSE | [9 empty] | 42305 | Not Dimmable | Not Dimmable | No |  | 3 | 15783.51 | 106.55 | 148.13 | 17.18 | 0.995 | 5990 | 73.4
P764CEN5 | Shenzhen BANQ Technology Co.Ltd | BANQ | HB350-200(5700K) | Indoor Luminaires | High-Bay | High-Bay Luminaires for Commercial and Industrial Buildings | Standard | FALSE | [9 empty] | 42305 | Not Dimmable | Not Dimmable | No |  | 3 | 23759.59 | 118.81 | 199.98 | 18.17 | 0.994 | 5632 | 83.8
PXAQ1BQM | Shenzhen BANQ Technology Co.Ltd | BANQ | HB350-200(5000K) | Indoor Luminaires | High-Bay | High-Bay Luminaires for Commercial and Industrial Buildings | Standard | FALSE | [9 empty] | 42305 | Not Dimmable | Not Dimmable | No |  | 3 | 23723.627 | 118.63 | 199.98 | 18.22 | 0.994 | 5049 | 83.7
P48HHS6S | Shenzhen BANQ Technology Co.Ltd | BANQ | HB350-150(5000K) | Indoor Luminaires | High-Bay | High-Bay Luminaires for Commercial and Industrial Buildings | Standard | FALSE | [9 empty] | 42305 | Not Dimmable | Not Dimmable | No |  | 3 | 15741.131 | 106.28 | 148.11 | 17.22 | 0.995 | 5035 | 73.3
P5WVEGJ3 | Shenzhen BANQ Technology Co.Ltd | BANQ | HB350-150(4500K) | Indoor Luminaires | High-Bay | High-Bay Luminaires for Commercial and Industrial Buildings | Standard | FALSE | [9 empty] | 42305 | Not Dimmable | Not Dimmable | No |  | 3 | 15690.557 | 105.96 | 148.08 | 17.29 | 0.995 | 4727 | 73.3
PT2GEU9F | Shenzhen BANQ Technology Co.Ltd | BANQ | HB350-200(4500K) | Indoor Luminaires | High-Bay | High-Bay Luminaires for Commercial and Industrial Buildings | Standard | FALSE | [9 empty] | 42305 | Not Dimmable | Not Dimmable | No |  | 3 | 23690.445 | 118.47 | 199.97 | 18.29 | 0.993 | 4311 | 83.6
PQYAKCYK | Shenzhen BANQ Technology Co.Ltd | BANQ | HB350-200(4000K) | Indoor Luminaires | High-Bay | High-Bay Luminaires for Commercial and Industrial Buildings | Standard | FALSE | [9 empty] | 42305 | Not Dimmable | Not Dimmable | No |  | 3 | 23644.453 | 118.24 | 199.97 | 18.37 | 0.993 | 4072 | 83.4
P4F3Z4FK | Shenzhen BANQ Technology Co.Ltd | BANQ | HB350-150(4000K) | Indoor Luminaires | High-Bay | High-Bay Luminaires for Commercial and Industrial Buildings | Standard | FALSE | [9 empty] | 42305 | Not Dimmable | Not Dimmable | No |  | 3 | 15626.252 | 105.54 | 148.06 | 17.36 | 0.994 | 3761 | 73.2
PY8ECC6E | Supra Desarrollos Tecnologicos S.A. de C.V. | Supra Light | HBL-120-G2 | Indoor Luminaires | High-Bay | High-Bay Luminaires for Commercial and Industrial Buildings | Standard | TRUE | 18969.03 | 146 | 129.87 | 11 | 0.97 | 5932 | 84 | 5 | 50000 | 42304 |  |  | No |  | 3 | 18969.03 | 146 | 129.87 | 5 | 1 | 5932 | 84
PACHGUHX | Supra Desarrollos Tecnologicos S.A. de C.V. | Supra Light | HBL-240-G2 | Indoor Luminaires | High-Bay | High-Bay Luminaires for Commercial and Industrial Buildings | Standard | TRUE | 37151.23 | 144 | 258.56 | 12 | 0.96 | 5980 | 84 | 5 | 50000 | 42304 |  |  | No |  | 3 | 37565.8 | 146 | 257.3 | 5 | 1 | 5932 | 84
PBNRRZN3 | Shenzhen BANQ Technology Co.Ltd | BANQ | HB260-100(3000K) | Indoor Luminaires | High-Bay | High-Bay Luminaires for Commercial and Industrial Buildings | Standard | TRUE | 9603.31 | 96.081 | 99.95 | 17.38 | 0.922 | 3098 | 91.6 | 5 | 50000 | 42304 |  |  | No |  | 3 | 9603.31 | 96.081 | 99.95 | 17.38 | 0.993 | 3098 | 81.6
PB3NK4YS | Shenzhen BANQ Technology Co.Ltd | BANQ | HB350-100(3000K) | Indoor Luminaires | High-Bay | High-Bay Luminaires for Commercial and Industrial Buildings | Standard | TRUE | 10801.358 | 107.96 | 100.05 | 18.06 | 0.92 | 3091 | 84.7 | 5 | 50000 | 42304 |  |  | No |  | 3 | 10801.358 | 107.96 | 100.05 | 18.06 | 0.995 | 3091 | 84.7
P1NKXY1C | Shenzhen BANQ Technology Co.Ltd | BANQ | HB260-200(3000K) | Indoor Luminaires | High-Bay | High-Bay Luminaires for Commercial and Industrial Buildings | Standard | TRUE | 18881.863 | 95.31 | 198.11 | 17.56 | 0.914 | 3110 | 82 | 5 | 50000 | 42304 |  |  | No |  | 3 | 18881.863 | 95.31 | 198.11 | 17.56 | 0.994 | 3110 | 82
PYKB9CMQ | SNC OPTO ELECTRONIC CO LTD. | SNC LED | SNC-RKPUS-120WD2(4000K) | Indoor Retrofit Kit | High-Bay | Retrofit Kits for High-Bay Luminaires for Commercial and Industrial Buildings | Standard | TRUE | 16250 | 124.9 | 130.1 | 12.36 | 0.9102 | 3996 | 83.4 | 5 | 50000 | 42304 |  |  | No |  | 3 | 16250 | 124.9 | 130.1 | 12.36 | 0.9102 | 4000 | 83.4
PKRMH5U7 | Shenzhen BANQ Technology Co.Ltd | BANQ | HB260-150(3000K) | Indoor Luminaires | High-Bay | High-Bay Luminaires for Commercial and Industrial Buildings | Standard | TRUE | 14513.713 | 93.32 | 155.53 | 16.82 | 0.909 | 3040 | 82.9 | 5 | 50000 | 42304 |  |  | No |  | 3 | 14513.713 | 93.32 | 155.53 | 16.82 | 0.997 | 3040 | 82.9
PP37F17R | SNC OPTO ELECTRONIC CO LTD. | SNC LED | SNC-RKPUS-120WD2(5700K) | Indoor Retrofit Kit | High-Bay | Retrofit Kits for High-Bay Luminaires for Commercial and Industrial Buildings | Standard | FALSE | [9 empty] | 42304 |  |  | No |  | 3 | 16895 | 128.48 | 131.5 | 12.36 | 0.9104 | 5700 | 83.8
P99PVXMN | SNC OPTO ELECTRONIC CO LTD. | SNC LED | SNC-RKPUS-120WD2(5000K) | Indoor Retrofit Kit | High-Bay | Retrofit Kits for High-Bay Luminaires for Commercial and Industrial Buildings | Standard | FALSE | [9 empty] | 42304 |  |  | No |  | 3 | 16250 | 124.9 | 130.1 | 12.36 | 0.9102 | 5000 | 83.4
PFGH3BR1 | SNC OPTO ELECTRONIC CO LTD. | SNC LED | SNC-RKPUS-120WD2(4500K) | Indoor Retrofit Kit | High-Bay | Retrofit Kits for High-Bay Luminaires for Commercial and Industrial Buildings | Standard | FALSE | [9 empty] | 42304 |  |  | No |  | 3 | 16250 | 124.9 | 130.1 | 12.36 | 0.9102 | 4500 | 83.4
PARTJP4P | Shenzhen BANQ Technology Co.Ltd | BANQ | HB350-100(5700K) | Indoor Luminaires | High-Bay | High-Bay Luminaires for Commercial and Industrial Buildings | Standard | FALSE | [9 empty] | 42304 | Not Dimmable | Not Dimmable | No |  | 3 | 10962.57 | 109.6 | 100.02 | 17.64 | 0.996 | 5990 | 73.7
PE2RWJ1Y | Shenzhen BANQ Technology Co.Ltd | BANQ | HB260-100(5700K) | Indoor Luminaires | High-Bay | High-Bay Luminaires for Commercial and Industrial Buildings | Standard | FALSE | [9 empty] | 42304 | Not Dimmable | Not Dimmable | No |  | 3 | 9711.501 | 97.183 | 99.93 | 17.1 | 0.995 | 5940 | 72.7
PM2P77Z1 | Shenzhen BANQ Technology Co.Ltd | BANQ | HB260-200(5700K) | Indoor Luminaires | High-Bay | High-Bay Luminaires for Commercial and Industrial Buildings | Standard | FALSE | [9 empty] | 42304 | Not Dimmable | Not Dimmable | No |  | 3 | 19197.516 | 96.83 | 198.26 | 17.21 | 0.994 | 5920 | 72.4
PEVGGH9Q | Shenzhen BANQ Technology Co.Ltd | BANQ | HB260-150(5700K) | Indoor Luminaires | High-Bay | High-Bay Luminaires for Commercial and Industrial Buildings | Standard | FALSE | [9 empty] | 42304 | Not Dimmable | Not Dimmable | No |  | 3 | 14691.779 | 94.41 | 155.62 | 16.6 | 0.994 | 5842 | 72.6
P43C363D | Shenzhen BANQ Technology Co.Ltd | BANQ | HB350-100(5000K) | Indoor Luminaires | High-Bay | High-Bay Luminaires for Commercial and Industrial Buildings | Standard | FALSE | [9 empty] | 42304 | Not Dimmable | Not Dimmable | No |  | 3 | 10929.37 | 109.25 | 100.04 | 17.69 | 0.996 | 5280 | 73.6
PTT9SQPZ | Shenzhen BANQ Technology Co.Ltd | BANQ | HB260-150(5000K) | Indoor Luminaires | High-Bay | High-Bay Luminaires for Commercial and Industrial Buildings | Standard | FALSE | [9 empty] | 42304 | Not Dimmable | Not Dimmable | No |  | 3 | 14666.243 | 94.25 | 155.61 | 16.69 | 0.993 | 5026 | 72.5
PWMWTYVZ | Shenzhen BANQ Technology Co.Ltd | BANQ | HB260-100(5000K) | Indoor Luminaires | High-Bay | High-Bay Luminaires for Commercial and Industrial Buildings | Standard | FALSE | [9 empty] | 42304 | Not Dimmable | Not Dimmable | No |  | 3 | 9680.619 | 96.874 | 99.93 | 17.19 | 0.995 | 4869 | 72.6
PBJHR2CU | Shenzhen BANQ Technology Co.Ltd | BANQ | HB260-150(4500K) | Indoor Luminaires | High-Bay | High-Bay Luminaires for Commercial and Industrial Buildings | Standard | FALSE | [9 empty] | 42304 | Not Dimmable | Not Dimmable | No |  | 3 | 14627.016 | 94.01 | 155.59 | 16.74 | 0.993 | 4610 | 72.4
PDGPE8G5 | Shenzhen BANQ Technology Co.Ltd | BANQ | HB350-100(4500K) | Indoor Luminaires | High-Bay | High-Bay Luminaires for Commercial and Industrial Buildings | Standard | FALSE | [9 empty] | 42304 | Not Dimmable | Not Dimmable | No |  | 3 | 10900.358 | 108.96 | 100.04 | 17.75 | 0.996 | 4593 | 73.6
PM2WH49N | Shenzhen BANQ Technology Co.Ltd | BANQ | HB260-200(5000K) | Indoor Luminaires | High-Bay | High-Bay Luminaires for Commercial and Industrial Buildings | Standard | FALSE | [9 empty] | 42304 | Not Dimmable | Not Dimmable | No |  | 3 | 19118.266 | 96.44 | 198.24 | 17.3 | 0.994 | 4549 | 72.4
PYF9N9YY | Shenzhen BANQ Technology Co.Ltd | BANQ | HB260-100(4500K) | Indoor Luminaires | High-Bay | High-Bay Luminaires for Commercial and Industrial Buildings | Standard | FALSE | [9 empty] | 42304 | Not Dimmable | Not Dimmable | No |  | 3 | 9647.276 | 96.55 | 99.92 | 17.26 | 0.994 | 4431 | 72.4
PZHFFFAC | Shenzhen BANQ Technology Co.Ltd | BANQ | HB260-200(4500K) | Indoor Luminaires | High-Bay | High-Bay Luminaires for Commercial and Industrial Buildings | Standard | FALSE | [9 empty] | 42304 | Not Dimmable | Not Dimmable | No |  | 3 | 19084.621 | 96.28 | 198.22 | 17.39 | 0.994 | 4352 | 72.2
PYX233EP | Shenzhen BANQ Technology Co.Ltd | BANQ | HB260-100(4000K) | Indoor Luminaires | High-Bay | High-Bay Luminaires for Commercial and Industrial Buildings | Standard | FALSE | [9 empty] | 42304 | Not Dimmable | Not Dimmable | No |  | 3 | 9615.538 | 96.242 | 99.91 | 17.31 | 0.993 | 3942 | 72.3
PEC32FDH | Shenzhen BANQ Technology Co.Ltd | BANQ | HB350-100(4000K) | Indoor Luminaires | High-Bay | High-Bay Luminaires for Commercial and Industrial Buildings | Standard | FALSE | [9 empty] | 42304 | Not Dimmable | Not Dimmable | No |  | 3 | 10860.172 | 108.58 | 100.02 | 17.81 | 0.995 | 3881 | 73.4
PTCMH78K | Shenzhen BANQ Technology Co.Ltd | BANQ | HB260-150(4000K) | Indoor Luminaires | High-Bay | High-Bay Luminaires for Commercial and Industrial Buildings | Standard | FALSE | [9 empty] | 42304 | Not Dimmable | Not Dimmable | No |  | 3 | 14589.355 | 93.78 | 155.57 | 16.77 | 0.992 | 3857 | 72.4
PYRAR77A | Shenzhen BANQ Technology Co.Ltd | BANQ | HB260-200(4000K) | Indoor Luminaires | High-Bay | High-Bay Luminaires for Commercial and Industrial Buildings | Standard | FALSE | [9 empty] | 42304 | Not Dimmable | Not Dimmable | No |  | 3 | 18975.734 | 95.75 | 198.18 | 17.48 | 0.993 | 3819 | 72.1
PHH3U1M1 | CIXI YUANHUI LIGHTING ELECTRIC CO.LTD | YUANHUI | HBRF400V1D | Indoor Luminaires | High-Bay | High-Bay Luminaires for Commercial and Industrial Buildings | Standard | TRUE | 35194 | 84 | 419 | 10.64 | 0.9239 | 2737 | 83.7 | 5 | 50000 | 42303 |  |  | No |  | 3 | 35194 | 84 | 419 | 10.64 | 0.9239 | 2700 | 83.7
PEJBCZ77 | CIXI YUANHUI LIGHTING ELECTRIC CO.LTD | YUANHUI | HBRF400V1P | Indoor Luminaires | High-Bay | High-Bay Luminaires for Commercial and Industrial Buildings | Standard | FALSE | [9 empty] | 42303 |  |  | No |  | 3 | 40032 | 95.58 | 418.8 | 11.57 | 0.9206 | 5000 | 84.5
PXTGCUCQ | CIXI YUANHUI LIGHTING ELECTRIC CO.LTD | YUANHUI | HBRF400V1N | Indoor Luminaires | High-Bay | High-Bay Luminaires for Commercial and Industrial Buildings | Standard | FALSE | [9 empty] | 42303 |  |  | No |  | 3 | 35194 | 84 | 419 | 10.64 | 0.9239 | 4000 | 83.7
PQWVWADC | CIXI YUANHUI LIGHTING ELECTRIC CO.LTD | YUANHUI | HBRF400V1W | Indoor Luminaires | High-Bay | High-Bay Luminaires for Commercial and Industrial Buildings | Standard | FALSE | [9 empty] | 42303 |  |  | No |  | 3 | 35194 | 84 | 419 | 10.64 | 0.9239 | 3000 | 83.7
PVZVRW3R | Shenzhen Betop Electronics CoLtd | Bitco | BT-HV200W | Indoor Luminaires | High-Bay | High-Bay Luminaires for Commercial and Industrial Buildings | Standard | TRUE | 20700.87 | 104.19 | 198.68 | 13.69 | 0.9648 | 5072 | 81.32 | 5 | 50000 | 42300 |  |  | No |  | 3 | 20700.87 | 104.19 | 198.68 | 12.69 | 0.9466 | 5072 | 81.35
PW4KUEBX | Shenzhen Betop Electronics CoLtd | Bitco | BT-HV200W-D10 [120 Beam Angle] | Indoor Luminaires | High-Bay | High-Bay Luminaires for Commercial and Industrial Buildings | Standard | TRUE | 20700.87 | 104.19 | 198.68 | 13.69 | 0.9648 | 5072 | 81.32 | 5 | 50000 | 42300 |  |  | No |  | 3 | 20700.87 | 104.19 | 198.68 | 12.69 | 0.9466 | 5072 | 81.35
PA6VC838 | Shenzhen Betop Electronics CoLtd | Bitco | BT-HV150W | Indoor Luminaires | High-Bay | High-Bay Luminaires for Commercial and Industrial Buildings | Standard | TRUE | 15648.94 | 104.91 | 149.16 | 10.16 | 0.9315 | 4870 | 82.6 | 5 | 50000 | 42300 |  |  | No |  | 3 | 15683.22 | 105.5 | 148.65 | 10.16 | 0.9315 | 4870 | 82.6
PSQPVJJK | Shenzhen Betop Electronics CoLtd | Bitco | BT-HV150W-D10 [120 Beam Angle] | Indoor Luminaires | High-Bay | High-Bay Luminaires for Commercial and Industrial Buildings | Standard | TRUE | 15648.94 | 104.91 | 149.16 | 10.16 | 0.9315 | 4870 | 82.6 | 5 | 50000 | 42300 |  |  | No |  | 3 | 15683.22 | 105.5 | 148.65 | 10.16 | 0.9315 | 4870 | 82.6
PXZZ188C | Shenzhen Betop Electronics CoLtd | Bitco | BT-HV100W | Indoor Luminaires | High-Bay | High-Bay Luminaires for Commercial and Industrial Buildings | Standard | TRUE | 10189.77 | 104.83 | 97.2 | 9.87 | 0.9256 | 5267 | 81.83 | 5 | 50000 | 42300 |  |  | No |  | 3 | 10258.42 | 104.97 | 97.73 | 9.87 | 0.9256 | 5267 | 81.83
PH4SBT21 | Shenzhen Betop Electronics CoLtd | Bitco | BT-HV100W-D10 [120 Beam Angle] | Indoor Luminaires | High-Bay | High-Bay Luminaires for Commercial and Industrial Buildings | Standard | TRUE | 10189.77 | 104.83 | 97.2 | 9.87 | 0.9256 | 5267 | 81.83 | 5 | 50000 | 42300 |  |  | No |  | 3 | 10258.42 | 104.97 | 97.73 | 9.87 | 0.9256 | 5267 | 81.83
PM12TS9W | CIXI YUANHUI LIGHTING ELECTRIC CO.LTD | YUANHUI | HBRF200V1D | Indoor Luminaires | High-Bay | High-Bay Luminaires for Commercial and Industrial Buildings | Standard | TRUE | 18774 | 89.57 | 209.6 | 10.43 | 0.9215 | 2748 | 83.8 | 5 | 50000 | 42300 |  |  | No |  | 3 | 18774 | 89.57 | 209.6 | 10.43 | 0.9215 | 2700 | 83.8
PXG9T598 | CIXI YUANHUI LIGHTING ELECTRIC CO.LTD | YUANHUI | HBRF200V2D | Indoor Luminaires | High-Bay | High-Bay Luminaires for Commercial and Industrial Buildings | Standard | TRUE | 17445 | 89.63 | 194.6 | 10.62 | 0.9166 | 2751 | 83.9 | 5 | 50000 | 42300 |  |  | No |  | 3 | 17445 | 89.63 | 194.6 | 10.62 | 0.9166 | 2700 | 83.9
PQNE8DFP | CIXI YUANHUI LIGHTING ELECTRIC CO.LTD | YUANHUI | HBRF200V2P | Indoor Luminaires | High-Bay | High-Bay Luminaires for Commercial and Industrial Buildings | Standard | FALSE | [9 empty] | 42300 |  |  | No |  | 3 | 19573 | 100.72 | 194.3 | 10.63 | 0.912 | 5000 | 84.9
PM2HXZWH | CIXI YUANHUI LIGHTING ELECTRIC CO.LTD | YUANHUI | HBRF200V1P | Indoor Luminaires | High-Bay | High-Bay Luminaires for Commercial and Industrial Buildings | Standard | FALSE | [9 empty] | 42300 |  |  | No |  | 3 | 21115 | 101.18 | 208.7 | 10.52 | 0.9213 | 5000 | 84.8
PTGP7S64 | CIXI YUANHUI LIGHTING ELECTRIC CO.LTD | YUANHUI | HBRF200V2N | Indoor Luminaires | High-Bay | High-Bay Luminaires for Commercial and Industrial Buildings | Standard | FALSE | [9 empty] | 42300 |  |  | No |  | 3 | 17445 | 89.63 | 194.6 | 10.62 | 0.9166 | 4000 | 83.9
P7A2BUBB | CIXI YUANHUI LIGHTING ELECTRIC CO.LTD | YUANHUI | HBRF200V1N | Indoor Luminaires | High-Bay | High-Bay Luminaires for Commercial and Industrial Buildings | Standard | FALSE | [9 empty] | 42300 |  |  | No |  | 3 | 18774 | 89.57 | 209.6 | 10.43 | 0.9215 | 4000 | 83.8
PF574R2B | CIXI YUANHUI LIGHTING ELECTRIC CO.LTD | YUANHUI | HBRF200V2W | Indoor Luminaires | High-Bay | High-Bay Luminaires for Commercial and Industrial Buildings | Standard | FALSE | [9 empty] | 42300 |  |  | No |  | 3 | 17445 | 89.63 | 194.6 | 10.62 | 0.9166 | 3000 | 83.9
P1956BK6 | CIXI YUANHUI LIGHTING ELECTRIC CO.LTD | YUANHUI | HBRF200V1W | Indoor Luminaires | High-Bay | High-Bay Luminaires for Commercial and Industrial Buildings | Standard | FALSE | [9 empty] | 42300 |  |  | No |  | 3 | 18774 | 89.57 | 209.6 | 10.43 | 0.9215 | 3000 | 83.8
P9KUDM2A | Stanpro Lighting Systems Inc. | Stanpro | L1FB-LS2-H/40K/[L10 or KV or OSI or U347] | Indoor Luminaires | High-Bay | High-Bay Luminaires for Commercial and Industrial Buildings | Standard | TRUE | 17991 | 120.9 | 148.75 | 10.72 | 0.98 | 4069 | 84.97 | 5 | 50000 | 42299 |  |  | Yes |  | 3 | 17991 | 120.9 | 148.75 | 6.97 | 0.988 | 4069 | 84.97
P6DDHRU8 | HISHINE GROUP LIMITED | HISHINE GR | HS-HB300W-F-4000K | Indoor Luminaires | High-Bay | High-Bay Luminaires for Commercial and Industrial Buildings | Standard | TRUE | 29925.6 | 97.26 | 307.7 | 7.6 | 0.968 | 4166 | 83.7 | 5 | 50000 | 42299 |  |  | No |  | 3 | 28100 | 97 | 300 | 7.6 | 0.968 | 4000 | 80
PEV9KB2V | HISHINE GROUP LIMITED | HISHINE GR | HS-HB240W-F-4000K | Indoor Luminaires | High-Bay | High-Bay Luminaires for Commercial and Industrial Buildings | Standard | TRUE | 23828.8 | 96.74 | 246.3 | 10.4 | 0.96 | 4203 | 84.3 | 5 | 50000 | 42299 |  |  | No |  | 3 | 24800 | 96 | 240 | 10.4 | 0.96 | 4000 | 80
PDFSC4UM | HISHINE GROUP LIMITED | HISHINE GR | HS-HB200W-F-4000K | Indoor Luminaires | High-Bay | High-Bay Luminaires for Commercial and Industrial Buildings | Standard | TRUE | 20259.1 | 96.36 | 210.3 | 11.2 | 0.954 | 4200 | 84.4 | 5 | 50000 | 42299 |  |  | No |  | 3 | 20100 | 96 | 200 | 11.2 | 0.954 | 4000 | 80
PCGM7GHT | Industrial Lighting Products | Industrial Lighting Products | HB-285WLED-UNIV-30-FRL-XXXXX [Excluding PCL SD480] | Indoor Luminaires | High-Bay | High-Bay Luminaires for Commercial and Industrial Buildings | Premium | TRUE | 32360 | 114 | 284.5 | 14.5 | 0.951 | 3055 | 80.4 | 5 | 50000 | 42299 | Dimmable | Continuous Below 10 | No |  | 3 | 11230 | 118.21 | 95 | 14.9 | 0.953 | 3053 | 80
PNAJXFS2 | HISHINE GROUP LIMITED | HISHINE GR | HS-HB150W-F-4000K | Indoor Luminaires | High-Bay | High-Bay Luminaires for Commercial and Industrial Buildings | Standard | TRUE | 15502.7 | 100.56 | 154.2 | 10.9 | 0.95 | 4163 | 84.2 | 5 | 50000 | 42299 |  |  | No |  | 3 | 15100 | 100 | 150 | 10.9 | 0.95 | 4000 | 80
P2W4Z4DY | FY Lighting Co. Ltd | Fen Yong | FY-HB-150W-DIM-H50K728B | Indoor Luminaires | High-Bay | High-Bay Luminaires for Commercial and Industrial Buildings | Premium | TRUE | 20652 | 136.05 | 151.8 | 11.24 | 0.9431 | 4888 | 85.6 | 5 | 50000 | 42299 | Dimmable | Continuous Below 10 | No |  | 3 | 20652 | 136.05 | 151.8 | 11.23 | 0.9426 | 5000 | 85.6
P3FWXRZF | HISHINE GROUP LIMITED | HISHINE GR | HS-HB50W-A-5700K | Indoor Luminaires | High-Bay | Low-Bay Luminaires for Commercial and Industrial Buildings | Standard | TRUE | 4950.23 | 87.07 | 56.85 | 15.8 | 0.928 | 5683 | 83.4 | 5 | 50000 | 42299 |  |  | No |  | 3 | 4750 | 87 | 50 | 15.8 | 0.928 | 5700 | 80
PBYBD987 | LDPI Inc. | LDPI | LE300-P8-V1-**-W-(C**-D-P*) | Indoor Luminaires | High-Bay | Low-Bay Luminaires for Commercial and Industrial Buildings | Standard | TRUE | 9063 | 112 | 81.06 | 15.2 | 0.913 | 4978 | 73.6 | 5 | 120000 | 42299 |  |  | NotYetVerified |  | 3 | 9000 |  | 80 |  |  | 5000
P8283J4U | Stanpro Lighting Systems Inc. | Stanpro | L1FB-LS2-W/50K/[L10 or KV or OSI] | Indoor Luminaires | High-Bay | High-Bay Luminaires for Commercial and Industrial Buildings | Standard | FALSE | [9 empty] | 42299 |  |  | Yes |  | 3 | 18267 | 127.3 | 143.5 | 10.7 | 0.98 | 5179 | 84.07
P4GF3ZWG | Stanpro Lighting Systems Inc. | Stanpro | L1FB-LS2-H/50K/[L10 or KV or OSI or U347] | Indoor Luminaires | High-Bay | High-Bay Luminaires for Commercial and Industrial Buildings | Standard | FALSE | [9 empty] | 42299 |  |  | Yes |  | 3 | 18267 | 122.7 | 148.89 | 6.94 | 0.9876 | 5179 | 84.07
P7S63JUC | Stanpro Lighting Systems Inc. | Stanpro | L1FB-LS2-W/40K/[L10 or KV or OSI] | Indoor Luminaires | High-Bay | High-Bay Luminaires for Commercial and Industrial Buildings | Standard | FALSE | [9 empty] | 42299 |  |  | Yes |  | 3 | 17991 | 125.3 | 143.5 | 10.7 | 0.98 | 4069 | 84.97
PAMKE1HE | Industrial Lighting Products | Industrial Lighting Products | HB-285WLED-UNIV-50-FRL-XXXXX [Excluding PCL SD480] | Indoor Luminaires | High-Bay | High-Bay Luminaires for Commercial and Industrial Buildings | Premium | FALSE | [9 empty] | 42299 | Dimmable | Continuous Below 10 | No |  | 3 | 11740 | 122.44 | 95.88 | 14.9 | 0.953 | 5179 | 80
PH1D28WC | Industrial Lighting Products | Industrial Lighting Products | HB-285WLED-UNIV-50-XXXXX [Excluding PCL SD480] | Indoor Luminaires | High-Bay | High-Bay Luminaires for Commercial and Industrial Buildings | Premium | FALSE | [9 empty] | 42299 |  |  | No |  | 3 | 11963 | 124.67 | 95.96 | 14.9 | 0.953 | 5000 | 80
PXAVWCN7 | Industrial Lighting Products | Industrial Lighting Products | HB-285WLED-UNIV-40-XXXXX [Excluding PCL SD480] | Indoor Luminaires | High-Bay | High-Bay Luminaires for Commercial and Industrial Buildings | Premium | FALSE | [9 empty] | 42299 |  |  | No |  | 3 | 11825 | 123.23 | 95.96 | 14.9 | 0.953 | 4000 | 80
PFM16DJB | Industrial Lighting Products | Industrial Lighting Products | HB-285WLED-UNIV-40-FRL-XXXXX [Excluding PCL SD480] | Indoor Luminaires | High-Bay | High-Bay Luminaires for Commercial and Industrial Buildings | Premium | FALSE | [9 empty] | 42299 |  |  | No |  | 3 | 11604 | 121.03 | 95.88 | 14.9 | 0.953 | 4000 | 80
PEYXYTUX | Industrial Lighting Products | Industrial Lighting Products | HB-285WLED-UNIV-35-XXXXX [Excluding PCL SD480] | Indoor Luminaires | High-Bay | High-Bay Luminaires for Commercial and Industrial Buildings | Premium | FALSE | [9 empty] | 42299 |  |  | No |  | 3 | 11687 | 121.79 | 95.96 | 14.9 | 0.953 | 3500 | 80
PHD9WDH1 | Industrial Lighting Products | Industrial Lighting Products | HB-285WLED-UNIV-35-FRL-XXXXX [Excluding PCL SD480] | Indoor Luminaires | High-Bay | High-Bay Luminaires for Commercial and Industrial Buildings | Premium | FALSE | [9 empty] | 42299 |  |  | No |  | 3 | 11469 | 119.62 | 95.88 | 14.9 | 0.953 | 3500 | 80
P6X5GAFJ | Industrial Lighting Products | Industrial Lighting Products | HB-285WLED-UNIV-30-XXXXX [Excluding PCL SD480] | Indoor Luminaires | High-Bay | High-Bay Luminaires for Commercial and Industrial Buildings | Premium | FALSE | [9 empty] | 42299 | Dimmable | Continuous Below 10 | No |  | 3 | 11549 | 120.36 | 95.96 | 14.9 | 0.953 | 3000 | 80
PBCZJHQ3 | HISHINE GROUP LIMITED | HISHINE GR | HS-HB200W-F-5000K | Indoor Luminaires | High-Bay | High-Bay Luminaires for Commercial and Industrial Buildings | Standard | FALSE | [9 empty] | 42299 |  |  | No |  | 3 | 20100 | 96 | 200 | 11.2 | 0.954 | 5000 | 80
PYCHZQ8P | HISHINE GROUP LIMITED | HISHINE GR | HS-HB150W-F-5000K | Indoor Luminaires | High-Bay | High-Bay Luminaires for Commercial and Industrial Buildings | Standard | FALSE | [9 empty] | 42299 |  |  | No |  | 3 | 15100 | 100 | 150 | 10.9 | 0.95 | 5000 | 80
PN2F3BMX | HISHINE GROUP LIMITED | HISHINE GR | HS-HB240W-F-5000K | Indoor Luminaires | High-Bay | High-Bay Luminaires for Commercial and Industrial Buildings | Standard | FALSE | [9 empty] | 42299 |  |  | No |  | 3 | 24800 | 96 | 240 | 10.4 | 0.96 | 5000 | 80
P15MKEFF | HISHINE GROUP LIMITED | HISHINE GR | HS-HB300W-F-5000K | Indoor Luminaires | High-Bay | High-Bay Luminaires for Commercial and Industrial Buildings | Standard | FALSE | [9 empty] | 42299 |  |  | No |  | 3 | 28100 | 97 | 300 | 7.6 | 0.968 | 5000 | 80
PPNYWCQB | HISHINE GROUP LIMITED | HISHINE GR | HS-HB200W-F-4500K | Indoor Luminaires | High-Bay | High-Bay Luminaires for Commercial and Industrial Buildings | Standard | FALSE | [9 empty] | 42299 |  |  | No |  | 3 | 20100 | 96 | 200 | 11.2 | 0.954 | 4500 | 80
PUD7P2NM | HISHINE GROUP LIMITED | HISHINE GR | HS-HB150W-F-4500K | Indoor Luminaires | High-Bay | High-Bay Luminaires for Commercial and Industrial Buildings | Standard | FALSE | [9 empty] | 42299 |  |  | No |  | 3 | 15100 | 100 | 150 | 10.9 | 0.95 | 4500 | 80
PPCNMQ1G | HISHINE GROUP LIMITED | HISHINE GR | HS-HB240W-F-4500K | Indoor Luminaires | High-Bay | High-Bay Luminaires for Commercial and Industrial Buildings | Standard | FALSE | [9 empty] | 42299 |  |  | No |  | 3 | 24800 | 96 | 240 | 10.4 | 0.96 | 4500 | 80
PZ2RUEEE | HISHINE GROUP LIMITED | HISHINE GR | HS-HB300W-F-4500K | Indoor Luminaires | High-Bay | High-Bay Luminaires for Commercial and Industrial Buildings | Standard | FALSE | [9 empty] | 42299 |  |  | No |  | 3 | 28100 | 97 | 300 | 7.6 | 0.968 | 4500 | 80
PC9AW5R3 | GE Lighting Solutions | Albeo | ALV1D1V47D8xxxxxxxxxxx | Indoor Luminaires | High-Bay | High-Bay Luminaires for Commercial and Industrial Buildings | Premium | TRUE | 14428.9 | 123.2 | 117.1 | 8.9 | 1 | 3924 | 73 | 5 | 100000 | 42298 | Dimmable | Continuous Below 10 | Yes |  | 3 | 14356 | 123 | 117 | 20 | 0.9 | 4000 | 70
PEV2QBXB | GE Lighting Solutions | Albeo | ALV1D1H47D8xxxxxxxxxxx | Indoor Luminaires | High-Bay | High-Bay Luminaires for Commercial and Industrial Buildings | Premium | TRUE | 10423.4 | 133.3 | 78.2 | 8.6 | 0.99 | 3912 | 73 | 5 | 100000 | 42298 |  |  | Yes |  | 3 | 10379 | 131 | 79 | 20 | 0.9 | 4000 | 70
PP42KG6U | GE Lighting Solutions | Albeo | ALV1D1H47D4xxxxxxxxxxx | Indoor Luminaires | High-Bay | Low-Bay Luminaires for Commercial and Industrial Buildings | Premium | TRUE | 5229 | 125.4 | 41.7 | 12 | 0.9 | 3910 | 73.1 | 5 | 100000 | 42298 |  |  | Yes |  | 3 | 5189.5 | 127 | 41 | 20 | 0.9 | 4000 | 70
PSE41VDB | GE Lighting Solutions | Albeo | ALV1D1V5718xxxxxxxxxxx | Indoor Luminaires | High-Bay | High-Bay Luminaires for Commercial and Industrial Buildings | Premium | FALSE | [9 empty] | 42298 |  |  | Yes |  | 3 | 14800 | 126 | 117 | 20 | 0.9 | 5000 | 70
PJ7GAMUS | GE Lighting Solutions | Albeo | ALV1(0124)1V5718xxxxxxxxxxx | Indoor Luminaires | High-Bay | High-Bay Luminaires for Commercial and Industrial Buildings | Premium | FALSE | [9 empty] | 42298 |  |  | Yes |  | 3 | 14800 | 133 | 111 | 20 | 0.9 | 5000 | 70
PNDZQ52G | GE Lighting Solutions | Albeo | ALV1(0124)1V57D8xxxxxxxxxxx | Indoor Luminaires | High-Bay | High-Bay Luminaires for Commercial and Industrial Buildings | Premium | FALSE | [9 empty] | 42298 |  |  | Yes |  | 3 | 14356 | 129 | 111 | 20 | 0.9 | 5000 | 70
PHU9PCFU | GE Lighting Solutions | Albeo | ALV1D1V57D8xxxxxxxxxxx | Indoor Luminaires | High-Bay | High-Bay Luminaires for Commercial and Industrial Buildings | Premium | FALSE | [9 empty] | 42298 |  |  | Yes |  | 3 | 14356 | 123 | 117 | 20 | 0.9 | 5000 | 70
PU1SJTPQ | GE Lighting Solutions | Albeo | ALV1D1H5718xxxxxxxxxxx | Indoor Luminaires | High-Bay | High-Bay Luminaires for Commercial and Industrial Buildings | Premium | FALSE | [9 empty] | 42298 |  |  | Yes |  | 3 | 10700 | 135 | 79 | 20 | 0.9 | 5000 | 70
P5AJ42B5 | GE Lighting Solutions | Albeo | ALV1(0124)1H5718xxxxxxxxxxx | Indoor Luminaires | High-Bay | Low-Bay Luminaires for Commercial and Industrial Buildings | Premium | FALSE | [9 empty] | 42298 | Dimmable | Continuous Below 10 | Yes |  | 3 | 10700 | 143 | 75 | 20 | 0.9 | 5000 | 70
PJ8456P7 | GE Lighting Solutions | Albeo | ALV1D1H57D8xxxxxxxxxxx | Indoor Luminaires | High-Bay | High-Bay Luminaires for Commercial and Industrial Buildings | Premium | FALSE | [9 empty] | 42298 |  |  | Yes |  | 3 | 10379 | 131 | 79 | 20 | 0.9 | 5000 | 70
PD8Y65HX | GE Lighting Solutions | Albeo | ALV1(0124)1H57D8xxxxxxxxxxx | Indoor Luminaires | High-Bay | High-Bay Luminaires for Commercial and Industrial Buildings | Premium | FALSE | [9 empty] | 42298 | Dimmable | Continuous Below 10 | Yes |  | 3 | 10379 | 138 | 75 | 20 | 0.9 | 5000 | 70
PCR1EX76 | GE Lighting Solutions | Albeo | ALV1D1V5714xxxxxxxxxxx | Indoor Luminaires | High-Bay | Low-Bay Luminaires for Commercial and Industrial Buildings | Premium | FALSE | [9 empty] | 42298 | Dimmable | Continuous Below 10 | Yes |  | 3 | 7350 | 127 | 58 | 20 | 0.9 | 5000 | 70
PAT9NMQW | GE Lighting Solutions | Albeo | ALV1(0124)1V5714xxxxxxxxxxx | Indoor Luminaires | High-Bay | Low-Bay Luminaires for Commercial and Industrial Buildings | Premium | FALSE | [9 empty] | 42298 | Dimmable | Continuous Below 10 | Yes |  | 3 | 7350 | 134 | 55 | 20 | 0.9 | 5000 | 70
PN57WQ27 | GE Lighting Solutions | Albeo | ALV1(0124)1V57D4xxxxxxxxxxx | Indoor Luminaires | High-Bay | Low-Bay Luminaires for Commercial and Industrial Buildings | Premium | FALSE | [9 empty] | 42298 |  |  | Yes |  | 3 | 7129.5 | 130 | 55 | 20 | 0.9 | 5000 | 70
P62MSGK5 | GE Lighting Solutions | Albeo | ALV1D1V57D4xxxxxxxxxxx | Indoor Luminaires | High-Bay | Low-Bay Luminaires for Commercial and Industrial Buildings | Premium | FALSE | [9 empty] | 42298 | Dimmable | Continuous Below 10 | Yes |  | 3 | 7129.5 | 123 | 58 | 20 | 0.9 | 5000 | 70
PYQ649WG | GE Lighting Solutions | Albeo | ALV1(0124)1T5718xxxxxxxxxxx | Indoor Luminaires | High-Bay | Low-Bay Luminaires for Commercial and Industrial Buildings | Premium | FALSE | [9 empty] | 42298 |  |  | Yes |  | 3 | 6300 | 154 | 41 | 20 | 0.9 | 5000 | 70
PCNGQXV5 | GE Lighting Solutions | Albeo | ALV1D1T5718xxxxxxxxxxx | Indoor Luminaires | High-Bay | Low-Bay Luminaires for Commercial and Industrial Buildings | Premium | FALSE | [9 empty] | 42298 | Dimmable | Continuous Below 10 | Yes |  | 3 | 6300 | 140 | 45 | 20 | 0.9 | 5000 | 70
PKEBWK8D | GE Lighting Solutions | Albeo | ALV1D1T57D8xxxxxxxxxxx | Indoor Luminaires | High-Bay | Low-Bay Luminaires for Commercial and Industrial Buildings | Premium | FALSE | [9 empty] | 42298 |  |  | Yes |  | 3 | 6111 | 136 | 45 | 20 | 0.9 | 5000 | 70
PF63MHWR | GE Lighting Solutions | Albeo | ALV1(0124)1T57D8xxxxxxxxxxx | Indoor Luminaires | High-Bay | Low-Bay Luminaires for Commercial and Industrial Buildings | Premium | FALSE | [9 empty] | 42298 |  |  | Yes |  | 3 | 6111 | 149 | 41 | 20 | 0.9 | 5000 | 70
PMHXGHPS | GE Lighting Solutions | Albeo | ALV1(0124)1H5714xxxxxxxxxxx | Indoor Luminaires | High-Bay | Low-Bay Luminaires for Commercial and Industrial Buildings | Premium | FALSE | [9 empty] | 42298 |  |  | Yes |  | 3 | 5350 | 141 | 38 | 20 | 0.9 | 5000 | 70
P7VQ7KYJ | GE Lighting Solutions | Albeo | ALV1D1H5714xxxxxxxxxxx | Indoor Luminaires | High-Bay | Low-Bay Luminaires for Commercial and Industrial Buildings | Premium | FALSE | [9 empty] | 42298 | Dimmable | Continuous Below 10 | Yes |  | 3 | 5350 | 130 | 41 | 20 | 0.9 | 5000 | 70
PPFQ75MH | GE Lighting Solutions | Albeo | ALV1(0124)1H57D4xxxxxxxxxxx | Indoor Luminaires | High-Bay | Low-Bay Luminaires for Commercial and Industrial Buildings | Premium | FALSE | [9 empty] | 42298 |  |  | Yes |  | 3 | 5189.5 | 137 | 38 | 20 | 0.9 | 5000 | 70
PFGS7896 | GE Lighting Solutions | Albeo | ALV1D1H57D4xxxxxxxxxxx | Indoor Luminaires | High-Bay | Low-Bay Luminaires for Commercial and Industrial Buildings | Premium | FALSE | [9 empty] | 42298 |  |  | Yes |  | 3 | 5189.5 | 127 | 41 | 20 | 0.9 | 5000 | 70
PN1V3WU2 | GE Lighting Solutions | Albeo | ALV1(0124)1V4718xxxxxxxxxxx | Indoor Luminaires | High-Bay | High-Bay Luminaires for Commercial and Industrial Buildings | Premium | FALSE | [9 empty] | 42298 |  |  | Yes |  | 3 | 14800 | 133 | 111 | 20 | 0.9 | 4000 | 70
P4CQDNQ7 | GE Lighting Solutions | Albeo | ALV1D1V4718xxxxxxxxxxx | Indoor Luminaires | High-Bay | High-Bay Luminaires for Commercial and Industrial Buildings | Premium | FALSE | [9 empty] | 42298 | Dimmable | Continuous Below 10 | Yes |  | 3 | 14800 | 126 | 117 | 20 | 0.9 | 4000 | 70
PTQDWCH2 | GE Lighting Solutions | Albeo | ALV1(0124)1V47D8xxxxxxxxxxx | Indoor Luminaires | High-Bay | High-Bay Luminaires for Commercial and Industrial Buildings | Premium | FALSE | [9 empty] | 42298 |  |  | Yes |  | 3 | 14356 | 129 | 111 | 20 | 0.9 | 4000 | 70
PFZA4DUM | GE Lighting Solutions | Albeo | ALV1(0124)1H4718xxxxxxxxxxx | Indoor Luminaires | High-Bay | High-Bay Luminaires for Commercial and Industrial Buildings | Premium | FALSE | [9 empty] | 42298 |  |  | Yes |  | 3 | 10700 | 143 | 75 | 20 | 0.9 | 4000 | 70
PARFRVA7 | GE Lighting Solutions | Albeo | ALV1D1H4718xxxxxxxxxxx | Indoor Luminaires | High-Bay | High-Bay Luminaires for Commercial and Industrial Buildings | Premium | FALSE | [9 empty] | 42298 | Dimmable | Continuous Below 10 | Yes |  | 3 | 10700 | 135 | 79 | 20 | 0.9 | 4000 | 70
PF39TQS8 | GE Lighting Solutions | Albeo | ALV1(0124)1H47D8xxxxxxxxxxx | Indoor Luminaires | High-Bay | High-Bay Luminaires for Commercial and Industrial Buildings | Premium | FALSE | [9 empty] | 42298 |  |  | Yes |  | 3 | 10379 | 138 | 75 | 20 | 0.9 | 4000 | 70
PSG8DPV6 | GE Lighting Solutions | Albeo | ALV1D1V4714xxxxxxxxxxx | Indoor Luminaires | High-Bay | Low-Bay Luminaires for Commercial and Industrial Buildings | Premium | FALSE | [9 empty] | 42298 |  |  | Yes |  | 3 | 7350 | 127 | 58 | 20 | 0.9 | 4000 | 70
PNME7YQ3 | GE Lighting Solutions | Albeo | ALV1(0124)1V4714xxxxxxxxxxx | Indoor Luminaires | High-Bay | Low-Bay Luminaires for Commercial and Industrial Buildings | Premium | FALSE | [9 empty] | 42298 |  |  | Yes |  | 3 | 7350 | 134 | 55 | 20 | 0.9 | 4000 | 70
PNY2M54C | GE Lighting Solutions | Albeo | ALV1(0124)1V47D4xxxxxxxxxxx | Indoor Luminaires | High-Bay | Low-Bay Luminaires for Commercial and Industrial Buildings | Premium | FALSE | [9 empty] | 42298 |  |  | Yes |  | 3 | 7129.5 | 130 | 55 | 20 | 0.9 | 4000 | 70
P9VM6B9T | GE Lighting Solutions | Albeo | ALV1D1V47D4xxxxxxxxxxx | Indoor Luminaires | High-Bay | Low-Bay Luminaires for Commercial and Industrial Buildings | Premium | FALSE | [9 empty] | 42298 | Dimmable | Continuous Below 10 | Yes |  | 3 | 7129.5 | 123 | 58 | 20 | 0.9 | 4000 | 70
PWXA3HHA | GE Lighting Solutions | Albeo | ALV1(0124)1T4718xxxxxxxxxxx | Indoor Luminaires | High-Bay | Low-Bay Luminaires for Commercial and Industrial Buildings | Premium | FALSE | [9 empty] | 42298 |  |  | Yes |  | 3 | 6300 | 154 | 41 | 20 | 0.9 | 4000 | 70
PHET6MER | GE Lighting Solutions | Albeo | ALV1D1T4718xxxxxxxxxxx | Indoor Luminaires | High-Bay | Low-Bay Luminaires for Commercial and Industrial Buildings | Premium | FALSE | [9 empty] | 42298 |  |  | Yes |  | 3 | 6300 | 140 | 45 | 20 | 0.9 | 4000 | 70
PJNP7HKK | GE Lighting Solutions | Albeo | ALV1D1T47D8xxxxxxxxxxx | Indoor Luminaires | High-Bay | Low-Bay Luminaires for Commercial and Industrial Buildings | Premium | FALSE | [9 empty] | 42298 |  |  | Yes |  | 3 | 6111 | 136 | 45 | 20 | 0.9 | 4000 | 70
PH5URTQ9 | GE Lighting Solutions | Albeo | ALV1(0124)1T47D8xxxxxxxxxxx | Indoor Luminaires | High-Bay | Low-Bay Luminaires for Commercial and Industrial Buildings | Premium | FALSE | [9 empty] | 42298 |  |  | Yes |  | 3 | 6111 | 149 | 41 | 20 | 0.9 | 4000 | 70
PKKQNXBK | GE Lighting Solutions | Albeo | ALV1(0124)1H4714xxxxxxxxxxx | Indoor Luminaires | High-Bay | Low-Bay Luminaires for Commercial and Industrial Buildings | Premium | FALSE | [9 empty] | 42298 |  |  | Yes |  | 3 | 5350 | 141 | 38 | 20 | 0.9 | 4000 | 70
P43RP8KX | GE Lighting Solutions | Albeo | ALV1D1H4714xxxxxxxxxxx | Indoor Luminaires | High-Bay | Low-Bay Luminaires for Commercial and Industrial Buildings | Premium | FALSE | [9 empty] | 42298 | Dimmable | Continuous Below 10 | Yes |  | 3 | 5350 | 130 | 41 | 20 | 0.9 | 4000 | 70
PNSS1Z77 | GE Lighting Solutions | Albeo | ALV1(0124)1H47D4xxxxxxxxxxx | Indoor Luminaires | High-Bay | Low-Bay Luminaires for Commercial and Industrial Buildings | Premium | FALSE | [9 empty] | 42298 |  |  | Yes |  | 3 | 5189.5 | 137 | 38 | 20 | 0.9 | 4000 | 70
PBVK29H9 | Eaton (formerly Cooper Lighting) | Metalux | 4VT2-LD4-6-W-DR100-UNV-L835-CD1-U | Indoor Luminaires | High-Bay | Low-Bay Luminaires for Commercial and Industrial Buildings | Standard | TRUE | 5213 | 91 | 57.35 | 8.1 | 0.999 |  |  | 5 | 50000 | 42297 |  |  | Yes |  | 3
P1UNF1K8 | Eaton (formerly Cooper Lighting) | Metalux | 4VT2-LD4-8-W-DR100-UNV-L835-CD1-U | Indoor Luminaires | High-Bay | High-Bay Luminaires for Commercial and Industrial Buildings | Standard | TRUE | 9304 | 102 | 91.19 | 7.79 | 0.999 |  |  | 5 | 50000 | 42297 |  |  | Yes |  | 3
PJK53T46 | Aimlite Lighting Products | AimLite | HBBF-LA6-8/40K | Indoor Luminaires | High-Bay | High-Bay Luminaires for Commercial and Industrial Buildings | Standard | TRUE | 46685 | 99.5 | 469.37 | 16.61 | 0.9835 | 3989 | 82.15 | 5 | 50000 | 42297 |  |  | Yes |  | 3 | 46685 | 99.5 | 469.37 | 14.61 | 0.9835 | 3989 | 82.15
P4XAU2BGY | RAB Lighting | RAB Lighting | BAYLED104N[All Housing Colors]/D10 | Indoor Luminaires | High-Bay | High-Bay Luminaires for Commercial and Industrial Buildings | Standard | TRUE | 9685 | 85.78 | 112.9 | 8.59 | 0.966 | 4051 | 82 | 5 | 100000 | 42297 |  |  | NotYetVerified |  | 3
PACUQ367 | Industrial Lighting Products | Industrial Lighting Products | BLEXT2-95WLED-UNIV-30-FRAL-XXXXX[All options] | Indoor Luminaires | High-Bay | High-Bay Luminaires for Commercial and Industrial Buildings | Premium | TRUE | 11150 | 111.1 | 100.4 | 14.9 | 0.953 | 3053 | 80.7 | 5 | 50000 | 42297 | Dimmable | Continuous Below 10 | Yes |  | 3 | 11150 | 111.06 | 100.4 | 21.9 | 0.966 | 3000 | 80
P3M7SMH8 | Aimlite Lighting Products | AimLite | HBBF-LA4-2/50K | Indoor Luminaires | High-Bay | High-Bay Luminaires for Commercial and Industrial Buildings | Standard | TRUE | 32012 | 107.5 | 297.76 | 17.11 | 0.934 | 5008 | 83.83 | 5 | 50000 | 42297 |  |  | Yes |  | 3 | 33020 | 111.4 | 296.4 | 10.13 | 0.98 | 4978 | 83.91
P4K1WS83 | Aimlite Lighting Products | AimLite | HBBF-LA4-2/40K | Indoor Luminaires | High-Bay | High-Bay Luminaires for Commercial and Industrial Buildings | Standard | FALSE | [9 empty] | 42297 |  |  | Yes |  | 3 | 33237 | 112.1 | 296.4 | 10.25 | 0.98 | 3989 | 82.15
P3RTW9P1 | Industrial Lighting Products | Industrial Lighting Products | BLEXT2-95WLED-UNIV-50-CAL-XXXXX[All options] | Indoor Luminaires | High-Bay | High-Bay Luminaires for Commercial and Industrial Buildings | Premium | FALSE | [9 empty] | 42297 | Dimmable | Continuous Below 10 | Yes |  | 3 | 11759 | 117.12 | 100.4 | 21.9 | 0.966 | 5000 | 80
PK2QWCV7 | Industrial Lighting Products | Industrial Lighting Products | BLEXT2-95WLED-UNIV-50-FRAL-XXXXX[All options] | Indoor Luminaires | High-Bay | High-Bay Luminaires for Commercial and Industrial Buildings | Premium | FALSE | [9 empty] | 42297 |  |  | Yes |  | 3 | 11549 | 115.03 | 100.4 | 21.9 | 0.966 | 5000 | 80
PV9C6V8U | Industrial Lighting Products | Industrial Lighting Products | BLEXT2-95WLED-UNIV-40-CAL-XXXXX[All options] | Indoor Luminaires | High-Bay | High-Bay Luminaires for Commercial and Industrial Buildings | Premium | FALSE | [9 empty] | 42297 |  |  | Yes |  | 3 | 11623 | 115.77 | 100.4 | 21.9 | 0.966 | 4000 | 80
P1V7QKKM | Industrial Lighting Products | Industrial Lighting Products | BLEXT2-95WLED-UNIV-40-FRAL-XXXXX[All options] | Indoor Luminaires | High-Bay | High-Bay Luminaires for Commercial and Industrial Buildings | Premium | FALSE | [9 empty] | 42297 | Dimmable | Continuous Below 10 | Yes |  | 3 | 11416 | 113.71 | 100.4 | 21.9 | 0.966 | 4000 | 80
PSD17ZEV | Industrial Lighting Products | Industrial Lighting Products | BLEXT2-95WLED-UNIV-35-CAL-XXXXX[All options] | Indoor Luminaires | High-Bay | High-Bay Luminaires for Commercial and Industrial Buildings | Premium | FALSE | [9 empty] | 42297 |  |  | Yes |  | 3 | 11488 | 114.42 | 100.4 | 21.9 | 0.966 | 3500 | 80
P1RF5M4F | Industrial Lighting Products | Industrial Lighting Products | BLEXT2-95WLED-UNIV-35-FRAL-XXXXX[All options] | Indoor Luminaires | High-Bay | High-Bay Luminaires for Commercial and Industrial Buildings | Premium | FALSE | [9 empty] | 42297 | Dimmable | Continuous Below 10 | Yes |  | 3 | 11283 | 112.38 | 100.4 | 21.9 | 0.966 | 3500 | 80
PJX5GM77 | Industrial Lighting Products | Industrial Lighting Products | BLEXT2-95WLED-UNIV-30-CAL-XXXXX[All options] | Indoor Luminaires | High-Bay | High-Bay Luminaires for Commercial and Industrial Buildings | Premium | FALSE | [9 empty] | 42297 |  |  | Yes |  | 3 | 11352 | 113.07 | 100.4 | 21.9 | 0.966 | 3000 | 80
PBPF2YUV | Eaton (formerly Cooper Lighting) | Metalux | 4VT2-LD4-4-DR-[Blank]-UNV-[All Remote Emergency Enclosures]-L850-5LTD1-WL-[All Options]-[All Packaging] | Indoor Luminaires | High-Bay | Low-Bay Luminaires for Commercial and Industrial Buildings | Standard | FALSE | [9 empty] | 42297 |  |  | Yes |  | 3 | 5248.19 | 139.73 | 37.56 | 14.6 | 0.987 | 5000 | 85
PZQP6D9E | Eaton (formerly Cooper Lighting) | Metalux | 4VT2-LD4-4-DR100-[Blank]-UNV-[All Remote Emergency Enclosures]-L850-5LTD1-WL-[All Options]-[All Packaging] | Indoor Luminaires | High-Bay | Low-Bay Luminaires for Commercial and Industrial Buildings | Standard | FALSE | [9 empty] | 42297 |  |  | Yes |  | 3 | 5221.95 | 139.03 | 37.56 | 14.6 | 0.987 | 5000 | 85
P3J7A3N3 | Eaton (formerly Cooper Lighting) | Metalux | 8VT2-LD4-9-DR-[Blank]-UNV-[All Remote Emergency Enclosures]-L850-5LTD2-WL-[All Options]-[All Packaging] | Indoor Luminaires | High-Bay | High-Bay Luminaires for Commercial and Industrial Buildings | Standard | FALSE | [9 empty] | 42297 |  |  | Yes |  | 3 | 12237.74 | 118.09 | 103.63 | 12.4 | 0.991 | 5000 | 85
PGR1UP4S | Eaton (formerly Cooper Lighting) | Metalux | 8VT2-LD4-9-DR100-[Blank]-UNV-[All Remote Emergency Enclosures]-L850-5LTD2-WL-[All Options]-[All Packaging] | Indoor Luminaires | High-Bay | High-Bay Luminaires for Commercial and Industrial Buildings | Standard | FALSE | [9 empty] | 42297 |  |  | Yes |  | 3 | 12176.55 | 117.5 | 103.63 | 12.4 | 0.991 | 5000 | 85
P7HTSAMM | Eaton (formerly Cooper Lighting) | Metalux | 8VT2-LD4-9-FR50-[Blank]-UNV-[All Remote Emergency Enclosures]-L850-5LTD2-WL-[All Options]-[All Packaging] | Indoor Luminaires | High-Bay | High-Bay Luminaires for Commercial and Industrial Buildings | Standard | FALSE | [9 empty] | 42297 |  |  | Yes |  | 3 | 10903.83 | 105.22 | 103.63 | 12.4 | 0.991 | 5000 | 85
P6ZNAC3F | Eaton (formerly Cooper Lighting) | Metalux | 8VT2-LD4-9-DR-W-UNV-[All Remote Emergency Enclosures]-L850-5LTD2-WL-[All Options]-[All Packaging] | Indoor Luminaires | High-Bay | High-Bay Luminaires for Commercial and Industrial Buildings | Standard | FALSE | [9 empty] | 42297 |  |  | Yes |  | 3 | 10696.57 | 103.22 | 103.63 | 12.4 | 0.991 | 5000 | 85
PEHRFNVU | Eaton (formerly Cooper Lighting) | Metalux | 8VT2-LD4-9-DR100-W-UNV-[All Remote Emergency Enclosures]-L850-5LTD2-WL-[All Options]-[All Packaging] | Indoor Luminaires | High-Bay | High-Bay Luminaires for Commercial and Industrial Buildings | Standard | FALSE | [9 empty] | 42297 |  |  | Yes |  | 3 | 10643.09 | 102.7 | 103.63 | 12.4 | 0.991 | 5000 | 85
PG7J2BG8 | Eaton (formerly Cooper Lighting) | Metalux | 8VT2-LD4-12-DR-[Blank]-UNV-[All Remote Emergency Enclosures]-L850-5LTD2-WL-[All Options]-[All Packaging] | Indoor Luminaires | High-Bay | High-Bay Luminaires for Commercial and Industrial Buildings | Standard | FALSE | [9 empty] | 42297 |  |  | Yes |  | 3 | 14041.73 | 125.7 | 111.71 | 11.4 | 0.992 | 5000 | 85
PFBUQBEF | Eaton (formerly Cooper Lighting) | Metalux | 8VT2-LD4-12-DR100-[Blank]-UNV-[All Remote Emergency Enclosures]-L850-5LTD2-WL-[All Options]-[All Packaging] | Indoor Luminaires | High-Bay | High-Bay Luminaires for Commercial and Industrial Buildings | Standard | FALSE | [9 empty] | 42297 |  |  | Yes |  | 3 | 13971.52 | 125.07 | 111.71 | 11.4 | 0.992 | 5000 | 85
PZ6K852V | Eaton (formerly Cooper Lighting) | Metalux | 8VT2-LD4-12-FR50-[Blank]-UNV-[All Remote Emergency Enclosures]-L850-5LTD2-WL-[All Options]-[All Packaging] | Indoor Luminaires | High-Bay | High-Bay Luminaires for Commercial and Industrial Buildings | Standard | FALSE | [9 empty] | 42297 |  |  | Yes |  | 3 | 12511.18 | 111.99 | 111.71 | 11.4 | 0.992 | 5000 | 85
PBUUVEXK | Eaton (formerly Cooper Lighting) | Metalux | 8VT2-LD4-12-DR-W-UNV-[All Remote Emergency Enclosures]-L850-5LTD2-WL-[All Options]-[All Packaging] | Indoor Luminaires | High-Bay | High-Bay Luminaires for Commercial and Industrial Buildings | Standard | FALSE | [9 empty] | 42297 |  |  | Yes |  | 3 | 11243.31 | 100.65 | 111.71 | 11.4 | 0.992 | 5000 | 85
PEKC2TEB | Eaton (formerly Cooper Lighting) | Metalux | 8VT2-LD4-12-DR100-W-UNV-[All Remote Emergency Enclosures]-L850-5LTD2-WL-[All Options]-[All Packaging] | Indoor Luminaires | High-Bay | High-Bay Luminaires for Commercial and Industrial Buildings | Standard | FALSE | [9 empty] | 42297 |  |  | Yes |  | 3 | 11187.1 | 100.14 | 111.71 | 11.4 | 0.992 | 5000 | 85
P5QAPGJN | Eaton (formerly Cooper Lighting) | Metalux | 4VT2-LD4-6-DR-[Blank]-UNV-[All Remote Emergency Enclosures]-L850-5LTD1-WL-[All Options]-[All Packaging] | Indoor Luminaires | High-Bay | Low-Bay Luminaires for Commercial and Industrial Buildings | Standard | FALSE | [9 empty] | 42297 |  |  | Yes |  | 3 | 7020.86 | 125.7 | 55.86 | 11.4 | 0.992 | 5000 | 85
PAP88GM2 | Eaton (formerly Cooper Lighting) | Metalux | 4VT2-LD4-6-DR100-[Blank]-UNV-[All Remote Emergency Enclosures]-L850-5LTD1-WL-[All Options]-[All Packaging] | Indoor Luminaires | High-Bay | Low-Bay Luminaires for Commercial and Industrial Buildings | Standard | FALSE | [9 empty] | 42297 |  |  | Yes |  | 3 | 6985.76 | 125.07 | 55.86 | 11.4 | 0.992 | 5000 | 85
PRWTR1UK | Eaton (formerly Cooper Lighting) | Metalux | 4VT2-LD4-6-FR50-[Blank]-UNV-[All Remote Emergency Enclosures]-L850-5LTD1-WL-[All Options]-[All Packaging] | Indoor Luminaires | High-Bay | Low-Bay Luminaires for Commercial and Industrial Buildings | Standard | FALSE | [9 empty] | 42297 |  |  | Yes |  | 3 | 6255.59 | 111.99 | 55.86 | 11.4 | 0.992 | 5000 | 85
PPPBV56B | Eaton (formerly Cooper Lighting) | Metalux | 4VT2-LD4-6-DR100-W-UNV-[All Remote Emergency Enclosures]-L850-5LTD1-WL-[All Options]-[All Packaging] | Indoor Luminaires | High-Bay | Low-Bay Luminaires for Commercial and Industrial Buildings | Standard | FALSE | [9 empty] | 42297 |  |  | Yes |  | 3 | 5744.57 | 102.7 | 55.93 | 11.4 | 0.992 | 5000 | 85
PHYV9TTC | Eaton (formerly Cooper Lighting) | Metalux | 4VT2-LD4-6-DR-W-UNV-[All Remote Emergency Enclosures]-L850-5LTD1-WL-[All Options]-[All Packaging] | Indoor Luminaires | High-Bay | Low-Bay Luminaires for Commercial and Industrial Buildings | Standard | FALSE | [9 empty] | 42297 |  |  | Yes |  | 3 | 5621.66 | 100.51 | 55.93 | 11.4 | 0.992 | 5000 | 85
PGA58VBA | Eaton (formerly Cooper Lighting) | Metalux | 4VT2-LD4-6-DR-[Blank]-UNV-[All Remote Emergency Enclosures]-L850-CD1-WL-[All Options]-[All Packaging] | Indoor Luminaires | High-Bay | Low-Bay Luminaires for Commercial and Industrial Buildings | Standard | FALSE | [9 empty] | 42297 |  |  | Yes |  | 3 | 7020.86 | 123.76 | 56.73 | 9.967 | 0.994 | 5000 | 85
PPM8Q6AR | Eaton (formerly Cooper Lighting) | Metalux | 4VT2-LD4-6-DR100-[Blank]-UNV-[All Remote Emergency Enclosures]-L850-CD1-WL-[All Options]-[All Packaging] | Indoor Luminaires | High-Bay | Low-Bay Luminaires for Commercial and Industrial Buildings | Standard | FALSE | [9 empty] | 42297 |  |  | Yes |  | 3 | 6985.76 | 123.14 | 56.73 | 9.967 | 0.994 | 5000 | 85
P4B4ZV9F | Eaton (formerly Cooper Lighting) | Metalux | 4VT2-LD4-6-FR50-[Blank]-UNV-[All Remote Emergency Enclosures]-L850-CD1-WL-[All Options]-[All Packaging] | Indoor Luminaires | High-Bay | Low-Bay Luminaires for Commercial and Industrial Buildings | Standard | FALSE | [9 empty] | 42297 |  |  | Yes |  | 3 | 6255.59 | 110.27 | 56.73 | 9.967 | 0.994 | 5000 | 85
P32ZKV9B | Eaton (formerly Cooper Lighting) | Metalux | 4VT2-LD4-6-DR-W-[Voltages include 120 only]-[All Remote Emergency Enclosures]-L850-CD1-WL-[All Options]-[All Packaging] | Indoor Luminaires | High-Bay | Low-Bay Luminaires for Commercial and Industrial Buildings | Standard | FALSE | [9 empty] | 42297 |  |  | Yes |  | 3 | 5621.66 | 98.96 | 56.81 | 9.967 | 0.994 | 5000 | 85
PBYDHRCU | Eaton (formerly Cooper Lighting) | Metalux | 4VT2-LD4-6-DR100-W-[Voltages include 120 only]-[All Remote Emergency Enclosures]-L850-CD1-WL-[All Options]-[All Packaging] | Indoor Luminaires | High-Bay | Low-Bay Luminaires for Commercial and Industrial Buildings | Standard | FALSE | [9 empty] | 42297 |  |  | Yes |  | 3 | 5593.55 | 98.46 | 56.81 | 9.967 | 0.994 | 5000 | 85
P7C14XSB | Eaton (formerly Cooper Lighting) | Metalux | 4VT2-LD4-4-DR-[Blank]-UNV-[All Remote Emergency Enclosures]-L850-CD1-WL-[All Options]-[All Packaging] | Indoor Luminaires | High-Bay | Low-Bay Luminaires for Commercial and Industrial Buildings | Standard | FALSE | [9 empty] | 42297 |  |  | Yes |  | 3 | 5248.19 | 139.24 | 37.69 | 9.533 | 0.992 | 5000 | 85
P496ACZC | Eaton (formerly Cooper Lighting) | Metalux | 4VT2-LD4-4-DR100-[Blank]-UNV-[All Remote Emergency Enclosures]-L850-CD1-WL-[All Options]-[All Packaging] | Indoor Luminaires | High-Bay | Low-Bay Luminaires for Commercial and Industrial Buildings | Standard | FALSE | [9 empty] | 42297 |  |  | Yes |  | 3 | 5221.95 | 138.55 | 37.69 | 9.533 | 0.992 | 5000 | 85
PXHR7PF6 | Eaton (formerly Cooper Lighting) | Metalux | 8VT2-LD4-12-DR-[Blank]-UNV-[All Remote Emergency Enclosures]-L850-CD2-WL-[All Options]-[All Packaging] | Indoor Luminaires | High-Bay | High-Bay Luminaires for Commercial and Industrial Buildings | Standard | FALSE | [9 empty] | 42297 |  |  | Yes |  | 3 | 14041.73 | 122.82 | 114.33 | 9.25 | 0.995 | 5000 | 85
PDZP9E24 | Eaton (formerly Cooper Lighting) | Metalux | 8VT2-LD4-12-DR100-[Blank]-UNV-[All Remote Emergency Enclosures]-L850-CD2-WL-[All Options]-[All Packaging] | Indoor Luminaires | High-Bay | High-Bay Luminaires for Commercial and Industrial Buildings | Standard | FALSE | [9 empty] | 42297 |  |  | Yes |  | 3 | 13971.52 | 122.2 | 114.33 | 9.25 | 0.995 | 5000 | 85
P41UZZZC | Eaton (formerly Cooper Lighting) | Metalux | 8VT2-LD4-12-FR50-[Blank]-UNV-[All Remote Emergency Enclosures]-L850-CD2-WL-[All Options]-[All Packaging] | Indoor Luminaires | High-Bay | High-Bay Luminaires for Commercial and Industrial Buildings | Standard | FALSE | [9 empty] | 42297 |  |  | Yes |  | 3 | 12511.18 | 109.43 | 114.33 | 9.25 | 0.995 | 5000 | 85
PPFGS83K | Eaton (formerly Cooper Lighting) | Metalux | 8VT2-LD4-12-DR-W-UNV-[All Remote Emergency Enclosures]-L850-CD2-WL-[All Options]-[All Packaging] | Indoor Luminaires | High-Bay | High-Bay Luminaires for Commercial and Industrial Buildings | Standard | FALSE | [9 empty] | 42297 |  |  | Yes |  | 3 | 11243.31 | 98.34 | 114.33 | 9.25 | 0.995 | 5000 | 85
PFHKNPMY | Eaton (formerly Cooper Lighting) | Metalux | 8VT2-LD4-12-DR100-W-UNV-[All Remote Emergency Enclosures]-L850-CD2-WL-[All Options]-[All Packaging] | Indoor Luminaires | High-Bay | High-Bay Luminaires for Commercial and Industrial Buildings | Standard | FALSE | [9 empty] | 42297 |  |  | Yes |  | 3 | 11187.1 | 97.85 | 114.33 | 9.25 | 0.995 | 5000 | 85
PTNMB684 | Eaton (formerly Cooper Lighting) | Metalux | 8VT2-LD4-16-DR-[Blank]-UNV-[All Remote Emergency Enclosures]-L850-5LTD2-WL-[All Options]-[All Packaging] | Indoor Luminaires | High-Bay | High-Bay Luminaires for Commercial and Industrial Buildings | Standard | FALSE | [9 empty] | 42297 |  |  | Yes |  | 3 | 20600.15 | 128.02 | 160.91 | 8.4 | 0.995 | 5000 | 85
PMM2SM4F | Eaton (formerly Cooper Lighting) | Metalux | 8VT2-LD4-16-DR100-[Blank]-UNV-[All Remote Emergency Enclosures]-L850-5LTD2-WL-[All Options]-[All Packaging] | Indoor Luminaires | High-Bay | High-Bay Luminaires for Commercial and Industrial Buildings | Standard | FALSE | [9 empty] | 42297 |  |  | Yes |  | 3 | 20497.15 | 127.38 | 160.91 | 8.4 | 0.995 | 5000 | 85
PGHBPTES | Eaton (formerly Cooper Lighting) | Metalux | 8VT2-LD4-16-DR-W-UNV-[All Remote Emergency Enclosures]-L850-5LTD2-WL-[All Options]-[All Packaging] | Indoor Luminaires | High-Bay | High-Bay Luminaires for Commercial and Industrial Buildings | Standard | FALSE | [9 empty] | 42297 |  |  | Yes |  | 3 | 20066.72 | 124.71 | 160.91 | 8.4 | 0.995 | 5000 | 85
PTFS8TEX | Eaton (formerly Cooper Lighting) | Metalux | 8VT2-LD4-16-DR100-W-UNV-[All Remote Emergency Enclosures]-L850-5LTD2-WL-[All Options]-[All Packaging] | Indoor Luminaires | High-Bay | High-Bay Luminaires for Commercial and Industrial Buildings | Standard | FALSE | [9 empty] | 42297 |  |  | Yes |  | 3 | 19966.38 | 124.09 | 160.91 | 8.4 | 0.995 | 5000 | 85
P3FSQUKA | Eaton (formerly Cooper Lighting) | Metalux | 8VT2-LD4-16-FR50-[Blank]-UNV-[All Remote Emergency Enclosures]-L850-5LTD2-WL-[All Options]-[All Packaging] | Indoor Luminaires | High-Bay | High-Bay Luminaires for Commercial and Industrial Buildings | Standard | FALSE | [9 empty] | 42297 |  |  | Yes |  | 3 | 18354.74 | 114.07 | 160.91 | 8.4 | 0.995 | 5000 | 85
PAK2Y51W | Eaton (formerly Cooper Lighting) | Metalux | 4VT2-LD4-8-DR-[Blank]-UNV-[All Remote Emergency Enclosures]-L850-5LTD1-WL-[All Options]-[All Packaging] | Indoor Luminaires | High-Bay | High-Bay Luminaires for Commercial and Industrial Buildings | Standard | FALSE | [9 empty] | 42297 |  |  | Yes |  | 3 | 10300.08 | 128.02 | 80.45 | 8.4 | 0.995 | 5000 | 85
P26C9H6H | Eaton (formerly Cooper Lighting) | Metalux | 4VT2-LD4-8-DR100-W-UNV-[All Remote Emergency Enclosures]-L850-5LTD1-WL-[All Options]-[All Packaging] | Indoor Luminaires | High-Bay | High-Bay Luminaires for Commercial and Industrial Buildings | Standard | FALSE | [9 empty] | 42297 |  |  | Yes |  | 3 | 10252.74 | 113.32 | 90.47 | 8.4 | 0.995 | 5000 | 85
PGH3JAJY | Eaton (formerly Cooper Lighting) | Metalux | 4VT2-LD4-8-DR100-[Blank]-UNV-[All Remote Emergency Enclosures]-L850-5LTD1-WL-[All Options]-[All Packaging] | Indoor Luminaires | High-Bay | High-Bay Luminaires for Commercial and Industrial Buildings | Standard | FALSE | [9 empty] | 42297 |  |  | Yes |  | 3 | 10248.58 | 127.38 | 80.45 | 8.4 | 0.995 | 5000 | 85
PK9KV486 | Eaton (formerly Cooper Lighting) | Metalux | 4VT2-LD4-8-DR-W-UNV-[All Remote Emergency Enclosures]-L850-5LTD1-WL-[All Options]-[All Packaging] | Indoor Luminaires | High-Bay | High-Bay Luminaires for Commercial and Industrial Buildings | Standard | FALSE | [9 empty] | 42297 |  |  | Yes |  | 3 | 10033.36 | 110.9 | 90.47 | 8.4 | 0.995 | 5000 | 85
PNZNUBQK | Eaton (formerly Cooper Lighting) | Metalux | 4VT2-LD4-8-FR50-[Blank]-UNV-[All Remote Emergency Enclosures]-L850-5LTD1-WL-[All Options]-[All Packaging] | Indoor Luminaires | High-Bay | Low-Bay Luminaires for Commercial and Industrial Buildings | Standard | FALSE | [9 empty] | 42297 |  |  | Yes |  | 3 | 9177.37 | 114.07 | 80.45 | 8.4 | 0.995 | 5000 | 85
P8TKH6HN | Eaton (formerly Cooper Lighting) | Metalux | 4VT2-LD4-8-DR-[Blank]-UNV-[All Remote Emergency Enclosures]-L850-CD1-WL-[All Options]-[All Packaging] | Indoor Luminaires | High-Bay | High-Bay Luminaires for Commercial and Industrial Buildings | Standard | FALSE | [9 empty] | 42297 |  |  | Yes |  | 3 | 10300.08 | 127.51 | 80.78 | 5.8 | 0.997 | 5000 | 85
P25VAKE7 | Eaton (formerly Cooper Lighting) | Metalux | 4VT2-LD4-8-DR100-[Blank]-UNV-[All Remote Emergency Enclosures]-L850-CD1-WL-[All Options]-[All Packaging] | Indoor Luminaires | High-Bay | High-Bay Luminaires for Commercial and Industrial Buildings | Standard | FALSE | [9 empty] | 42297 |  |  | Yes |  | 3 | 10248.58 | 126.87 | 80.78 | 5.8 | 0.997 | 5000 | 85
P8DJ4T45 | Eaton (formerly Cooper Lighting) | Metalux | 4VT2-LD4-8-DR-W-UNV-[All Remote Emergency Enclosures]-L850-CD1-WL-[All Options]-[All Packaging] | Indoor Luminaires | High-Bay | High-Bay Luminaires for Commercial and Industrial Buildings | Standard | FALSE | [9 empty] | 42297 |  |  | Yes |  | 3 | 10033.36 | 110.45 | 90.84 | 5.8 | 0.997 | 5000 | 85
PXJ2NFR5 | Eaton (formerly Cooper Lighting) | Metalux | 4VT2-LD4-8-DR100-W-UNV-[All Remote Emergency Enclosures]-L850-CD1-WL-[All Options]-[All Packaging] | Indoor Luminaires | High-Bay | High-Bay Luminaires for Commercial and Industrial Buildings | Standard | FALSE | [9 empty] | 42297 |  |  | Yes |  | 3 | 9983.19 | 109.9 | 90.84 | 5.8 | 0.997 | 5000 | 85
PS6UU7ED | Eaton (formerly Cooper Lighting) | Metalux | 4VT2-LD4-8-FR50-[Blank]-UNV-[All Remote Emergency Enclosures]-L850-CD1-WL-[All Options]-[All Packaging] | Indoor Luminaires | High-Bay | Low-Bay Luminaires for Commercial and Industrial Buildings | Standard | FALSE | [9 empty] | 42297 |  |  | Yes |  | 3 | 9177.37 | 113.61 | 80.78 | 5.8 | 0.997 | 5000 | 85
PHYMUA5X | Eaton (formerly Cooper Lighting) | Metalux | 8VT2-LD4-9-DR-[Blank]-UNV-[All Remote Emergency Enclosures]-L850-CD1-WL-[All Options]-[All Packaging] | Indoor Luminaires | High-Bay | High-Bay Luminaires for Commercial and Industrial Buildings | Standard | FALSE | [9 empty] | 42297 |  |  | Yes |  | 3 | 12237.74 | 126.68 | 96.6 | 4.92 | 0.999 | 5000 | 85
PVFFFRYJ | Eaton (formerly Cooper Lighting) | Metalux | 8VT2-LD4-9-DR100-[Blank]-UNV-[All Remote Emergency Enclosures]-L850-CD1-WL-[All Options]-[All Packaging] | Indoor Luminaires | High-Bay | High-Bay Luminaires for Commercial and Industrial Buildings | Standard | FALSE | [9 empty] | 42297 |  |  | Yes |  | 3 | 12176.55 | 126.05 | 96.6 | 4.92 | 0.999 | 5000 | 85
P43A89ZS | Eaton (formerly Cooper Lighting) | Metalux | 8VT2-LD4-9-FR50-[Blank]-UNV-[All Remote Emergency Enclosures]-L850-CD1-WL-[All Options]-[All Packaging] | Indoor Luminaires | High-Bay | High-Bay Luminaires for Commercial and Industrial Buildings | Standard | FALSE | [9 empty] | 42297 |  |  | Yes |  | 3 | 10903.83 | 112.88 | 96.6 | 4.92 | 0.999 | 5000 | 85
P8VKQMK1 | Eaton (formerly Cooper Lighting) | Metalux | 8VT2-LD4-9-DR-W-UNV-[All Remote Emergency Enclosures]-L850-CD1-WL-[All Options]-[All Packaging] | Indoor Luminaires | High-Bay | High-Bay Luminaires for Commercial and Industrial Buildings | Standard | FALSE | [9 empty] | 42297 |  |  | Yes |  | 3 | 10696.57 | 110.73 | 96.6 | 4.92 | 0.999 | 5000 | 85
PY1ES5W6 | Eaton (formerly Cooper Lighting) | Metalux | 8VT2-LD4-9-DR100-W-UNV-[All Remote Emergency Enclosures]-L850-CD1-WL-[All Options]-[All Packaging] | Indoor Luminaires | High-Bay | High-Bay Luminaires for Commercial and Industrial Buildings | Standard | FALSE | [9 empty] | 42297 |  |  | Yes |  | 3 | 10643.09 | 110.18 | 96.6 | 4.92 | 0.999 | 5000 | 85
PKYTH8JX | Eaton (formerly Cooper Lighting) | Metalux | 8VT2-LD4-16-DR-[Blank]-UNV-[All Remote Emergency Enclosures]-L850-CD2-WL-[All Options]-[All Packaging] | Indoor Luminaires | High-Bay | High-Bay Luminaires for Commercial and Industrial Buildings | Standard | FALSE | [9 empty] | 42297 |  |  | Yes |  | 3 | 20600.15 | 127 | 162.2 | 3.2 | 0.999 | 5000 | 85
P67AZ53X | Eaton (formerly Cooper Lighting) | Metalux | 8VT2-LD4-16-DR100-[Blank]-UNV-[All Remote Emergency Enclosures]-L850-CD2-WL-[All Options]-[All Packaging] | Indoor Luminaires | High-Bay | High-Bay Luminaires for Commercial and Industrial Buildings | Standard | FALSE | [9 empty] | 42297 |  |  | Yes |  | 3 | 20497.15 | 126.37 | 162.2 | 3.2 | 0.999 | 5000 | 85
P95JQC14 | Eaton (formerly Cooper Lighting) | Metalux | 8VT2-LD4-16-DR-W-UNV-[All Remote Emergency Enclosures]-L850-CD2-WL-[All Options]-[All Packaging] | Indoor Luminaires | High-Bay | High-Bay Luminaires for Commercial and Industrial Buildings | Standard | FALSE | [9 empty] | 42297 |  |  | Yes |  | 3 | 20066.72 | 123.72 | 162.2 | 3.2 | 0.999 | 5000 | 85
PCURU469 | Eaton (formerly Cooper Lighting) | Metalux | 8VT2-LD4-16-DR100-W-UNV-[All Remote Emergency Enclosures]-L850-CD2-WL-[All Options]-[All Packaging] | Indoor Luminaires | High-Bay | High-Bay Luminaires for Commercial and Industrial Buildings | Standard | FALSE | [9 empty] | 42297 |  |  | Yes |  | 3 | 19966.38 | 123.1 | 162.2 | 3.2 | 0.999 | 5000 | 85
PBJ27SWF | Eaton (formerly Cooper Lighting) | Metalux | 8VT2-LD4-16-FR50-[Blank]-UNV-[All Remote Emergency Enclosures]-L850-CD2-WL-[All Options]-[All Packaging] | Indoor Luminaires | High-Bay | High-Bay Luminaires for Commercial and Industrial Buildings | Standard | FALSE | [9 empty] | 42297 |  |  | Yes |  | 3 | 18354.74 | 113.16 | 162.2 | 3.2 | 0.999 | 5000 | 85
P1PK5ZXG | Eaton (formerly Cooper Lighting) | Metalux | 8VT2-LD4-9-DR-[Blank]-UNV-[All Remote Emergency Enclosures]-L840-5LTD2-WL-[All Options]-[All Packaging] | Indoor Luminaires | High-Bay | High-Bay Luminaires for Commercial and Industrial Buildings | Standard | FALSE | [9 empty] | 42297 |  |  | Yes |  | 3 | 11713.1 | 113.02 | 103.63 | 12.4 | 0.991 | 4000 | 85
PJK5XVXK | Eaton (formerly Cooper Lighting) | Metalux | 8VT2-LD4-9-DR100-[Blank]-UNV-[All Remote Emergency Enclosures]-L840-5LTD2-WL-[All Options]-[All Packaging] | Indoor Luminaires | High-Bay | High-Bay Luminaires for Commercial and Industrial Buildings | Standard | FALSE | [9 empty] | 42297 |  |  | Yes |  | 3 | 11654.54 | 112.46 | 103.63 | 12.4 | 0.991 | 4000 | 85
PF8XPYPQ | Eaton (formerly Cooper Lighting) | Metalux | 8VT2-LD4-9-FR50-[Blank]-UNV-[All Remote Emergency Enclosures]-L840-5LTD2-WL-[All Options]-[All Packaging] | Indoor Luminaires | High-Bay | High-Bay Luminaires for Commercial and Industrial Buildings | Standard | FALSE | [9 empty] | 42297 |  |  | Yes |  | 3 | 10436.37 | 100.71 | 103.63 | 12.4 | 0.991 | 4000 | 85
P6DVENUV | Eaton (formerly Cooper Lighting) | Metalux | 8VT2-LD4-9-DR-W-UNV-[All Remote Emergency Enclosures]-L840-5LTD2-WL-[All Options]-[All Packaging] | Indoor Luminaires | High-Bay | High-Bay Luminaires for Commercial and Industrial Buildings | Standard | FALSE | [9 empty] | 42297 |  |  | Yes |  | 3 | 10238 | 98.79 | 103.63 | 12.4 | 0.991 | 4000 | 85
P8VH3KYW | Eaton (formerly Cooper Lighting) | Metalux | 8VT2-LD4-9-DR100-W-UNV-[All Remote Emergency Enclosures]-L840-5LTD2-WL-[All Options]-[All Packaging] | Indoor Luminaires | High-Bay | High-Bay Luminaires for Commercial and Industrial Buildings | Standard | FALSE | [9 empty] | 42297 |  |  | Yes |  | 3 | 10186.81 | 98.3 | 103.63 | 12.4 | 0.991 | 4000 | 85
PPY61ADZ | Eaton (formerly Cooper Lighting) | Metalux | 8VT2-LD4-12-DR-[Blank]-UNV-[All Remote Emergency Enclosures]-L840-5LTD2-WL-[All Options]-[All Packaging] | Indoor Luminaires | High-Bay | High-Bay Luminaires for Commercial and Industrial Buildings | Standard | FALSE | [9 empty] | 42297 |  |  | Yes |  | 3 | 13439.75 | 120.31 | 111.71 | 11.4 | 0.992 | 4000 | 85
PR23E61E | Eaton (formerly Cooper Lighting) | Metalux | 8VT2-LD4-12-DR100-[Blank]-UNV-[All Remote Emergency Enclosures]-L840-5LTD2-WL-[All Options]-[All Packaging] | Indoor Luminaires | High-Bay | High-Bay Luminaires for Commercial and Industrial Buildings | Standard | FALSE | [9 empty] | 42297 |  |  | Yes |  | 3 | 13372.55 | 119.71 | 111.71 | 11.4 | 0.992 | 4000 | 85
P24G7CQR | Eaton (formerly Cooper Lighting) | Metalux | 8VT2-LD4-12-FR50-[Blank]-UNV-[All Remote Emergency Enclosures]-L840-5LTD2-WL-[All Options]-[All Packaging] | Indoor Luminaires | High-Bay | High-Bay Luminaires for Commercial and Industrial Buildings | Standard | FALSE | [9 empty] | 42297 |  |  | Yes |  | 3 | 11974.82 | 107.19 | 111.71 | 11.4 | 0.992 | 4000 | 85
PFB8ACXD | Eaton (formerly Cooper Lighting) | Metalux | 8VT2-LD4-12-DR-W-UNV-[All Remote Emergency Enclosures]-L840-5LTD2-WL-[All Options]-[All Packaging] | Indoor Luminaires | High-Bay | High-Bay Luminaires for Commercial and Industrial Buildings | Standard | FALSE | [9 empty] | 42297 |  |  | Yes |  | 3 | 10761.31 | 96.33 | 111.71 | 11.4 | 0.992 | 4000 | 85
PN4SJTHJ | Eaton (formerly Cooper Lighting) | Metalux | 8VT2-LD4-12-DR100-W-UNV-[All Remote Emergency Enclosures]-L840-5LTD2-WL-[All Options]-[All Packaging] | Indoor Luminaires | High-Bay | High-Bay Luminaires for Commercial and Industrial Buildings | Standard | FALSE | [9 empty] | 42297 |  |  | Yes |  | 3 | 10707.5 | 95.85 | 111.71 | 11.4 | 0.992 | 4000 | 85
PZRMTDZ8 | Eaton (formerly Cooper Lighting) | Metalux | 4VT2-LD4-6-DR-[Blank]-UNV-[All Remote Emergency Enclosures]-L840-5LTD1-WL-[All Options]-[All Packaging] | Indoor Luminaires | High-Bay | Low-Bay Luminaires for Commercial and Industrial Buildings | Standard | FALSE | [9 empty] | 42297 |  |  | Yes |  | 3 | 6719.88 | 120.31 | 55.86 | 11.4 | 0.992 | 4000 | 85
PMXC7E8F | Eaton (formerly Cooper Lighting) | Metalux | 4VT2-LD4-6-DR100-[Blank]-UNV-[All Remote Emergency Enclosures]-L840-5LTD1-WL-[All Options]-[All Packaging] | Indoor Luminaires | High-Bay | Low-Bay Luminaires for Commercial and Industrial Buildings | Standard | FALSE | [9 empty] | 42297 |  |  | Yes |  | 3 | 6686.28 | 119.71 | 55.86 | 11.4 | 0.992 | 4000 | 85
PUJQQFVV | Eaton (formerly Cooper Lighting) | Metalux | 4VT2-LD4-6-FR50-[Blank]-UNV-[All Remote Emergency Enclosures]-L840-5LTD1-WL-[All Options]-[All Packaging] | Indoor Luminaires | High-Bay | Low-Bay Luminaires for Commercial and Industrial Buildings | Standard | FALSE | [9 empty] | 42297 |  |  | Yes |  | 3 | 5987.41 | 107.19 | 55.86 | 11.4 | 0.992 | 4000 | 85
P3437Z4B | Eaton (formerly Cooper Lighting) | Metalux | 4VT2-LD4-6-DR100-W-UNV-[All Remote Emergency Enclosures]-L840-5LTD1-WL-[All Options]-[All Packaging] | Indoor Luminaires | High-Bay | Low-Bay Luminaires for Commercial and Industrial Buildings | Standard | FALSE | [9 empty] | 42297 |  |  | Yes |  | 3 | 5498.3 | 98.3 | 55.93 | 11.4 | 0.992 | 4000 | 85
PFXZ9F25 | Eaton (formerly Cooper Lighting) | Metalux | 4VT2-LD4-6-DR-W-UNV-[All Remote Emergency Enclosures]-L840-5LTD1-WL-[All Options]-[All Packaging] | Indoor Luminaires | High-Bay | Low-Bay Luminaires for Commercial and Industrial Buildings | Standard | FALSE | [9 empty] | 42297 |  |  | Yes |  | 3 | 5380.65 | 96.2 | 55.93 | 11.4 | 0.992 | 4000 | 85
PDPXKGS6 | Eaton (formerly Cooper Lighting) | Metalux | 4VT2-LD4-6-DR-[Blank]-UNV-[All Remote Emergency Enclosures]-L840-CD1-WL-[All Options]-[All Packaging] | Indoor Luminaires | High-Bay | Low-Bay Luminaires for Commercial and Industrial Buildings | Standard | FALSE | [9 empty] | 42297 |  |  | Yes |  | 3 | 6719.88 | 118.46 | 56.73 | 9.967 | 0.994 | 4000 | 85
PPG8WMS9 | Eaton (formerly Cooper Lighting) | Metalux | 4VT2-LD4-6-DR100-[Blank]-UNV-[All Remote Emergency Enclosures]-L840-CD1-WL-[All Options]-[All Packaging] | Indoor Luminaires | High-Bay | Low-Bay Luminaires for Commercial and Industrial Buildings | Standard | FALSE | [9 empty] | 42297 |  |  | Yes |  | 3 | 6686.28 | 117.86 | 56.73 | 9.967 | 0.994 | 4000 | 85
PM6W8B1E | Eaton (formerly Cooper Lighting) | Metalux | 4VT2-LD4-6-FR50-[Blank]-UNV-[All Remote Emergency Enclosures]-L840-CD1-WL-[All Options]-[All Packaging] | Indoor Luminaires | High-Bay | Low-Bay Luminaires for Commercial and Industrial Buildings | Standard | FALSE | [9 empty] | 42297 |  |  | Yes |  | 3 | 5987.41 | 105.54 | 56.73 | 9.967 | 0.994 | 4000 | 85
PM3WX6W9 | Eaton (formerly Cooper Lighting) | Metalux | 4VT2-LD4-6-DR-W-[Voltages include 120 only]-[All Remote Emergency Enclosures]-L840-CD1-WL-[All Options]-[All Packaging] | Indoor Luminaires | High-Bay | Low-Bay Luminaires for Commercial and Industrial Buildings | Standard | FALSE | [9 empty] | 42297 |  |  | Yes |  | 3 | 5380.65 | 94.72 | 56.81 | 9.967 | 0.994 | 4000 | 85
P5BUEMFE | Eaton (formerly Cooper Lighting) | Metalux | 4VT2-LD4-6-DR100-W-[Voltages include 120 only]-[All Remote Emergency Enclosures]-L840-CD1-WL-[All Options]-[All Packaging] | Indoor Luminaires | High-Bay | Low-Bay Luminaires for Commercial and Industrial Buildings | Standard | FALSE | [9 empty] | 42297 |  |  | Yes |  | 3 | 5353.75 | 94.24 | 56.81 | 9.967 | 0.994 | 4000 | 85
PPKHYB65 | Eaton (formerly Cooper Lighting) | Metalux | 8VT2-LD4-12-DR-[Blank]-UNV-[All Remote Emergency Enclosures]-L840-CD2-WL-[All Options]-[All Packaging] | Indoor Luminaires | High-Bay | High-Bay Luminaires for Commercial and Industrial Buildings | Standard | FALSE | [9 empty] | 42297 |  |  | Yes |  | 3 | 13439.75 | 117.55 | 114.33 | 9.25 | 0.995 | 4000 | 85
PZC2WBVW | Eaton (formerly Cooper Lighting) | Metalux | 8VT2-LD4-12-DR100-[Blank]-UNV-[All Remote Emergency Enclosures]-L840-CD2-WL-[All Options]-[All Packaging] | Indoor Luminaires | High-Bay | High-Bay Luminaires for Commercial and Industrial Buildings | Standard | FALSE | [9 empty] | 42297 |  |  | Yes |  | 3 | 13372.55 | 116.96 | 114.33 | 9.25 | 0.995 | 4000 | 85
PTXZ7WMY | Eaton (formerly Cooper Lighting) | Metalux | 8VT2-LD4-12-FR50-[Blank]-UNV-[All Remote Emergency Enclosures]-L840-CD2-WL-[All Options]-[All Packaging] | Indoor Luminaires | High-Bay | High-Bay Luminaires for Commercial and Industrial Buildings | Standard | FALSE | [9 empty] | 42297 |  |  | Yes |  | 3 | 11974.82 | 104.74 | 114.33 | 9.25 | 0.995 | 4000 | 85
PT1Y6ACG | Eaton (formerly Cooper Lighting) | Metalux | 8VT2-LD4-12-DR-W-UNV-[All Remote Emergency Enclosures]-L840-CD2-WL-[All Options]-[All Packaging] | Indoor Luminaires | High-Bay | High-Bay Luminaires for Commercial and Industrial Buildings | Standard | FALSE | [9 empty] | 42297 |  |  | Yes |  | 3 | 10761.31 | 94.12 | 114.33 | 9.25 | 0.995 | 4000 | 85
PT3B899P | Eaton (formerly Cooper Lighting) | Metalux | 8VT2-LD4-12-DR100-W-UNV-[All Remote Emergency Enclosures]-L840-CD2-WL-[All Options]-[All Packaging] | Indoor Luminaires | High-Bay | High-Bay Luminaires for Commercial and Industrial Buildings | Standard | FALSE | [9 empty] | 42297 |  |  | Yes |  | 3 | 10707.5 | 93.65 | 114.33 | 9.25 | 0.995 | 4000 | 85
PK9DVJT2 | Eaton (formerly Cooper Lighting) | Metalux | 8VT2-LD4-16-DR-[Blank]-UNV-[All Remote Emergency Enclosures]-L840-5LTD2-WL-[All Options]-[All Packaging] | Indoor Luminaires | High-Bay | High-Bay Luminaires for Commercial and Industrial Buildings | Standard | FALSE | [9 empty] | 42297 |  |  | Yes |  | 3 | 19717.02 | 122.54 | 160.91 | 8.4 | 0.995 | 4000 | 85
P13BXJRE | Eaton (formerly Cooper Lighting) | Metalux | 8VT2-LD4-16-DR100-[Blank]-UNV-[All Remote Emergency Enclosures]-L840-5LTD2-WL-[All Options]-[All Packaging] | Indoor Luminaires | High-Bay | High-Bay Luminaires for Commercial and Industrial Buildings | Standard | FALSE | [9 empty] | 42297 |  |  | Yes |  | 3 | 19618.43 | 121.92 | 160.91 | 8.4 | 0.995 | 4000 | 85
PMHJ6H5Z | Eaton (formerly Cooper Lighting) | Metalux | 8VT2-LD4-16-DR-W-UNV-[All Remote Emergency Enclosures]-L840-5LTD2-WL-[All Options]-[All Packaging] | Indoor Luminaires | High-Bay | High-Bay Luminaires for Commercial and Industrial Buildings | Standard | FALSE | [9 empty] | 42297 |  |  | Yes |  | 3 | 19206.45 | 119.36 | 160.91 | 8.4 | 0.995 | 4000 | 85
P5BHM44V | Eaton (formerly Cooper Lighting) | Metalux | 8VT2-LD4-16-DR100-W-UNV-[All Remote Emergency Enclosures]-L840-5LTD2-WL-[All Options]-[All Packaging] | Indoor Luminaires | High-Bay | High-Bay Luminaires for Commercial and Industrial Buildings | Standard | FALSE | [9 empty] | 42297 |  |  | Yes |  | 3 | 19110.42 | 118.77 | 160.91 | 8.4 | 0.995 | 4000 | 85
PDQGEA77 | Eaton (formerly Cooper Lighting) | Metalux | 8VT2-LD4-16-FR50-[Blank]-UNV-[All Remote Emergency Enclosures]-L840-5LTD2-WL-[All Options]-[All Packaging] | Indoor Luminaires | High-Bay | High-Bay Luminaires for Commercial and Industrial Buildings | Standard | FALSE | [9 empty] | 42297 |  |  | Yes |  | 3 | 17567.86 | 109.18 | 160.91 | 8.4 | 0.995 | 4000 | 85
PZM4NU6R | Eaton (formerly Cooper Lighting) | Metalux | 4VT2-LD4-8-DR-[Blank]-UNV-[All Remote Emergency Enclosures]-L840-5LTD1-WL-[All Options]-[All Packaging] | Indoor Luminaires | High-Bay | High-Bay Luminaires for Commercial and Industrial Buildings | Standard | FALSE | [9 empty] | 42297 |  |  | Yes |  | 3 | 9858.51 | 122.54 | 80.45 | 8.4 | 0.995 | 4000 | 85
PSRRYSFX | Eaton (formerly Cooper Lighting) | Metalux | 4VT2-LD4-8-DR100-W-UNV-[All Remote Emergency Enclosures]-L840-5LTD1-WL-[All Options]-[All Packaging] | Indoor Luminaires | High-Bay | High-Bay Luminaires for Commercial and Industrial Buildings | Standard | FALSE | [9 empty] | 42297 |  |  | Yes |  | 3 | 9813.2 | 108.46 | 90.47 | 8.4 | 0.995 | 4000 | 85
P22B3VV5 | Eaton (formerly Cooper Lighting) | Metalux | 4VT2-LD4-8-DR100-[Blank]-UNV-[All Remote Emergency Enclosures]-L840-5LTD1-WL-[All Options]-[All Packaging] | Indoor Luminaires | High-Bay | High-Bay Luminaires for Commercial and Industrial Buildings | Standard | FALSE | [9 empty] | 42297 |  |  | Yes |  | 3 | 9809.22 | 121.92 | 80.45 | 8.4 | 0.995 | 4000 | 85
P1HGVR8X | Eaton (formerly Cooper Lighting) | Metalux | 4VT2-LD4-8-DR-W-UNV-[All Remote Emergency Enclosures]-L840-5LTD1-WL-[All Options]-[All Packaging] | Indoor Luminaires | High-Bay | High-Bay Luminaires for Commercial and Industrial Buildings | Standard | FALSE | [9 empty] | 42297 |  |  | Yes |  | 3 | 9603.22 | 106.14 | 90.47 | 8.4 | 0.995 | 4000 | 85
PN26EHW9 | Eaton (formerly Cooper Lighting) | Metalux | 4VT2-LD4-8-FR50-[Blank]-UNV-[All Remote Emergency Enclosures]-L840-5LTD1-WL-[All Options]-[All Packaging] | Indoor Luminaires | High-Bay | Low-Bay Luminaires for Commercial and Industrial Buildings | Standard | FALSE | [9 empty] | 42297 |  |  | Yes |  | 3 | 8783.93 | 109.18 | 80.45 | 8.4 | 0.995 | 4000 | 85
PTGZFA8N | Eaton (formerly Cooper Lighting) | Metalux | 4VT2-LD4-8-DR-[Blank]-UNV-[All Remote Emergency Enclosures]-L840-CD1-WL-[All Options]-[All Packaging] | Indoor Luminaires | High-Bay | High-Bay Luminaires for Commercial and Industrial Buildings | Standard | FALSE | [9 empty] | 42297 |  |  | Yes |  | 3 | 9858.51 | 122.05 | 80.78 | 5.8 | 0.997 | 4000 | 85
PR23PP87 | Eaton (formerly Cooper Lighting) | Metalux | 4VT2-LD4-8-DR100-[Blank]-UNV-[All Remote Emergency Enclosures]-L840-CD1-WL-[All Options]-[All Packaging] | Indoor Luminaires | High-Bay | High-Bay Luminaires for Commercial and Industrial Buildings | Standard | FALSE | [9 empty] | 42297 |  |  | Yes |  | 3 | 9809.22 | 121.44 | 80.78 | 5.8 | 0.997 | 4000 | 85
PEAH1S46 | Eaton (formerly Cooper Lighting) | Metalux | 4VT2-LD4-8-DR-W-UNV-[All Remote Emergency Enclosures]-L840-CD1-WL-[All Options]-[All Packaging] | Indoor Luminaires | High-Bay | High-Bay Luminaires for Commercial and Industrial Buildings | Standard | FALSE | [9 empty] | 42297 |  |  | Yes |  | 3 | 9603.22 | 105.72 | 90.84 | 5.8 | 0.997 | 4000 | 85
PD5HUDM5 | Eaton (formerly Cooper Lighting) | Metalux | 4VT2-LD4-8-DR100-W-UNV-[All Remote Emergency Enclosures]-L840-CD1-WL-[All Options]-[All Packaging] | Indoor Luminaires | High-Bay | High-Bay Luminaires for Commercial and Industrial Buildings | Standard | FALSE | [9 empty] | 42297 |  |  | Yes |  | 3 | 9555.21 | 105.19 | 90.84 | 5.8 | 0.997 | 4000 | 85
PCVXPFQG | Eaton (formerly Cooper Lighting) | Metalux | 4VT2-LD4-8-FR50-[Blank]-UNV-[All Remote Emergency Enclosures]-L840-CD1-WL-[All Options]-[All Packaging] | Indoor Luminaires | High-Bay | Low-Bay Luminaires for Commercial and Industrial Buildings | Standard | FALSE | [9 empty] | 42297 |  |  | Yes |  | 3 | 8783.93 | 108.74 | 80.78 | 5.8 | 0.997 | 4000 | 85
PBKQCKUJ | Eaton (formerly Cooper Lighting) | Metalux | 8VT2-LD4-9-DR-[Blank]-UNV-[All Remote Emergency Enclosures]-L840-CD1-WL-[All Options]-[All Packaging] | Indoor Luminaires | High-Bay | High-Bay Luminaires for Commercial and Industrial Buildings | Standard | FALSE | [9 empty] | 42297 |  |  | Yes |  | 3 | 11713.1 | 121.25 | 96.6 | 4.92 | 0.999 | 4000 | 85
PZPB637Y | Eaton (formerly Cooper Lighting) | Metalux | 8VT2-LD4-9-DR100-[Blank]-UNV-[All Remote Emergency Enclosures]-L840-CD1-WL-[All Options]-[All Packaging] | Indoor Luminaires | High-Bay | High-Bay Luminaires for Commercial and Industrial Buildings | Standard | FALSE | [9 empty] | 42297 |  |  | Yes |  | 3 | 11654.54 | 120.65 | 96.6 | 4.92 | 0.999 | 4000 | 85
P96MG76V | Eaton (formerly Cooper Lighting) | Metalux | 8VT2-LD4-9-FR50-[Blank]-UNV-[All Remote Emergency Enclosures]-L840-CD1-WL-[All Options]-[All Packaging] | Indoor Luminaires | High-Bay | High-Bay Luminaires for Commercial and Industrial Buildings | Standard | FALSE | [9 empty] | 42297 |  |  | Yes |  | 3 | 10436.37 | 108.04 | 96.6 | 4.92 | 0.999 | 4000 | 85
PSD65XNZ | Eaton (formerly Cooper Lighting) | Metalux | 8VT2-LD4-9-DR-W-UNV-[All Remote Emergency Enclosures]-L840-CD1-WL-[All Options]-[All Packaging] | Indoor Luminaires | High-Bay | High-Bay Luminaires for Commercial and Industrial Buildings | Standard | FALSE | [9 empty] | 42297 |  |  | Yes |  | 3 | 10238 | 105.98 | 96.6 | 4.92 | 0.999 | 4000 | 85
P5CRQCZB | Eaton (formerly Cooper Lighting) | Metalux | 8VT2-LD4-9-DR100-W-UNV-[All Remote Emergency Enclosures]-L840-CD1-WL-[All Options]-[All Packaging] | Indoor Luminaires | High-Bay | High-Bay Luminaires for Commercial and Industrial Buildings | Standard | FALSE | [9 empty] | 42297 |  |  | Yes |  | 3 | 10186.81 | 105.45 | 96.6 | 4.92 | 0.999 | 4000 | 85
P8G353BR | Eaton (formerly Cooper Lighting) | Metalux | 8VT2-LD4-16-DR-[Blank]-UNV-[All Remote Emergency Enclosures]-L840-CD2-WL-[All Options]-[All Packaging] | Indoor Luminaires | High-Bay | High-Bay Luminaires for Commercial and Industrial Buildings | Standard | FALSE | [9 empty] | 42297 |  |  | Yes |  | 3 | 19717.02 | 121.56 | 162.2 | 3.2 | 0.999 | 4000 | 85
PUKYSTKV | Eaton (formerly Cooper Lighting) | Metalux | 8VT2-LD4-16-DR100-[Blank]-UNV-[All Remote Emergency Enclosures]-L840-CD2-WL-[All Options]-[All Packaging] | Indoor Luminaires | High-Bay | High-Bay Luminaires for Commercial and Industrial Buildings | Standard | FALSE | [9 empty] | 42297 |  |  | Yes |  | 3 | 19618.43 | 120.95 | 162.2 | 3.2 | 0.999 | 4000 | 85
PQCZRH7Y | Eaton (formerly Cooper Lighting) | Metalux | 8VT2-LD4-16-DR-W-UNV-[All Remote Emergency Enclosures]-L840-CD2-WL-[All Options]-[All Packaging] | Indoor Luminaires | High-Bay | High-Bay Luminaires for Commercial and Industrial Buildings | Standard | FALSE | [9 empty] | 42297 |  |  | Yes |  | 3 | 19206.45 | 118.41 | 162.2 | 3.2 | 0.999 | 4000 | 85
PRDN8DBZ | Eaton (formerly Cooper Lighting) | Metalux | 8VT2-LD4-16-DR100-W-UNV-[All Remote Emergency Enclosures]-L840-CD2-WL-[All Options]-[All Packaging] | Indoor Luminaires | High-Bay | High-Bay Luminaires for Commercial and Industrial Buildings | Standard | FALSE | [9 empty] | 42297 |  |  | Yes |  | 3 | 19110.42 | 117.82 | 162.2 | 3.2 | 0.999 | 4000 | 85
P6G3J8FH | Eaton (formerly Cooper Lighting) | Metalux | 8VT2-LD4-16-FR50-[Blank]-UNV-[All Remote Emergency Enclosures]-L840-CD2-WL-[All Options]-[All Packaging] | Indoor Luminaires | High-Bay | High-Bay Luminaires for Commercial and Industrial Buildings | Standard | FALSE | [9 empty] | 42297 |  |  | Yes |  | 3 | 17567.86 | 108.31 | 162.2 | 3.2 | 0.999 | 4000 | 85
P6NYCZ42 | Eaton (formerly Cooper Lighting) | Metalux | 8VT2-LD4-9-DR-[Blank]-UNV-[All Remote Emergency Enclosures]-L835-5LTD2-WL-[All Options]-[All Packaging] | Indoor Luminaires | High-Bay | High-Bay Luminaires for Commercial and Industrial Buildings | Standard | FALSE | [9 empty] | 42297 |  |  | Yes |  | 3 | 11405.16 | 110.05 | 103.63 | 12.4 | 0.991 | 3500 | 85
PRFCYH1H | Eaton (formerly Cooper Lighting) | Metalux | 8VT2-LD4-9-DR100-[Blank]-UNV-[All Remote Emergency Enclosures]-L835-5LTD2-WL-[All Options]-[All Packaging] | Indoor Luminaires | High-Bay | High-Bay Luminaires for Commercial and Industrial Buildings | Standard | FALSE | [9 empty] | 42297 |  |  | Yes |  | 3 | 11348.14 | 109.5 | 103.63 | 12.4 | 0.991 | 3500 | 85
PZF58YP2 | Eaton (formerly Cooper Lighting) | Metalux | 8VT2-LD4-9-FR50-[Blank]-UNV-[All Remote Emergency Enclosures]-L835-5LTD2-WL-[All Options]-[All Packaging] | Indoor Luminaires | High-Bay | High-Bay Luminaires for Commercial and Industrial Buildings | Standard | FALSE | [9 empty] | 42297 |  |  | Yes |  | 3 | 10162 | 98.06 | 103.63 | 12.4 | 0.991 | 3500 | 85
PVRDA6FF | Eaton (formerly Cooper Lighting) | Metalux | 8VT2-LD4-9-DR-W-UNV-[All Remote Emergency Enclosures]-L835-5LTD2-WL-[All Options]-[All Packaging] | Indoor Luminaires | High-Bay | High-Bay Luminaires for Commercial and Industrial Buildings | Standard | FALSE | [9 empty] | 42297 |  |  | Yes |  | 3 | 9968.84 | 96.19 | 103.63 | 12.4 | 0.991 | 3500 | 85
P6ED7M7X | Eaton (formerly Cooper Lighting) | Metalux | 8VT2-LD4-9-DR100-W-UNV-[All Remote Emergency Enclosures]-L835-5LTD2-WL-[All Options]-[All Packaging] | Indoor Luminaires | High-Bay | High-Bay Luminaires for Commercial and Industrial Buildings | Standard | FALSE | [9 empty] | 42297 |  |  | Yes |  | 3 | 9919 | 95.71 | 103.63 | 12.4 | 0.991 | 3500 | 85
PSJE15JT | Eaton (formerly Cooper Lighting) | Metalux | 8VT2-LD4-12-DR-[Blank]-UNV-[All Remote Emergency Enclosures]-L835-5LTD2-WL-[All Options]-[All Packaging] | Indoor Luminaires | High-Bay | High-Bay Luminaires for Commercial and Industrial Buildings | Standard | FALSE | [9 empty] | 42297 |  |  | Yes |  | 3 | 13086.42 | 117.14 | 111.71 | 11.4 | 0.992 | 3500 | 85
PQYYX4NM | Eaton (formerly Cooper Lighting) | Metalux | 8VT2-LD4-12-DR100-[Blank]-UNV-[All Remote Emergency Enclosures]-L835-5LTD2-WL-[All Options]-[All Packaging] | Indoor Luminaires | High-Bay | High-Bay Luminaires for Commercial and Industrial Buildings | Standard | FALSE | [9 empty] | 42297 |  |  | Yes |  | 3 | 13020.99 | 116.56 | 111.71 | 11.4 | 0.992 | 3500 | 85
PS3UT7BQ | Eaton (formerly Cooper Lighting) | Metalux | 8VT2-LD4-12-FR50-[Blank]-UNV-[All Remote Emergency Enclosures]-L835-5LTD2-WL-[All Options]-[All Packaging] | Indoor Luminaires | High-Bay | High-Bay Luminaires for Commercial and Industrial Buildings | Standard | FALSE | [9 empty] | 42297 |  |  | Yes |  | 3 | 11660 | 104.38 | 111.71 | 11.4 | 0.992 | 3500 | 85
PJCEHBN2 | Eaton (formerly Cooper Lighting) | Metalux | 8VT2-LD4-12-DR-W-UNV-[All Remote Emergency Enclosures]-L835-5LTD2-WL-[All Options]-[All Packaging] | Indoor Luminaires | High-Bay | High-Bay Luminaires for Commercial and Industrial Buildings | Standard | FALSE | [9 empty] | 42297 |  |  | Yes |  | 3 | 10478.39 | 93.8 | 111.71 | 11.4 | 0.992 | 3500 | 85
PT45NP3D | Eaton (formerly Cooper Lighting) | Metalux | 8VT2-LD4-12-DR100-W-UNV-[All Remote Emergency Enclosures]-L835-5LTD2-WL-[All Options]-[All Packaging] | Indoor Luminaires | High-Bay | High-Bay Luminaires for Commercial and Industrial Buildings | Standard | FALSE | [9 empty] | 42297 |  |  | Yes |  | 3 | 10426 | 93.33 | 111.71 | 11.4 | 0.992 | 3500 | 85
P23P1SVN | Eaton (formerly Cooper Lighting) | Metalux | 4VT2-LD4-6-DR-[Blank]-UNV-[All Remote Emergency Enclosures]-L835-5LTD1-WL-[All Options]-[All Packaging] | Indoor Luminaires | High-Bay | Low-Bay Luminaires for Commercial and Industrial Buildings | Standard | FALSE | [9 empty] | 42297 |  |  | Yes |  | 3 | 6543.21 | 117.14 | 55.86 | 11.4 | 0.992 | 3500 | 85
P8BH9B5M | Eaton (formerly Cooper Lighting) | Metalux | 4VT2-LD4-6-DR100-[Blank]-UNV-[All Remote Emergency Enclosures]-L835-5LTD1-WL-[All Options]-[All Packaging] | Indoor Luminaires | High-Bay | Low-Bay Luminaires for Commercial and Industrial Buildings | Standard | FALSE | [9 empty] | 42297 |  |  | Yes |  | 3 | 6510.49 | 116.56 | 55.86 | 11.4 | 0.992 | 3500 | 85
PCMREU8V | Eaton (formerly Cooper Lighting) | Metalux | 4VT2-LD4-6-FR50-[Blank]-UNV-[All Remote Emergency Enclosures]-L835-5LTD1-WL-[All Options]-[All Packaging] | Indoor Luminaires | High-Bay | Low-Bay Luminaires for Commercial and Industrial Buildings | Standard | FALSE | [9 empty] | 42297 |  |  | Yes |  | 3 | 5830 | 104.38 | 55.86 | 11.4 | 0.992 | 3500 | 85
PDE4RV24 | Eaton (formerly Cooper Lighting) | Metalux | 4VT2-LD4-6-DR100-W-UNV-[All Remote Emergency Enclosures]-L835-5LTD1-WL-[All Options]-[All Packaging] | Indoor Luminaires | High-Bay | Low-Bay Luminaires for Commercial and Industrial Buildings | Standard | FALSE | [9 empty] | 42297 |  |  | Yes |  | 3 | 5353.75 | 95.72 | 55.93 | 11.4 | 0.992 | 3500 | 85
PPZSD7W1 | Eaton (formerly Cooper Lighting) | Metalux | 4VT2-LD4-6-DR-W-UNV-[All Remote Emergency Enclosures]-L835-5LTD1-WL-[All Options]-[All Packaging] | Indoor Luminaires | High-Bay | Low-Bay Luminaires for Commercial and Industrial Buildings | Standard | FALSE | [9 empty] | 42297 |  |  | Yes |  | 3 | 5239.2 | 93.67 | 55.93 | 11.4 | 0.992 | 3500 | 85
PCVVRK53 | Eaton (formerly Cooper Lighting) | Metalux | 4VT2-LD4-6-DR-[Blank]-UNV-[All Remote Emergency Enclosures]-L835-CD1-WL-[All Options]-[All Packaging] | Indoor Luminaires | High-Bay | Low-Bay Luminaires for Commercial and Industrial Buildings | Standard | FALSE | [9 empty] | 42297 |  |  | Yes |  | 3 | 6543.21 | 115.34 | 56.73 | 9.967 | 0.994 | 3500 | 85
PYHW9UK6 | Eaton (formerly Cooper Lighting) | Metalux | 4VT2-LD4-6-DR100-[Blank]-UNV-[All Remote Emergency Enclosures]-L835-CD1-WL-[All Options]-[All Packaging] | Indoor Luminaires | High-Bay | Low-Bay Luminaires for Commercial and Industrial Buildings | Standard | FALSE | [9 empty] | 42297 |  |  | Yes |  | 3 | 6510.49 | 114.76 | 56.73 | 9.967 | 0.994 | 3500 | 85
PVQQQXG2 | Eaton (formerly Cooper Lighting) | Metalux | 4VT2-LD4-6-FR50-[Blank]-UNV-[All Remote Emergency Enclosures]-L835-CD1-WL-[All Options]-[All Packaging] | Indoor Luminaires | High-Bay | Low-Bay Luminaires for Commercial and Industrial Buildings | Standard | FALSE | [9 empty] | 42297 |  |  | Yes |  | 3 | 5830 | 102.77 | 56.73 | 9.967 | 0.994 | 3500 | 85
PTEANEDS | Eaton (formerly Cooper Lighting) | Metalux | 4VT2-LD4-6-DR-W-[Voltages include 120 only]-[All Remote Emergency Enclosures]-L835-CD1-WL-[All Options]-[All Packaging] | Indoor Luminaires | High-Bay | Low-Bay Luminaires for Commercial and Industrial Buildings | Standard | FALSE | [9 empty] | 42297 |  |  | Yes |  | 3 | 5239.2 | 92.23 | 56.81 | 9.967 | 0.994 | 3500 | 85
PNCW49KF | Eaton (formerly Cooper Lighting) | Metalux | 4VT2-LD4-6-DR100-W-[Voltages include 120 only]-[All Remote Emergency Enclosures]-L835-CD1-WL-[All Options]-[All Packaging] | Indoor Luminaires | High-Bay | Low-Bay Luminaires for Commercial and Industrial Buildings | Standard | FALSE | [9 empty] | 42297 |  |  | Yes |  | 3 | 5213 | 91.76 | 56.81 | 9.967 | 0.994 | 3500 | 85
P1BMBV42 | Eaton (formerly Cooper Lighting) | Metalux | 8VT2-LD4-12-DR-[Blank]-UNV-[All Remote Emergency Enclosures]-L835-CD2-WL-[All Options]-[All Packaging] | Indoor Luminaires | High-Bay | High-Bay Luminaires for Commercial and Industrial Buildings | Standard | FALSE | [9 empty] | 42297 |  |  | Yes |  | 3 | 13086.42 | 114.46 | 114.33 | 9.25 | 0.995 | 3500 | 85
PFXT3R1Y | Eaton (formerly Cooper Lighting) | Metalux | 8VT2-LD4-12-DR100-[Blank]-UNV-[All Remote Emergency Enclosures]-L835-CD2-WL-[All Options]-[All Packaging] | Indoor Luminaires | High-Bay | High-Bay Luminaires for Commercial and Industrial Buildings | Standard | FALSE | [9 empty] | 42297 |  |  | Yes |  | 3 | 13020.99 | 113.89 | 114.33 | 9.25 | 0.995 | 3500 | 85
PBBVC49H | Eaton (formerly Cooper Lighting) | Metalux | 8VT2-LD4-12-FR50-[Blank]-UNV-[All Remote Emergency Enclosures]-L835-CD2-WL-[All Options]-[All Packaging] | Indoor Luminaires | High-Bay | High-Bay Luminaires for Commercial and Industrial Buildings | Standard | FALSE | [9 empty] | 42297 |  |  | Yes |  | 3 | 11660 | 101.98 | 114.33 | 9.25 | 0.995 | 3500 | 85
PYJPRV4E | Eaton (formerly Cooper Lighting) | Metalux | 8VT2-LD4-12-DR-W-UNV-[All Remote Emergency Enclosures]-L835-CD2-WL-[All Options]-[All Packaging] | Indoor Luminaires | High-Bay | High-Bay Luminaires for Commercial and Industrial Buildings | Standard | FALSE | [9 empty] | 42297 |  |  | Yes |  | 3 | 10478.39 | 91.65 | 114.33 | 9.25 | 0.995 | 3500 | 85
P19T47W4 | Eaton (formerly Cooper Lighting) | Metalux | 8VT2-LD4-12-DR100-W-UNV-[All Remote Emergency Enclosures]-L835-CD2-WL-[All Options]-[All Packaging] | Indoor Luminaires | High-Bay | High-Bay Luminaires for Commercial and Industrial Buildings | Standard | FALSE | [9 empty] | 42297 |  |  | Yes |  | 3 | 10426 | 91.19 | 114.33 | 9.25 | 0.995 | 3500 | 85
PAPKRZ9F | Eaton (formerly Cooper Lighting) | Metalux | 8VT2-LD4-16-DR-[Blank]-UNV-[All Remote Emergency Enclosures]-L835-5LTD2-WL-[All Options]-[All Packaging] | Indoor Luminaires | High-Bay | High-Bay Luminaires for Commercial and Industrial Buildings | Standard | FALSE | [9 empty] | 42297 |  |  | Yes |  | 3 | 19198.65 | 119.31 | 160.91 | 8.4 | 0.995 | 3500 | 85
P5DGKR74 | Eaton (formerly Cooper Lighting) | Metalux | 8VT2-LD4-16-DR100-[Blank]-UNV-[All Remote Emergency Enclosures]-L835-5LTD2-WL-[All Options]-[All Packaging] | Indoor Luminaires | High-Bay | High-Bay Luminaires for Commercial and Industrial Buildings | Standard | FALSE | [9 empty] | 42297 |  |  | Yes |  | 3 | 19102.66 | 118.72 | 160.91 | 8.4 | 0.995 | 3500 | 85
PAH1VNS8 | Eaton (formerly Cooper Lighting) | Metalux | 8VT2-LD4-16-DR-W-UNV-[All Remote Emergency Enclosures]-L835-5LTD2-WL-[All Options]-[All Packaging] | Indoor Luminaires | High-Bay | High-Bay Luminaires for Commercial and Industrial Buildings | Standard | FALSE | [9 empty] | 42297 |  |  | Yes |  | 3 | 18701.51 | 116.22 | 160.91 | 8.4 | 0.995 | 3500 | 85
P1282GWG | Eaton (formerly Cooper Lighting) | Metalux | 8VT2-LD4-16-DR100-W-UNV-[All Remote Emergency Enclosures]-L835-5LTD2-WL-[All Options]-[All Packaging] | Indoor Luminaires | High-Bay | High-Bay Luminaires for Commercial and Industrial Buildings | Standard | FALSE | [9 empty] | 42297 |  |  | Yes |  | 3 | 18608 | 115.64 | 160.91 | 8.4 | 0.995 | 3500 | 85
PGWPRCTB | Eaton (formerly Cooper Lighting) | Metalux | 8VT2-LD4-16-FR50-[Blank]-UNV-[All Remote Emergency Enclosures]-L835-5LTD2-WL-[All Options]-[All Packaging] | Indoor Luminaires | High-Bay | High-Bay Luminaires for Commercial and Industrial Buildings | Standard | FALSE | [9 empty] | 42297 |  |  | Yes |  | 3 | 17106 | 106.31 | 160.91 | 8.4 | 0.995 | 3500 | 85
PH9PQCAK | Eaton (formerly Cooper Lighting) | Metalux | 4VT2-LD4-8-DR-[Blank]-UNV-[All Remote Emergency Enclosures]-L835-5LTD1-WL-[All Options]-[All Packaging] | Indoor Luminaires | High-Bay | High-Bay Luminaires for Commercial and Industrial Buildings | Standard | FALSE | [9 empty] | 42297 |  |  | Yes |  | 3 | 9599.33 | 119.31 | 80.45 | 8.4 | 0.995 | 3500 | 85
PW9CYQFU | Eaton (formerly Cooper Lighting) | Metalux | 4VT2-LD4-8-DR100-W-UNV-[All Remote Emergency Enclosures]-L835-5LTD1-WL-[All Options]-[All Packaging] | Indoor Luminaires | High-Bay | High-Bay Luminaires for Commercial and Industrial Buildings | Standard | FALSE | [9 empty] | 42297 |  |  | Yes |  | 3 | 9555.21 | 105.61 | 90.47 | 8.4 | 0.995 | 3500 | 85
PKTBE46Z | Eaton (formerly Cooper Lighting) | Metalux | 4VT2-LD4-8-DR100-[Blank]-UNV-[All Remote Emergency Enclosures]-L835-5LTD1-WL-[All Options]-[All Packaging] | Indoor Luminaires | High-Bay | High-Bay Luminaires for Commercial and Industrial Buildings | Standard | FALSE | [9 empty] | 42297 |  |  | Yes |  | 3 | 9551.33 | 118.72 | 80.45 | 8.4 | 0.995 | 3500 | 85
PQCACFP3 | Eaton (formerly Cooper Lighting) | Metalux | 4VT2-LD4-8-DR-W-UNV-[All Remote Emergency Enclosures]-L835-5LTD1-WL-[All Options]-[All Packaging] | Indoor Luminaires | High-Bay | High-Bay Luminaires for Commercial and Industrial Buildings | Standard | FALSE | [9 empty] | 42297 |  |  | Yes |  | 3 | 9350.75 | 103.35 | 90.47 | 8.4 | 0.995 | 3500 | 85
PVJEMBQ3 | Eaton (formerly Cooper Lighting) | Metalux | 4VT2-LD4-8-FR50-[Blank]-UNV-[All Remote Emergency Enclosures]-L835-5LTD1-WL-[All Options]-[All Packaging] | Indoor Luminaires | High-Bay | Low-Bay Luminaires for Commercial and Industrial Buildings | Standard | FALSE | [9 empty] | 42297 |  |  | Yes |  | 3 | 8553 | 106.31 | 80.45 | 8.4 | 0.995 | 3500 | 85
PAH4SH4P | Eaton (formerly Cooper Lighting) | Metalux | 4VT2-LD4-8-DR-[Blank]-UNV-[All Remote Emergency Enclosures]-L835-CD1-WL-[All Options]-[All Packaging] | Indoor Luminaires | High-Bay | High-Bay Luminaires for Commercial and Industrial Buildings | Standard | FALSE | [9 empty] | 42297 |  |  | Yes |  | 3 | 9599.33 | 118.84 | 80.78 | 5.8 | 0.997 | 3500 | 85
PGS56XHN | Eaton (formerly Cooper Lighting) | Metalux | 4VT2-LD4-8-DR100-[Blank]-UNV-[All Remote Emergency Enclosures]-L835-CD1-WL-[All Options]-[All Packaging] | Indoor Luminaires | High-Bay | High-Bay Luminaires for Commercial and Industrial Buildings | Standard | FALSE | [9 empty] | 42297 |  |  | Yes |  | 3 | 9551.33 | 118.24 | 80.78 | 5.8 | 0.997 | 3500 | 85
P1R6M7Q4 | Eaton (formerly Cooper Lighting) | Metalux | 4VT2-LD4-8-DR-W-UNV-[All Remote Emergency Enclosures]-L835-CD1-WL-[All Options]-[All Packaging] | Indoor Luminaires | High-Bay | High-Bay Luminaires for Commercial and Industrial Buildings | Standard | FALSE | [9 empty] | 42297 |  |  | Yes |  | 3 | 9350.75 | 102.94 | 90.84 | 5.8 | 0.997 | 3500 | 85
PQKKE72D | Eaton (formerly Cooper Lighting) | Metalux | 4VT2-LD4-8-DR100-W-UNV-[All Remote Emergency Enclosures]-L835-CD1-WL-[All Options]-[All Packaging] | Indoor Luminaires | High-Bay | High-Bay Luminaires for Commercial and Industrial Buildings | Standard | FALSE | [9 empty] | 42297 |  |  | Yes |  | 3 | 9304 | 102.43 | 90.84 | 5.8 | 0.997 | 3500 | 85
PCHZ5M3B | Eaton (formerly Cooper Lighting) | Metalux | 4VT2-LD4-8-FR50-[Blank]-UNV-[All Remote Emergency Enclosures]-L835-CD1-WL-[All Options]-[All Packaging] | Indoor Luminaires | High-Bay | Low-Bay Luminaires for Commercial and Industrial Buildings | Standard | FALSE | [9 empty] | 42297 |  |  | Yes |  | 3 | 8553 | 105.88 | 80.78 | 5.8 | 0.997 | 3500 | 85
P3T7RZBM | Eaton (formerly Cooper Lighting) | Metalux | 8VT2-LD4-9-DR-[Blank]-UNV-[All Remote Emergency Enclosures]-L835-CD1-WL-[All Options]-[All Packaging] | Indoor Luminaires | High-Bay | High-Bay Luminaires for Commercial and Industrial Buildings | Standard | FALSE | [9 empty] | 42297 |  |  | Yes |  | 3 | 11405.16 | 118.07 | 96.6 | 4.92 | 0.999 | 3500 | 85
PSUC4V6Q | Eaton (formerly Cooper Lighting) | Metalux | 8VT2-LD4-9-DR100-[Blank]-UNV-[All Remote Emergency Enclosures]-L835-CD1-WL-[All Options]-[All Packaging] | Indoor Luminaires | High-Bay | High-Bay Luminaires for Commercial and Industrial Buildings | Standard | FALSE | [9 empty] | 42297 |  |  | Yes |  | 3 | 11348.14 | 117.48 | 96.6 | 4.92 | 0.999 | 3500 | 85
P453QEMW | Eaton (formerly Cooper Lighting) | Metalux | 8VT2-LD4-9-FR50-[Blank]-UNV-[All Remote Emergency Enclosures]-L835-CD1-WL-[All Options]-[All Packaging] | Indoor Luminaires | High-Bay | High-Bay Luminaires for Commercial and Industrial Buildings | Standard | FALSE | [9 empty] | 42297 |  |  | Yes |  | 3 | 10162 | 105.2 | 96.6 | 4.92 | 0.999 | 3500 | 85
P2MVV9BX | Eaton (formerly Cooper Lighting) | Metalux | 8VT2-LD4-9-DR-W-UNV-[All Remote Emergency Enclosures]-L835-CD1-WL-[All Options]-[All Packaging] | Indoor Luminaires | High-Bay | High-Bay Luminaires for Commercial and Industrial Buildings | Standard | FALSE | [9 empty] | 42297 |  |  | Yes |  | 3 | 9968.84 | 103.2 | 96.6 | 4.92 | 0.999 | 3500 | 85
PQ6DG62J | Eaton (formerly Cooper Lighting) | Metalux | 8VT2-LD4-9-DR100-W-UNV-[All Remote Emergency Enclosures]-L835-CD1-WL-[All Options]-[All Packaging] | Indoor Luminaires | High-Bay | High-Bay Luminaires for Commercial and Industrial Buildings | Standard | FALSE | [9 empty] | 42297 |  |  | Yes |  | 3 | 9919 | 102.68 | 96.6 | 4.92 | 0.999 | 3500 | 85
PZP8Z3YC | Eaton (formerly Cooper Lighting) | Metalux | 8VT2-LD4-16-DR-[Blank]-UNV-[All Remote Emergency Enclosures]-L835-CD2-WL-[All Options]-[All Packaging] | Indoor Luminaires | High-Bay | High-Bay Luminaires for Commercial and Industrial Buildings | Standard | FALSE | [9 empty] | 42297 |  |  | Yes |  | 3 | 19198.65 | 118.36 | 162.2 | 3.2 | 0.999 | 3500 | 85
PNZUKCJK | Eaton (formerly Cooper Lighting) | Metalux | 8VT2-LD4-16-DR100-[Blank]-UNV-[All Remote Emergency Enclosures]-L835-CD2-WL-[All Options]-[All Packaging] | Indoor Luminaires | High-Bay | High-Bay Luminaires for Commercial and Industrial Buildings | Standard | FALSE | [9 empty] | 42297 |  |  | Yes |  | 3 | 19102.66 | 117.77 | 162.2 | 3.2 | 0.999 | 3500 | 85
PV7ZX2Q5 | Eaton (formerly Cooper Lighting) | Metalux | 8VT2-LD4-16-DR-W-UNV-[All Remote Emergency Enclosures]-L835-CD2-WL-[All Options]-[All Packaging] | Indoor Luminaires | High-Bay | High-Bay Luminaires for Commercial and Industrial Buildings | Standard | FALSE | [9 empty] | 42297 |  |  | Yes |  | 3 | 18701.51 | 115.3 | 162.2 | 3.2 | 0.999 | 3500 | 85
P95UNUPE | Eaton (formerly Cooper Lighting) | Metalux | 8VT2-LD4-16-DR100-W-UNV-[All Remote Emergency Enclosures]-L835-CD2-WL-[All Options]-[All Packaging] | Indoor Luminaires | High-Bay | High-Bay Luminaires for Commercial and Industrial Buildings | Standard | FALSE | [9 empty] | 42297 |  |  | Yes |  | 3 | 18608 | 114.72 | 162.2 | 3.2 | 0.999 | 3500 | 85
PSJH97NT | Eaton (formerly Cooper Lighting) | Metalux | 8VT2-LD4-16-FR50-[Blank]-UNV-[All Remote Emergency Enclosures]-L835-CD2-WL-[All Options]-[All Packaging] | Indoor Luminaires | High-Bay | High-Bay Luminaires for Commercial and Industrial Buildings | Standard | FALSE | [9 empty] | 42297 |  |  | Yes |  | 3 | 17106 | 105.46 | 162.2 | 3.2 | 0.999 | 3500 | 85
PW5CDP2N | Aimlite Lighting Products | AimLite | HBBF-LA6-2/50K | Indoor Luminaires | High-Bay | High-Bay Luminaires for Commercial and Industrial Buildings | Standard | FALSE | [9 empty] | 42297 | Dimmable | Continuous Below 10 | Yes |  | 3 | 52023 | 115.1 | 452.08 | 6.07 | 0.9961 | 5006 | 83.92
PAT7EEDG | Aimlite Lighting Products | AimLite | HBBF-LA4-8/50K | Indoor Luminaires | High-Bay | High-Bay Luminaires for Commercial and Industrial Buildings | Standard | FALSE | [9 empty] | 42297 | Dimmable | Continuous Below 10 | Yes |  | 3 | 33020 | 107.7 | 306.6 | 20.15 | 0.98 | 4978 | 83.91
PNVXDBXV | Aimlite Lighting Products | AimLite | HBBF-LA5-8/50K | Indoor Luminaires | High-Bay | High-Bay Luminaires for Commercial and Industrial Buildings | Standard | FALSE | [9 empty] | 42297 | Dimmable | Continuous Below 10 | Yes |  | 3 | 41350 | 114.7 | 360.5 | 19.02 | 0.98 | 4978 | 83.91
PRCAQ4PR | Aimlite Lighting Products | AimLite | HBBF-LA6-8/50K | Indoor Luminaires | High-Bay | High-Bay Luminaires for Commercial and Industrial Buildings | Standard | FALSE | [9 empty] | 42297 | Dimmable | Continuous Below 10 | Yes |  | 3 | 47037 | 100.21 | 469.37 | 14.61 | 0.98 | 4978 | 83.91
P2YZW4NU | Aimlite Lighting Products | AimLite | HBBF-LA5-2/50K | Indoor Luminaires | High-Bay | High-Bay Luminaires for Commercial and Industrial Buildings | Standard | FALSE | [9 empty] | 42297 | Dimmable | Continuous Below 10 | Yes |  | 3 | 41350 | 121.8 | 339.39 | 10.62 | 0.9882 | 4978 | 83.91
PDC4EZJ3 | Aimlite Lighting Products | AimLite | HBBF-LA5-8/40K | Indoor Luminaires | High-Bay | High-Bay Luminaires for Commercial and Industrial Buildings | Standard | FALSE | [9 empty] | 42297 | Dimmable | Continuous Below 10 | Yes |  | 3 | 41622 | 118.6 | 350.9 | 19.14 | 0.985 | 4001 | 83.64
PMVHMD22 | Aimlite Lighting Products | AimLite | HBBF-LA4-8/40K | Indoor Luminaires | High-Bay | High-Bay Luminaires for Commercial and Industrial Buildings | Standard | FALSE | [9 empty] | 42297 | Dimmable | Continuous Below 10 | Yes |  | 3 | 33237 | 108.2 | 307.16 | 20.27 | 0.982 | 3989 | 82.15
PPZCPH5G | Aimlite Lighting Products | AimLite | HBBF-LA5-2/40K | Indoor Luminaires | High-Bay | High-Bay Luminaires for Commercial and Industrial Buildings | Standard | FALSE | [9 empty] | 42297 | Dimmable | Continuous Below 10 | Yes |  | 3 | 41622 | 122.63 | 339.39 | 10.62 | 0.98 | 3989 | 82.15
P1CSRKHQ | Aimlite Lighting Products | AimLite | HBBF-LA6-2/40K | Indoor Luminaires | High-Bay | High-Bay Luminaires for Commercial and Industrial Buildings | Standard | FALSE | [9 empty] | 42297 | Dimmable | Continuous Below 10 | Yes |  | 3 | 46685 | 103.27 | 452.08 | 6.07 | 0.98 | 3989 | 82.15
P4TN8VH3 | Tamlite Lighting | Tamlite Lighting | IBLED10-54000D5L830-xxx | Indoor Luminaires | High-Bay | High-Bay Luminaires for Commercial and Industrial Buildings | Standard | TRUE | 48840 | 103.3 | 471.9 | 10.3 | 0.984 | 3198 | 82.9 | 5 | 50000 | 42296 |  |  | NotYetVerified |  | 3 | 48840 | 103.3 | 459.3 | 10.3 | 0.984 | 3198 | 82.9
PDDANM5W | Tamlite Lighting | Tamlite Lighting | IBLED4-21600D2L830-xxx | Indoor Luminaires | High-Bay | High-Bay Luminaires for Commercial and Industrial Buildings | Premium | TRUE | 19420 | 110.5 | 175.8 | 10.3 | 0.984 | 3181 | 83.2 | 5 | 50000 | 42296 | Dimmable | Continuous Below 10 | NotYetVerified |  | 3 | 19420 | 110.5 | 172.8 | 10.3 | 0.984 | 3181 | 83.2
PG82P6RJ | Tamlite Lighting | Tamlite Lighting | IBLED6-32400D3L850-xxx | Indoor Luminaires | High-Bay | High-Bay Luminaires for Commercial and Industrial Buildings | Premium | TRUE | 31300 | 120.6 | 259.1 | 10.2 | 0.983 | 5265 | 83.5 | 5 | 50000 | 42296 |  |  | NotYetVerified |  | 3 | 31300 | 120.6 | 252.5 | 10.2 | 0.983 | 5265 | 83.5
P8REAUDP | DECO Lighting | DECO Lighting | DWP-LED-150-30-UNV-A | Indoor Luminaires | High-Bay | High-Bay Luminaires for Commercial and Industrial Buildings | Standard | TRUE | 15990 | 107.5 | 148.72 | 14.701 | 0.9751 | 3120 | 82.51 | 5 |  | 42296 |  |  | NotYetVerified |  | 3 | 16000 | 107 | 149 | 20 | 0.9 | 3000 | 82
P9UBMV8G | DECO Lighting | DECO Lighting | DWP-LED-180-30-UNV-A | Indoor Luminaires | High-Bay | High-Bay Luminaires for Commercial and Industrial Buildings | Standard | TRUE | 18227 | 101.5 | 179.43 | 12.086 | 0.967 | 3066 | 83.3 | 5 |  | 42296 |  |  | NotYetVerified |  | 3 | 18200 | 101 | 180 | 20 | 0.9 | 3000 | 82
P55VQJXN | WISDOM OPTOELECTRONICS TECHNOLOGY CO.LIMITED | WISDOM | WSD-SHB20W27-50K | Indoor Luminaires | High-Bay | High-Bay Luminaires for Commercial and Industrial Buildings | Standard | TRUE | 22390 | 111.6 | 200 | 10.31 | 0.961 | 5174 | 85.2 | 5 | 50000 | 42296 |  |  | No |  | 3 | 22390 | 111.6 | 200.6 | 10.31 | 0.961 | 5174 | 85.2
P3XPA1BJ | WISDOM OPTOELECTRONICS TECHNOLOGY CO.LIMITED | WISDOM | WSD-SHB15W27-50K | Indoor Luminaires | High-Bay | High-Bay Luminaires for Commercial and Industrial Buildings | Standard | TRUE | 18002 | 111.8 | 160.9 | 13.5 | 0.95 | 5076 | 84.3 | 5 | 50000 | 42296 |  |  | No |  | 3 | 18002 | 111.9 | 160.9 | 13.5 | 0.949 | 5076 | 84.3
PVTFG442P | Shinetoo Lighting LLC/ Shanghai Shinetoo Lighting Co. LTD | Shinetoo | ST-PHBLSRT100S | Indoor Luminaires | High-Bay | High-Bay Luminaires for Commercial and Industrial Buildings | Premium | TRUE | 12849 | 129.9 | 98.9 | 3.95 | 0.95 | 5527 | 84 | 5 | 50000 | 42296 |  |  | No |  | 3 | 12849 | 129.9 | 98.9 | 3.95 | 0.95 | 5527 | 83.6
P9J9B98P | Tamlite Lighting | Tamlite Lighting | IBLED10-54000D5L850-xxx | Indoor Luminaires | High-Bay | High-Bay Luminaires for Commercial and Industrial Buildings | Premium | FALSE | [9 empty] | 42296 | Dimmable | Continuous Below 10 | NotYetVerified |  | 3 | 52000 | 120.9 | 430 | 10.2 | 0.983 | 5100 | 83
PJ1PJ23U | Tamlite Lighting | Tamlite Lighting | IBLED8-43200D4L850-xxx | Indoor Luminaires | High-Bay | High-Bay Luminaires for Commercial and Industrial Buildings | Premium | FALSE | [9 empty] | 42296 |  |  | NotYetVerified |  | 3 | 41000 | 120 | 340 | 10.2 | 0.984 | 5100 | 83
P1ZYK6P9 | Tamlite Lighting | Tamlite Lighting | IBLED4-21600D2L850-xxx | Indoor Luminaires | High-Bay | High-Bay Luminaires for Commercial and Industrial Buildings | Premium | FALSE | [9 empty] | 42296 | Dimmable | Continuous Below 10 | NotYetVerified |  | 3 | 21000 | 116 | 180 | 10.2 | 0.983 | 5100 | 83
PG8WBV9E | Tamlite Lighting | Tamlite Lighting | IBLED10-54000D5L840-xxx | Indoor Luminaires | High-Bay | High-Bay Luminaires for Commercial and Industrial Buildings | Premium | FALSE | [9 empty] | 42296 |  |  | NotYetVerified |  | 3 | 49500 | 112.5 | 440 | 10.2 | 0.984 | 4100 | 83
P8SHHFTM | Tamlite Lighting | Tamlite Lighting | IBLED8-43200D4L840-xxx | Indoor Luminaires | High-Bay | High-Bay Luminaires for Commercial and Industrial Buildings | Premium | FALSE | [9 empty] | 42296 | Dimmable | Continuous Below 10 | NotYetVerified |  | 3 | 40500 | 112 | 350 | 10.2 | 0.983 | 4100 | 83
PWYQ1X4Q | Tamlite Lighting | Tamlite Lighting | IBLED4-21600D2L840-xxx | Indoor Luminaires | High-Bay | High-Bay Luminaires for Commercial and Industrial Buildings | Premium | FALSE | [9 empty] | 42296 |  |  | NotYetVerified |  | 3 | 19900 | 113 | 175 | 10.2 | 0.983 | 4100 | 83
PHBZ8J59 | Tamlite Lighting | Tamlite Lighting | IBLED6-32400D3L840-xxx | Indoor Luminaires | High-Bay | High-Bay Luminaires for Commercial and Industrial Buildings | Premium | FALSE | [9 empty] | 42296 |  |  | NotYetVerified |  | 3 | 32250 | 113.2 | 277 | 10.2 | 0.984 | 4100 | 82.8
PTKQMTX3 | Tamlite Lighting | Tamlite Lighting | IBLED8-43200D4L835-xxx | Indoor Luminaires | High-Bay | High-Bay Luminaires for Commercial and Industrial Buildings | Premium | FALSE | [9 empty] | 42296 |  |  | NotYetVerified |  | 3 | 40500 | 112 | 350 | 10.3 | 0.984 | 3500 | 83
PV5PTAZ5 | Tamlite Lighting | Tamlite Lighting | IBLED6-32400D3L835-xxx | Indoor Luminaires | High-Bay | High-Bay Luminaires for Commercial and Industrial Buildings | Premium | FALSE | [9 empty] | 42296 |  |  | NotYetVerified |  | 3 | 31500 | 113 | 277 | 10.3 | 0.984 | 3500 | 83
PWGG6TPY | Tamlite Lighting | Tamlite Lighting | IBLED4-21600D2L835-xxx | Indoor Luminaires | High-Bay | High-Bay Luminaires for Commercial and Industrial Buildings | Premium | FALSE | [9 empty] | 42296 |  |  | NotYetVerified |  | 3 | 20000 | 112 | 177 | 10.3 | 0.984 | 3500 | 83
PSSSGHTK | Tamlite Lighting | Tamlite Lighting | IBLED10-54000D5L835-xxx | Indoor Luminaires | High-Bay | High-Bay Luminaires for Commercial and Industrial Buildings | Premium | FALSE | [9 empty] | 42296 |  |  | NotYetVerified |  | 3 | 49500 | 112.5 | 440 | 10.2 | 0.984 | 3500 | 83
PV451J6P | Tamlite Lighting | Tamlite Lighting | IBLED8-43200D4L830-xxx | Indoor Luminaires | High-Bay | High-Bay Luminaires for Commercial and Industrial Buildings | Standard | FALSE | [9 empty] | 42296 |  |  | NotYetVerified |  | 3 | 39000 | 109 | 355 | 10.3 | 0.984 | 3190 | 83
PARHVRXU | Tamlite Lighting | Tamlite Lighting | IBLED6-32400D3L830-xxx | Indoor Luminaires | High-Bay | High-Bay Luminaires for Commercial and Industrial Buildings | Premium | FALSE | [9 empty] | 42296 | Dimmable | Continuous Below 10 | NotYetVerified |  | 3 | 31000 | 111.9 | 277 | 10.3 | 0.984 | 3185 | 83
PNYECA2K | DECO Lighting | DECO Lighting | DWP-LED-180-50-UNV-A | Indoor Luminaires | High-Bay | High-Bay Luminaires for Commercial and Industrial Buildings | Standard | FALSE | [9 empty] | 42296 |  |  | NotYetVerified |  | 3 | 21000 | 116 | 180 | 20 | 0.9 | 5000 | 82
PSHBHYQA | DECO Lighting | DECO Lighting | DWP-LED-150-50-UNV-A | Indoor Luminaires | High-Bay | High-Bay Luminaires for Commercial and Industrial Buildings | Standard | FALSE | [9 empty] | 42296 |  |  | NotYetVerified |  | 3 | 16750 | 113 | 149 | 20 | 0.9 | 5000 | 82
P3VDN946 | DECO Lighting | DECO Lighting | DWP-LED-180-40-UNV-A | Indoor Luminaires | High-Bay | High-Bay Luminaires for Commercial and Industrial Buildings | Standard | FALSE | [9 empty] | 42296 |  |  | NotYetVerified |  | 3 | 20000 | 111 | 180 | 20 | 0.9 | 4000 | 82
PDTRV8KW | DECO Lighting | DECO Lighting | DWP-LED-150-40-UNV-A | Indoor Luminaires | High-Bay | High-Bay Luminaires for Commercial and Industrial Buildings | Standard | FALSE | [9 empty] | 42296 |  |  | NotYetVerified |  | 3 | 16500 | 111 | 149 | 20 | 0.9 | 4000 | 82
P5E7XXC5 | Precision Paragon [P2] | precision Paragon [P2] | LVT-2X4-LW-BL-[blankUL]-50K | Indoor Luminaires | High-Bay | High-Bay Luminaires for Commercial and Industrial Buildings | Standard | FALSE | [9 empty] | 42293 |  |  | NotYetVerified | Product de-listed on 3/25/2016 re-listed on 9/1/2016 due to update | 3 | 15215 | 105 | 144.73 | 19 | 0.94 | 5000 | 85
PQPWA94D | Precision Paragon [P2] | precision Paragon [P2] | LVT-2X4-LW-DM-[blankUL]-50K | Indoor Luminaires | High-Bay | High-Bay Luminaires for Commercial and Industrial Buildings | Standard | FALSE | [9 empty] | 42293 |  |  | NotYetVerified | Product de-listed on 3/25/2016 re-listed on 9/1/2016 due to update | 3 | 15215 | 105 | 144.73 | 19 | 0.94 | 5000 | 85
PUXZXVYD | Precision Paragon [P2] | Precision Paragon | LVT-2X4-HL-DM-[blankUL]-50K | Indoor Luminaires | High-Bay | High-Bay Luminaires for Commercial and Industrial Buildings | Standard | FALSE | [9 empty] | 42293 |  |  | NotYetVerified | Product updated 9/1/2016 | 3 | 21500 | 100 | 212 |  |  | 5000 | 84
PVPXHX5F | Precision Paragon [P2] | precision Paragon [P2] | LVT-2X4-LW-BL-[blankUL]-40K | Indoor Luminaires | High-Bay | High-Bay Luminaires for Commercial and Industrial Buildings | Standard | FALSE | [9 empty] | 42293 |  |  | NotYetVerified | Product updated 9/1/2016 | 3 | 14952 | 104 | 143.15 | 19 | 0.94 | 3994 | 84
P6Y8GF3A | Delta Electronics Inc. | Delta | HBD [B F P] M 4 70 [0M] U | Indoor Luminaires | High-Bay | High-Bay Luminaires for Commercial and Industrial Buildings | Standard | TRUE | 23819.88 | 108.29 | 219.97 | 15.71 | 0.959 | 3890 | 82.1 | 5 | 50000 | 42292 |  |  | No |  | 3 | 23819.88 | 108.29 | 219.97 | 15.71 | 0.959 | 3890 | 82.1
P3WSX6W7 | On Time Lighting | On Time Lighting | IB5L-4-150 | Indoor Luminaires | High-Bay | High-Bay Luminaires for Commercial and Industrial Buildings | Premium | TRUE | 17280 | 113.8 | 151.8 | 10.1 | 0.944 | 5150 | 85.2 | 5 | 50000 | 42292 | Not Dimmable | Not Dimmable | Yes |  | 3 | 17280 | 113.8 | 151.8 | 7.1 | 0.997 | 5150 | 85.2
PN1WK1EU | SNC OPTO ELECTRONIC CO LTD. | SNC LED | SNC-RKPUS-200WD2 (4000K) | Indoor Retrofit Kit | High-Bay | Retrofit Kits for High-Bay Luminaires for Commercial and Industrial Buildings | Standard | TRUE | 27078 | 129.15 | 210.2 | 9.75 | 0.9209 | 3990 | 83.6 | 5 | 50000 | 42292 |  |  | No |  | 3 | 27078 | 129.15 | 209.7 | 9.75 | 0.9209 | 4000 | 83.6
PB1SQ983 | SIMKAR Corporation | Simkar | CLEDF8335U1D | Indoor Luminaires | High-Bay | Low-Bay Luminaires for Commercial and Industrial Buildings | Standard | TRUE | 7598.5 | 82.75 | 91.82 | 11.12 | 0.9176 | 3260 | 83 | 5 | 50000 | 42292 |  |  | Yes |  | 3 | 7585 | 83.63 | 90.7 | 11.12 | 0.9176 | 3500 | 83
PGFUE1WV | SNC OPTO ELECTRONIC CO LTD. | SNC LED | SNC-RKPUS-200WD2 (5700K) | Indoor Retrofit Kit | High-Bay | Retrofit Kits for High-Bay Luminaires for Commercial and Industrial Buildings | Standard | FALSE | [9 empty] | 42292 |  |  | No |  | 3 | 28161 | 131.84 | 213.6 | 9.37 | 0.9203 | 5700 | 83.5
P62ZURT2 | SNC OPTO ELECTRONIC CO LTD. | SNC LED | SNC-RKPUS-200WD2 (5000K) | Indoor Retrofit Kit | High-Bay | Retrofit Kits for High-Bay Luminaires for Commercial and Industrial Buildings | Standard | FALSE | [9 empty] | 42292 |  |  | No |  | 3 | 25242 | 119.63 | 211 | 9.57 | 0.9947 | 5000 | 83.6
PXWDA5M3 | SNC OPTO ELECTRONIC CO LTD. | SNC LED | SNC-RKPUS-200WD2 (4500K) | Indoor Retrofit Kit | High-Bay | Retrofit Kits for High-Bay Luminaires for Commercial and Industrial Buildings | Standard | FALSE | [9 empty] | 42292 |  |  | No |  | 3 | 25242 | 119.63 | 211 | 9.57 | 0.9947 | 4500 | 83.6
P2YSKV1R | SIMKAR Corporation | Simkar | CLEDF8357U1D | Indoor Luminaires | High-Bay | Low-Bay Luminaires for Commercial and Industrial Buildings | Standard | FALSE | [9 empty] | 42292 |  |  | Yes |  | 3 | 8054 | 88.61 | 90.89 | 14.14 | 0.9136 | 5700 | 71.1
PZRPFBPU | SIMKAR Corporation | Simkar | CLEDF8350U1D | Indoor Luminaires | High-Bay | Low-Bay Luminaires for Commercial and Industrial Buildings | Standard | FALSE | [9 empty] | 42292 |  |  | Yes |  | 3 | 7585 | 83.63 | 90.7 | 11.12 | 0.9176 | 5000 | 83
PPXVWHQC | SIMKAR Corporation | Simkar | CLEDF8345U1D | Indoor Luminaires | High-Bay | Low-Bay Luminaires for Commercial and Industrial Buildings | Standard | FALSE | [9 empty] | 42292 |  |  | Yes |  | 3 | 7585 | 83.63 | 90.7 | 11.12 | 0.9176 | 4500 | 83
PCCWM851 | SIMKAR Corporation | Simkar | CLEDF8340U1D | Indoor Luminaires | High-Bay | Low-Bay Luminaires for Commercial and Industrial Buildings | Standard | FALSE | [9 empty] | 42292 |  |  | Yes |  | 3 | 7585 | 83.63 | 90.7 | 11.12 | 0.9176 | 4000 | 83
PXU2NARU | Delta Electronics Inc. | Delta | HBD [B F P] M 5 70 [0M] U | Indoor Luminaires | High-Bay | High-Bay Luminaires for Commercial and Industrial Buildings | Standard | FALSE | [9 empty] | 42292 | Dimmable | Continuous Above 10 | No |  | 3 | 24286.36 | 108.95 | 222.91 | 12.65 | 0.962 | 5044 | 83
PFBT26FJ | Delta Electronics Inc. | Delta | HBD [B F P] M 5 A1 [0M] U | Indoor Luminaires | High-Bay | High-Bay Luminaires for Commercial and Industrial Buildings | Standard | FALSE | [9 empty] | 42292 | Dimmable | Continuous Above 10 | No |  | 3 | 24286.36 | 108.95 | 222.91 | 12.65 | 0.962 | 5044 | 83
P6CRAF43 | Delta Electronics Inc. | Delta | HBD [B F P] M N 70 [0M] U | Indoor Luminaires | High-Bay | High-Bay Luminaires for Commercial and Industrial Buildings | Standard | FALSE | [9 empty] | 42292 | Dimmable | Continuous Above 10 | No |  | 3 | 24544.06 | 110.97 | 221.17 | 17.65 | 0.953 | 4965 | 73.8
P4G8VEKF | Delta Electronics Inc. | Delta | HBD [B F P] M N A1 [0M] U | Indoor Luminaires | High-Bay | High-Bay Luminaires for Commercial and Industrial Buildings | Standard | FALSE | [9 empty] | 42292 | Dimmable | Continuous Above 10 | No |  | 3 | 24544.06 | 110.97 | 221.17 | 17.65 | 0.953 | 4965 | 73.8
PTUSWX8Y | Delta Electronics Inc. | Delta | HBD [B F P] M H A1[0M] U | Indoor Luminaires | High-Bay | High-Bay Luminaires for Commercial and Industrial Buildings | Standard | FALSE | [9 empty] | 42292 | Dimmable | Continuous Above 10 | No |  | 3 | 23960.98 | 109.21 | 219.4 | 19.46 | 0.955 | 4007 | 73.3
PGFUDHGA | Delta Electronics Inc. | Delta | HBD [B F P] M H 70 [0M] U | Indoor Luminaires | High-Bay | High-Bay Luminaires for Commercial and Industrial Buildings | Standard | FALSE | [9 empty] | 42292 | Dimmable | Continuous Above 10 | No |  | 3 | 23960.98 | 109.21 | 219.4 | 19.46 | 0.955 | 4007 | 73.3
PW945EDZ | Delta Electronics Inc. | Delta | HBD [B F P] M 4 A1 [0M] U | Indoor Luminaires | High-Bay | High-Bay Luminaires for Commercial and Industrial Buildings | Standard | FALSE | [9 empty] | 42292 | Dimmable | Continuous Above 10 | No |  | 3 | 23819.88 | 108.29 | 219.97 | 15.71 | 0.997 | 3890 | 82.1
P8RR9AUP | Huizhou Arrlux Optoelectronic Co.Ltd | ARRLUX | BLB90-3000K | Indoor Luminaires | High-Bay | Low-Bay Luminaires for Commercial and Industrial Buildings | Standard | TRUE | 9517.769 | 104.45 | 91.12 | 11.06 | 0.9671 | 3005 | 82.2 | 5 | 50000 | 42291 |  |  | NotYetVerified |  | 3 | 9517.769 | 104.45 | 91.12 | 11.06 | 0.9671 | 3005 | 82.2
PNDQ2SX7 | Turolight Inc. | Turolight | Xeye-F/150W/30/347V | Indoor Luminaires | High-Bay | High-Bay Luminaires for Commercial and Industrial Buildings | Standard | TRUE | 13825 | 96.07 | 143.9 | 16.53 | 0.957 | 2950 | 82.6 | 5 | 50000 | 42291 |  |  | NotYetVerified |  | 3 | 13825 | 96.07 | 143.9 | 16.53 | 0.957 | 3000 | 82.6
P5PB125R | Huizhou Arrlux Optoelectronic Co.Ltd | ARRLUX | BLB60-3000K | Indoor Luminaires | High-Bay | Low-Bay Luminaires for Commercial and Industrial Buildings | Standard | TRUE | 6482.272 | 105.177 | 61.632 | 13.8 | 0.9171 | 3016 | 82.2 | 5 | 50000 | 42291 |  |  | NotYetVerified |  | 3 | 6482.272 | 105.177 | 61.632 | 13.8 | 0.9171 | 3016 | 82.2
PUCR28KS | Turolight Inc. | Turolight | Xeye-F/150W/50/347V | Indoor Luminaires | High-Bay | High-Bay Luminaires for Commercial and Industrial Buildings | Standard | FALSE | [9 empty] | 42291 |  |  | NotYetVerified |  | 3 | 15012 | 102.96 | 145.8 | 16.29 | 0.959 | 5000 | 85
P2EXM69Q | Turolight Inc. | Turolight | Xeye-F/150W/40/347V | Indoor Luminaires | High-Bay | High-Bay Luminaires for Commercial and Industrial Buildings | Standard | FALSE | [9 empty] | 42291 |  |  | NotYetVerified |  | 3 | 13825 | 96.07 | 143.9 | 16.53 | 0.957 | 4000 | 82.6
PQNWZPVX | Turolight Inc. | Turolight | Xeye-F/150W/35/347V | Indoor Luminaires | High-Bay | High-Bay Luminaires for Commercial and Industrial Buildings | Standard | FALSE | [9 empty] | 42291 |  |  | NotYetVerified |  | 3 | 13825 | 96.07 | 143.9 | 16.53 | 0.957 | 3500 | 82.6
PSE11HNA | Huizhou Arrlux Optoelectronic Co.Ltd | ARRLUX | BLB60-5000K | Indoor Luminaires | High-Bay | Low-Bay Luminaires for Commercial and Industrial Buildings | Standard | FALSE | [9 empty] | 42291 |  |  | NotYetVerified |  | 3 | 6620.017 | 107.255 | 61.722 | 13.52 | 0.996 | 4907 | 83.3
P8VHBA7K | Huizhou Arrlux Optoelectronic Co.Ltd | ARRLUX | BLB90-5000K | Indoor Luminaires | High-Bay | Low-Bay Luminaires for Commercial and Industrial Buildings | Standard | FALSE | [9 empty] | 42291 |  |  | NotYetVerified |  | 3 | 9789.318 | 107.363 | 91.18 | 11.53 | 0.993 | 4866 | 83.2
P5FDQ3SR | Huizhou Arrlux Optoelectronic Co.Ltd | ARRLUX | BLB90-4000K | Indoor Luminaires | High-Bay | Low-Bay Luminaires for Commercial and Industrial Buildings | Standard | FALSE | [9 empty] | 42291 |  |  | NotYetVerified |  | 3 | 9564.226 | 105.624 | 90.55 | 11.42 | 0.991 | 3942 | 84.5
P2C2ZMXT | Huizhou Arrlux Optoelectronic Co.Ltd | ARRLUX | BLB60-4000K | Indoor Luminaires | High-Bay | Low-Bay Luminaires for Commercial and Industrial Buildings | Standard | FALSE | [9 empty] | 42291 |  |  | NotYetVerified |  | 3 | 6537.365 | 106.77 | 61.23 | 13.53 | 0.996 | 3934 | 84.1
PSEUX4X4 | Eiko Global LLC | EIKO | LRH240-XXXV | Indoor Luminaires | High-Bay | High-Bay Luminaires for Commercial and Industrial Buildings | Standard | TRUE | 22682.53 | 108 | 209.55 | 13 | 0.95 | 5108 | 73 | 5 | 50000 | 42290 |  |  | NotYetVerified |  | 3 | 24000 | 100 | 240 | 20 | 0.9 | 5000 | 70
PWHC1UAU | SIMKAR Corporation | RG2LED | RG2LEDWR45050U1 | Indoor Luminaires | High-Bay | High-Bay Luminaires for Commercial and Industrial Buildings | Standard | TRUE | 50320 | 108 | 464 | 14.5 | 0.937 | 5313 | 85.1 | 5 | 80000 | 42290 |  |  | No |  | 3
PY3VK2AS | SIMKAR Corporation | RG2LED | RG2LEDSR45041U1 | Indoor Luminaires | High-Bay | High-Bay Luminaires for Commercial and Industrial Buildings | Standard | TRUE | 45470 | 99.2 | 460.5 | 14.5 | 0.937 | 4032 | 83.9 | 5 | 80000 | 42290 |  |  | No |  | 3
PNGJSS6UV | FY Lighting Co. Ltd | Fen Yong | FY-HB-150W-DIM-L50K728B | Indoor Luminaires | High-Bay | High-Bay Luminaires for Commercial and Industrial Buildings | Premium | TRUE | 20986 | 137.61 | 152.5 | 11.33 | 0.9301 | 4872 | 85.6 | 5 | 50000 | 42290 |  |  | Yes |  | 3 | 20986 | 137.61 | 152.5 | 11.33 | 0.93 | 5000 | 85.6
P6GBMRVSG | FY Lighting Co. Ltd | Fen Yong | FY-HB-240W-DIM-H50K728B | Indoor Luminaires | High-Bay | High-Bay Luminaires for Commercial and Industrial Buildings | Premium | TRUE | 32517 | 130.75 | 248.7 | 11.55 | 0.9233 | 4874 | 85.6 | 5 | 50000 | 42290 | Dimmable | Continuous Below 10 | Yes |  | 3 | 32517 | 130.75 | 248.7 | 11.57 | 0.9233 | 5000 | 85.6
PXRG5YPF | SIMKAR Corporation | RG2LED | RG2LEDSR45050U1 | Indoor Luminaires | High-Bay | High-Bay Luminaires for Commercial and Industrial Buildings | Standard | FALSE | [9 empty] | 42290 |  |  | No |  | 3 | 49270 | 106 | 466.1 | 3.97 | 0.996 | 5285 | 84.9
P6FN8MZV | SIMKAR Corporation | RG2LED | RG2LEDWR45041U1 | Indoor Luminaires | High-Bay | High-Bay Luminaires for Commercial and Industrial Buildings | Standard | FALSE | [9 empty] | 42290 |  |  | No |  | 3 | 45490 | 99.8 | 455.9 | 3.89 | 0.996 | 4032 | 83.9
P4CB1ANX | Nuwave LLC | ALSET | 52000 | Indoor Luminaires | High-Bay | High-Bay Luminaires for Commercial and Industrial Buildings | Premium | TRUE | 18025.19 | 133.01 | 135.52 | 11.7 | 0.926 | 4251 | 85.7 | 5 | 50000 | 42289 |  |  | No | Updated 7/25/2016 | 4 | 18025 | 133 | 135 | 3.7 | 0.9 | 4000 | 85.7
PTYH7GJX | Nuwave LLC | ALSET | 52001 | Indoor Luminaires | High-Bay | High-Bay Luminaires for Commercial and Industrial Buildings | Premium | FALSE | [9 empty] | 42289 |  |  | No | Updated 7/25/2016 | 4 | 18704 | 137 | 136 | 3.8 | 0.9 | 5000 | 84.7
PQBDR4EX | GE Lighting Solutions | Albeo | ALR1D1H4718xxxxxxxxxxx | Indoor Luminaires | High-Bay | High-Bay Luminaires for Commercial and Industrial Buildings | Standard | TRUE | 10181.2 | 131.5 | 77.4 | 8.7 | 0.99 | 3947 | 73.1 | 5 | 100000 | 42286 |  |  | Yes |  | 3 | 10700 | 135 | 79 | 20 | 0.9 | 4000 | 70
P5TKE4NP | GE Lighting Solutions | Albeo | ALR1D1V4718xxxxxxxxxxx | Indoor Luminaires | High-Bay | High-Bay Luminaires for Commercial and Industrial Buildings | Standard | TRUE | 7114.7 | 122.5 | 58.1 | 10.1 | 0.98 | 3951 | 73.1 | 5 | 100000 | 42286 |  |  | Yes |  | 3 | 14800 | 126 | 117 | 20 | 0.9 | 4000 | 70
PWHBU4Q1 | DONGGUAN THAILIGHT SEMICONDUCTOR LIGHTING CO.LTD. | Thailight | TLHBC1003YYZZ-P-AL120 | Indoor Luminaires | High-Bay | High-Bay Luminaires for Commercial and Industrial Buildings | Standard | TRUE | 10709 | 108.2 | 98.93 | 17.22 | 0.9324 | 3098 | 83.3 | 5 | 50000 | 42286 |  |  | No |  | 3 | 10709 | 108.24 | 98.93 | 17.22 | 0.9324 | 3000 | 83.3
PK6G8F56 | DONGGUAN THAILIGHT SEMICONDUCTOR LIGHTING CO.LTD. | Thailight | TLHBC1003YYZZ-P-AL60 | Indoor Luminaires | High-Bay | High-Bay Luminaires for Commercial and Industrial Buildings | Standard | TRUE | 9820.5 | 101.1 | 97.13 | 17.24 | 0.932 | 3125 | 84.6 | 5 | 50000 | 42286 |  |  | No |  | 3 | 9820.5 | 101.1 | 97.13 | 17.24 | 0.932 | 3000 | 84.6
PFQRHBD7 | DONGGUAN THAILIGHT SEMICONDUCTOR LIGHTING CO.LTD. | Thailight | TLHBC1003YYZZ-P-PC16 | Indoor Luminaires | High-Bay | High-Bay Luminaires for Commercial and Industrial Buildings | Standard | TRUE | 9276.9 | 96.6 | 96.05 | 18.57 | 0.9301 | 3034 | 83.4 | 5 | 50000 | 42286 |  |  | No |  | 3 | 9476.8 | 97.42 | 97.28 | 18.57 | 0.9301 | 3000 | 83.3
P3X2HHPF | DONGGUAN THAILIGHT SEMICONDUCTOR LIGHTING CO.LTD. | Thailight | TLHBC503YYZZ-P-AL120 | Indoor Luminaires | High-Bay | Low-Bay Luminaires for Commercial and Industrial Buildings | Standard | TRUE | 5121.7 | 103.4 | 49.52 | 18.72 | 0.9158 | 3047 | 82.7 | 5 | 50000 | 42286 |  |  | No |  | 3 | 5121.7 | 104.32 | 49.1 | 18.72 | 0.9158 | 3000 | 82.7
PBBA3X1V | DONGGUAN THAILIGHT SEMICONDUCTOR LIGHTING CO.LTD. | Thailight | TLHBC503YYZZ-P-AL60 | Indoor Luminaires | High-Bay | Low-Bay Luminaires for Commercial and Industrial Buildings | Standard | TRUE | 4737.7 | 96.4 | 49.15 | 18.39 | 0.9146 | 3043 | 82.7 | 5 | 50000 | 42286 |  |  | No |  | 3 | 4737.7 | 97.05 | 48.82 | 18.39 | 0.9146 | 3000 | 82.7
P5DTFFZ4 | DONGGUAN THAILIGHT SEMICONDUCTOR LIGHTING CO.LTD. | Thailight | TLHBC1503YYZZ-P-AL60 | Indoor Luminaires | High-Bay | High-Bay Luminaires for Commercial and Industrial Buildings | Standard | TRUE | 14897 | 98.1 | 151.8 | 15.27 | 0.9053 | 3018 | 82.8 | 5 | 50000 | 42286 |  |  | No |  | 3 | 14897 | 98.14 | 151.8 | 15.27 | 0.9053 | 3000 | 82.8
PYXFBSS8 | GE Lighting Solutions | Albeo | ALR1D1H4714xxxxxxxxxxx | Indoor Luminaires | High-Bay | Low-Bay Luminaires for Commercial and Industrial Buildings | Standard | TRUE | 5312.1 | 126.5 | 42 | 11.3 | 0.88 | 3939 | 72.9 | 5 | 100000 | 42286 |  |  | Yes |  | 3 | 5350 | 130 | 41 | 20 | 0.9 | 4000 | 70
PHPXEM1C | GE Lighting Solutions | Albeo | ALR1D1V5718xxxxxxxxxxx | Indoor Luminaires | High-Bay | High-Bay Luminaires for Commercial and Industrial Buildings | Standard | FALSE | [9 empty] | 42286 |  |  | Yes |  | 3 | 14800 | 126 | 117 | 20 | 0.9 | 5000 | 70
P6ZBMK5V | GE Lighting Solutions | Albeo | ALR1(0124)1V5718xxxxxxxxxxx | Indoor Luminaires | High-Bay | High-Bay Luminaires for Commercial and Industrial Buildings | Standard | FALSE | [9 empty] | 42286 |  |  | Yes |  | 3 | 14800 | 133 | 111 | 20 | 0.9 | 5000 | 70
PFFETN91 | GE Lighting Solutions | Albeo | ALR1D1H5718xxxxxxxxxxx | Indoor Luminaires | High-Bay | High-Bay Luminaires for Commercial and Industrial Buildings | Standard | FALSE | [9 empty] | 42286 |  |  | Yes |  | 3 | 10700 | 135 | 79 | 20 | 0.9 | 5000 | 70
PCJNQ5NJ | GE Lighting Solutions | Albeo | ALR1(0124)1H5718xxxxxxxxxxx | Indoor Luminaires | High-Bay | High-Bay Luminaires for Commercial and Industrial Buildings | Standard | FALSE | [9 empty] | 42286 |  |  | Yes |  | 3 | 10700 | 142 | 75 | 20 | 0.9 | 5000 | 70
PFSA68D8 | GE Lighting Solutions | Albeo | ALR1D1V5714xxxxxxxxxxx | Indoor Luminaires | High-Bay | Low-Bay Luminaires for Commercial and Industrial Buildings | Standard | FALSE | [9 empty] | 42286 |  |  | Yes |  | 3 | 7350 | 126 | 58 | 20 | 0.9 | 5000 | 70
P25WX4DJ | GE Lighting Solutions | Albeo | ALR1(0124)1V5714xxxxxxxxxxx | Indoor Luminaires | High-Bay | Low-Bay Luminaires for Commercial and Industrial Buildings | Standard | FALSE | [9 empty] | 42286 |  |  | Yes |  | 3 | 7350 | 133 | 55 | 20 | 0.9 | 5000 | 70
PWB6PC9S | GE Lighting Solutions | Albeo | ALR1D1T5718xxxxxxxxxxx | Indoor Luminaires | High-Bay | Low-Bay Luminaires for Commercial and Industrial Buildings | Standard | FALSE | [9 empty] | 42286 |  |  | Yes |  | 3 | 6300 | 140 | 45 | 20 | 0.9 | 5000 | 70
P5BHE7KC | GE Lighting Solutions | Albeo | ALR1(0124)1T5718xxxxxxxxxxx | Indoor Luminaires | High-Bay | Low-Bay Luminaires for Commercial and Industrial Buildings | Standard | FALSE | [9 empty] | 42286 |  |  | Yes |  | 3 | 6300 | 153 | 41 | 20 | 0.9 | 5000 | 70
PSC9Q62V | GE Lighting Solutions | Albeo | ALR1D1H5714xxxxxxxxxxx | Indoor Luminaires | High-Bay | Low-Bay Luminaires for Commercial and Industrial Buildings | Standard | FALSE | [9 empty] | 42286 |  |  | Yes |  | 3 | 5350 | 130 | 41 | 20 | 0.9 | 5000 | 70
PHERW225 | GE Lighting Solutions | Albeo | ALR1(0124)1H5714xxxxxxxxxxx | Indoor Luminaires | High-Bay | Low-Bay Luminaires for Commercial and Industrial Buildings | Standard | FALSE | [9 empty] | 42286 |  |  | Yes |  | 3 | 5350 | 140 | 38 | 20 | 0.9 | 5000 | 70
P4QG31Q2 | GE Lighting Solutions | Albeo | ALR1(0124)1V4718xxxxxxxxxxx | Indoor Luminaires | High-Bay | High-Bay Luminaires for Commercial and Industrial Buildings | Standard | FALSE | [9 empty] | 42286 |  |  | Yes |  | 3 | 14800 | 133 | 111 | 20 | 0.9 | 4000 | 70
PYR4Q1KN | GE Lighting Solutions | Albeo | ALR1(0124)1H4718xxxxxxxxxxx | Indoor Luminaires | High-Bay | High-Bay Luminaires for Commercial and Industrial Buildings | Standard | FALSE | [9 empty] | 42286 |  |  | Yes |  | 3 | 10700 | 142 | 75 | 20 | 0.9 | 4000 | 70
PRP4DZT7 | GE Lighting Solutions | Albeo | ALR1D1V4714xxxxxxxxxxx | Indoor Luminaires | High-Bay | Low-Bay Luminaires for Commercial and Industrial Buildings | Standard | FALSE | [9 empty] | 42286 |  |  | Yes |  | 3 | 7350 | 126 | 58 | 20 | 0.9 | 4000 | 70
PAPBFZSZ | GE Lighting Solutions | Albeo | ALR1(0124)1V4714xxxxxxxxxxx | Indoor Luminaires | High-Bay | Low-Bay Luminaires for Commercial and Industrial Buildings | Standard | FALSE | [9 empty] | 42286 |  |  | Yes |  | 3 | 7350 | 133 | 55 | 20 | 0.9 | 4000 | 70
PZERRUFF | GE Lighting Solutions | Albeo | ALR1D1T4718xxxxxxxxxxx | Indoor Luminaires | High-Bay | Low-Bay Luminaires for Commercial and Industrial Buildings | Standard | FALSE | [9 empty] | 42286 |  |  | Yes |  | 3 | 6300 | 140 | 45 | 20 | 0.9 | 4000 | 70
P2TMENG5 | GE Lighting Solutions | Albeo | ALR1(0124)1T4718xxxxxxxxxxx | Indoor Luminaires | High-Bay | Low-Bay Luminaires for Commercial and Industrial Buildings | Standard | FALSE | [9 empty] | 42286 |  |  | Yes |  | 3 | 6300 | 153 | 41 | 20 | 0.9 | 4000 | 70
P5759H8W | GE Lighting Solutions | Albeo | ALR1(0124)1H4714xxxxxxxxxxx | Indoor Luminaires | High-Bay | Low-Bay Luminaires for Commercial and Industrial Buildings | Standard | FALSE | [9 empty] | 42286 |  |  | Yes |  | 3 | 5350 | 140 | 38 | 20 | 0.9 | 4000 | 70
PV7JP3GB | DONGGUAN THAILIGHT SEMICONDUCTOR LIGHTING CO.LTD. | Thailight | TLHBC1506YYZZ-P-AL60 | Indoor Luminaires | High-Bay | High-Bay Luminaires for Commercial and Industrial Buildings | Standard | FALSE | [9 empty] | 42286 |  |  | No | Updated on 12/8/2016 | 4.1 | 17439 | 119.53 | 145.9 | 18.54 | 0.9 | 5700 | 81.9
PEBJVXUS | DONGGUAN THAILIGHT SEMICONDUCTOR LIGHTING CO.LTD. | Thailight | TLHBC1006YYZZ-P-PC16 | Indoor Luminaires | High-Bay | High-Bay Luminaires for Commercial and Industrial Buildings | Standard | FALSE | [9 empty] | 42286 |  |  | No | Updated on 12/8/2016 | 4.1 | 12137 | 125.24 | 96.91 | 19.05 | 0.95 | 5700 | 81.9
P4BCR9YG | DONGGUAN THAILIGHT SEMICONDUCTOR LIGHTING CO.LTD. | Thailight | TLHBC1006YYZZ-P-AL60 | Indoor Luminaires | High-Bay | High-Bay Luminaires for Commercial and Industrial Buildings | Standard | FALSE | [9 empty] | 42286 |  |  | No | Updated on 12/7/2016 | 4.1 | 12273 | 126.49 | 97.03 | 18.96 | 0.95 | 5700 | 81.9
PQ7A2P6Q | DONGGUAN THAILIGHT SEMICONDUCTOR LIGHTING CO.LTD. | Thailight | TLHBC506YYZZ-P-AL120 | Indoor Luminaires | High-Bay | Low-Bay Luminaires for Commercial and Industrial Buildings | Standard | FALSE | [9 empty] | 42286 |  |  | No |  | 3 | 5389 | 109.44 | 49.24 | 18.39 | 0.9185 | 5700 | 83.8
PW4KQ8T2 | DONGGUAN THAILIGHT SEMICONDUCTOR LIGHTING CO.LTD. | Thailight | TLHBC506YYZZ-P-AL60 | Indoor Luminaires | High-Bay | Low-Bay Luminaires for Commercial and Industrial Buildings | Standard | FALSE | [9 empty] | 42286 |  |  | No | Updated on 12/8/2016 | 4.1 | 5902 | 120.72 | 48.89 | 19.47 | 0.91 | 5700 | 81.8
PH24R4RH | DONGGUAN THAILIGHT SEMICONDUCTOR LIGHTING CO.LTD. | Thailight | TLHBC1006YYZZ-P-AL120 | Indoor Luminaires | High-Bay | High-Bay Luminaires for Commercial and Industrial Buildings | Standard | FALSE | [9 empty] | 42286 |  |  | No |  | 3 | 11235 | 113.18 | 99.27 | 17.03 | 0.9329 | 5700 | 83.8
P1RQSUGE | DONGGUAN THAILIGHT SEMICONDUCTOR LIGHTING CO.LTD. | Thailight | TLHBC1005YYZZ-P-AL60 | Indoor Luminaires | High-Bay | High-Bay Luminaires for Commercial and Industrial Buildings | Standard | FALSE | [9 empty] | 42286 |  |  | No | Updated on 12/7/2016 | 4.1 | 12117 | 125.86 | 96.27 | 19.03 | 0.95 | 5000 | 82.7
P7RFFW69 | DONGGUAN THAILIGHT SEMICONDUCTOR LIGHTING CO.LTD. | Thailight | TLHBC1005YYZZ-P-PC16 | Indoor Luminaires | High-Bay | High-Bay Luminaires for Commercial and Industrial Buildings | Standard | FALSE | [9 empty] | 42286 |  |  | No | Updated on 12/8/2016 | 4.1 | 11982.5 | 124.65 | 96.13 | 19.08 | 0.95 | 5000 | 82.7
PYSPMG97 | DONGGUAN THAILIGHT SEMICONDUCTOR LIGHTING CO.LTD. | Thailight | TLHBC1505YYZZ-P-AL60 | Indoor Luminaires | High-Bay | High-Bay Luminaires for Commercial and Industrial Buildings | Standard | FALSE | [9 empty] | 42286 |  |  | No | Updated on 12/8/2016 | 4.1 | 17342 | 117.97 | 147 | 18.47 | 0.9 | 5000 | 82.7
PCKF61QH | DONGGUAN THAILIGHT SEMICONDUCTOR LIGHTING CO.LTD. | Thailight | TLHBC1005YYZZ-P-AL120 | Indoor Luminaires | High-Bay | High-Bay Luminaires for Commercial and Industrial Buildings | Standard | FALSE | [9 empty] | 42286 |  |  | No |  | 3 | 10709 | 108.24 | 98.93 | 17.22 | 0.9324 | 5000 | 83.3
P75GQKGH | DONGGUAN THAILIGHT SEMICONDUCTOR LIGHTING CO.LTD. | Thailight | TLHBC505YYZZ-P-AL120 | Indoor Luminaires | High-Bay | Low-Bay Luminaires for Commercial and Industrial Buildings | Standard | FALSE | [9 empty] | 42286 |  |  | No |  | 3 | 5121.7 | 104.32 | 49.1 | 18.72 | 0.9158 | 5000 | 82.7
PFAE79BX | DONGGUAN THAILIGHT SEMICONDUCTOR LIGHTING CO.LTD. | Thailight | TLHBC505YYZZ-P-AL60 | Indoor Luminaires | High-Bay | Low-Bay Luminaires for Commercial and Industrial Buildings | Standard | FALSE | [9 empty] | 42286 |  |  | No | Updated on 12/8/2016 | 4.1 | 5797 | 120.65 | 48.05 | 19.52 | 0.91 | 5000 | 82.8
P9DNDBNJ | DONGGUAN THAILIGHT SEMICONDUCTOR LIGHTING CO.LTD. | Thailight | TLHBC1004YYZZ-P-AL60 | Indoor Luminaires | High-Bay | High-Bay Luminaires for Commercial and Industrial Buildings | Standard | TRUE | 11705 | 123.57 | 94.72 | 19.03 | 0.9455 | 3980 | 82.7 | 5 | 50000 | 42286 |  |  | No | Updated on 12/7/2016 | 4.1 | 11961 | 124.24 | 96.27 | 19.03 | 0.95 | 4000 | 82.7
P328DH9E | DONGGUAN THAILIGHT SEMICONDUCTOR LIGHTING CO.LTD. | Thailight | TLHBC1004YYZZ-P-PC16 | Indoor Luminaires | High-Bay | High-Bay Luminaires for Commercial and Industrial Buildings | Standard | TRUE | 11620 | 122.82 | 94.61 | 19.08 | 0.9458 | 3988 | 82.7 | 5 | 50000 | 42286 |  |  | No | Updated on 12/8/2016 | 4.1 | 11828 | 123.04 | 96.13 | 19.08 | 0.95 | 4000 | 82.7
PY65AJM7 | DONGGUAN THAILIGHT SEMICONDUCTOR LIGHTING CO.LTD. | Thailight | TLHBC1504YYZZ-P-AL60 | Indoor Luminaires | High-Bay | High-Bay Luminaires for Commercial and Industrial Buildings | Standard | TRUE | 17244 | 117.31 | 147 | 18.47 | 0.9042 | 3959 | 82.6 | 5 | 50000 | 42286 |  |  | No | Updated on 12/8/2016 | 4.1 | 17244 | 117.31 | 147 | 18.47 | 0.9 | 4000 | 82.6
PEPQN5H5 | DONGGUAN THAILIGHT SEMICONDUCTOR LIGHTING CO.LTD. | Thailight | TLHBC1004YYZZ-P-AL120 | Indoor Luminaires | High-Bay | High-Bay Luminaires for Commercial and Industrial Buildings | Standard | FALSE | [9 empty] | 42286 |  |  | No |  | 3 | 10709 | 108.24 | 98.93 | 17.22 | 0.9324 | 4000 | 83.3
PZ71V5BW | DONGGUAN THAILIGHT SEMICONDUCTOR LIGHTING CO.LTD. | Thailight | TLHBC504YYZZ-P-AL120 | Indoor Luminaires | High-Bay | Low-Bay Luminaires for Commercial and Industrial Buildings | Standard | FALSE | [9 empty] | 42286 |  |  | No |  | 3 | 5121.7 | 104.32 | 49.1 | 18.72 | 0.9158 | 4000 | 82.7
PYXMW224 | DONGGUAN THAILIGHT SEMICONDUCTOR LIGHTING CO.LTD. | Thailight | TLHBC504YYZZ-P-AL60 | Indoor Luminaires | High-Bay | Low-Bay Luminaires for Commercial and Industrial Buildings | Standard | TRUE | 5692.5 | 118.47 | 48.05 | 19.52 | 0.9082 | 3962 | 82.8 | 5 | 50000 | 42286 |  |  | No | Updated on 12/8/2016 | 4.1 | 5692.5 | 118.47 | 48.05 | 19.52 | 0.91 | 4000 | 82.8
PNSHVU93 | BIG SHINE LED | BIG SHINE LED | BSL-HB150-SEHD-AO-4K-60 | Indoor Luminaires | High-Bay | High-Bay Luminaires for Commercial and Industrial Buildings | Standard | TRUE | 17132 | 113.3 | 151.18 | 3.69 | 0.998 | 4146 | 87.5 | 5 | 60000 | 42285 |  |  | Yes |  | 3 | 16500 | 110 | 150 | 20 | 0.9 | 4000 | 80
PW7BD4DY | BIG SHINE LED | BIG SHINE LED | BSL-HB150-SEHD-AO-4K-100 | Indoor Luminaires | High-Bay | High-Bay Luminaires for Commercial and Industrial Buildings | Standard | TRUE | 17479 | 114.1 | 153.13 | 3.67 | 0.998 | 4127 | 87.6 | 5 | 60000 | 42285 |  |  | NotYetVerified |  | 3 | 16500 | 110 | 150 | 20 | 0.9 | 4000 | 80
PX2RDQJ4 | BIG SHINE LED | BIG SHINE LED | BSL-HB300-SEHD-MO-4K-60 | Indoor Luminaires | High-Bay | High-Bay Luminaires for Commercial and Industrial Buildings | Standard | TRUE | 37495 | 122.8 | 305.35 | 4.14 | 0.9975 | 4149 | 86 | 5 | 60000 | 42285 |  |  | NotYetVerified |  | 3 | 37495 | 122.8 | 305.35 | 4.14 | 0.9 | 4149 | 86
PJX5W2A4 | BIG SHINE LED | BIG SHINE LED | BSL-HB300-SEHD-MO-4K-30 | Indoor Luminaires | High-Bay | High-Bay Luminaires for Commercial and Industrial Buildings | Standard | TRUE | 36644 | 120.5 | 304.19 | 5.27 | 0.997 | 4197 | 86 | 5 | 60000 | 42285 |  |  | NotYetVerified |  | 3 | 36644 | 120.5 | 304.19 | 4.76 | 0.9 | 4197 | 86
PTGCEJ9Y | BIG SHINE LED | BIG SHINE LED | BSL-HB200-SEHD-MO-4K-60 | Indoor Luminaires | High-Bay | High-Bay Luminaires for Commercial and Industrial Buildings | Standard | TRUE | 25311 | 122.7 | 206.34 | 5.11 | 0.9955 | 4166 | 86 | 5 | 60000 | 42285 |  |  | NotYetVerified |  | 3 | 25311 | 122.7 | 206.34 | 5.11 | 0.9955 | 4166 | 85.9
PR79QAS1 | BIG SHINE LED | BIG SHINE LED | BSL-HB200-SEHD-MO-4K-30 | Indoor Luminaires | High-Bay | High-Bay Luminaires for Commercial and Industrial Buildings | Standard | TRUE | 25406 | 125.9 | 201.85 | 5.07 | 0.9955 | 4168 | 86.2 | 5 | 60000 | 42285 |  |  | NotYetVerified | Only qualified pointing straight down | 3 | 25406 | 125.9 | 201.85 | 5.07 | 0.9955 | 4168 | 86.2
PDE4RXQ3 | BIG SHINE LED | BIG SHINE LED | BSL-HB100-SEHD-AC-4K-60 | Indoor Luminaires | High-Bay | High-Bay Luminaires for Commercial and Industrial Buildings | Standard | TRUE | 11741 | 115.7 | 101.49 | 5.67 | 0.9945 | 3898 | 84.5 | 5 | 60000 | 42285 |  |  | NotYetVerified |  | 3 | 11741 | 115.7 | 101.49 | 5.67 | 0.9945 | 3898 | 84.5
PA4FV8NH | BIG SHINE LED | BIG SHINE LED | BSL-HB80-SEHD-AC-4K-60 | Indoor Luminaires | High-Bay | High-Bay Luminaires for Commercial and Industrial Buildings | Standard | TRUE | 10241 | 119.9 | 85.41 | 6.98 | 0.9925 | 3882 | 84.5 | 5 | 60000 | 42285 |  |  | NotYetVerified |  | 3 | 10241 | 119.9 | 85.41 | 6.98 | 0.9925 | 3882 | 84.5
PNYMGMSQ | CIXI YUANHUI LIGHTING ELECTRIC CO.LTD | YUANHUI | HBRF400V2D | Indoor Luminaires | High-Bay | High-Bay Luminaires for Commercial and Industrial Buildings | Standard | TRUE | 33376 | 86.37 | 386.5 | 8.81 | 0.9775 | 2734 | 83.9 | 5 | 50000 | 42285 |  |  | No |  | 3 | 33376 | 86.37 | 386.5 | 11.48 | 0.913 | 2700 | 83.9
PHTRMSPX | Orion Energy Systems Inc | Apollo | HBAC2D1AAXXXFDX840LCXX-XXXXXXXX | Indoor Luminaires | High-Bay | High-Bay Aisle Luminaires | Premium | TRUE | 22540 | 108.67 | 207.4 | 11.4 | 0.975 | 4024 | 82.6 | 5 | 50000 | 42285 |  |  | Yes |  | 3 | 22554 | 108.7464 | 207.4 | 11.4 | 0.975 | 4024 | 82.6
PQ5UZHXD | CIXI YUANHUI LIGHTING ELECTRIC CO.LTD | YUANHUI | HBRF280V2D | Indoor Luminaires | High-Bay | High-Bay Luminaires for Commercial and Industrial Buildings | Standard | TRUE | 24771 | 89.55 | 276.6 | 8.92 | 0.9714 | 2753 | 83.9 | 5 | 50000 | 42285 |  |  | No |  | 3 | 24771 | 89.55 | 276.6 | 11.54 | 0.9108 | 2700 | 83.9
P9N79G3N | CIXI YUANHUI LIGHTING ELECTRIC CO.LTD | YUANHUI | HBRF150V2D | Indoor Luminaires | High-Bay | High-Bay Luminaires for Commercial and Industrial Buildings | Standard | TRUE | 12835 | 87.28 | 147.1 | 8.14 | 0.9706 | 2772 | 84.1 | 5 | 50000 | 42285 |  |  | No |  | 3 | 12835 | 87.28 | 147.1 | 10.53 | 0.9124 | 2700 | 84.1
PZ4GC22Q | Supra Desarrollos Tecnologicos S.A. de C.V. | Supra Light | HBL-100-G2 | Indoor Luminaires | High-Bay | High-Bay Luminaires for Commercial and Industrial Buildings | Standard | TRUE | 13034.46 | 136 | 95.94 | 8 | 0.97 | 5688 | 83 | 5 | 80000 | 42285 |  |  | No |  | 3 | 13034.46 | 136 | 95.94 | 5 | 1 | 5688 | 83
PYHQ254C | Orion Energy Systems Inc | Apollo | HBAC2A1AAXXXUNVFDX840LCXX-XXXXXXXX | Indoor Luminaires | High-Bay | High-Bay Aisle Luminaires | Premium | TRUE | 11600 | 117.3 | 98.95 | 7.95 | 0.969 | 3993 | 82.5 | 5 | 50000 | 42285 |  |  | Yes |  | 3 | 11620 | 117.433 | 98.95 | 7.95 | 0.969 | 3993 | 82.5
PXN9XPHH | ACRA Phenolics Inc. | ACRA Phenolics Inc. | LBS-11.5-5K | Indoor Luminaires | High-Bay | High-Bay Luminaires for Commercial and Industrial Buildings | Standard | TRUE | 12216 | 122.3 | 99.85 | 6.2 | 0.969 | 5159 | 82.8 | 5 | 50000 | 42285 |  |  | No |  | 3 | 12216 | 122.3 | 99.85 | 7.64 | 0.9667 | 5159 | 82.8
PC79CMUN | General Lighting ELectronic Co. LTD | Microshine | GL-HB90HL-XX(3000K) | Indoor Luminaires | High-Bay | Low-Bay Luminaires for Commercial and Industrial Buildings | Standard | TRUE | 7635.6 | 108.73 | 70.23 | 12.75 | 0.9624 | 3011 | 70.8 | 5 |  | 42285 |  |  | NotYetVerified |  | 3 | 7635.6 | 108.73 | 70.23 | 12.75 | 0.9624 | 3000 | 70.8
PQ89R4DY | Orion Energy Systems Inc | Apollo | HBAC2C1AAXXXFDX840LCXX-XXXXXXXX | Indoor Luminaires | High-Bay | High-Bay Aisle Luminaires | Premium | TRUE | 17600 | 115.5 | 152.4 | 14 | 0.958 | 4006 | 82.7 | 5 | 50000 | 42285 |  |  | Yes |  | 3 | 17600 | 115.4856 | 152.4 | 14 | 0.958 | 4006 | 82.7
PDV11GBK | ACRA Phenolics Inc. | ACRA Phenolics Inc. | HBS-23-HO-5K | Indoor Luminaires | High-Bay | High-Bay Luminaires for Commercial and Industrial Buildings | Standard | TRUE | 23177 | 117.6 | 197.1 | 11.33 | 0.954 | 5159 | 82.8 | 5 | 50000 | 42285 |  |  | No |  | 3 | 23177 | 117.6 | 197.1 | 11.33 | 0.954 | 5159 | 82.8
PKG8AZN5 | Supra Desarrollos Tecnologicos S.A. de C.V. | Supra Light | HBL-60-G2 | Indoor Luminaires | High-Bay | Low-Bay Luminaires for Commercial and Industrial Buildings | Standard | TRUE | 8100 | 132 | 61.23 | 18 | 0.95 | 5936 | 84 | 5 | 50000 | 42285 |  |  | No |  | 3 | 8100 | 132 | 61.23 | 18 | 0.95 | 5936 | 84
PBCH19F9 | General Lighting ELectronic Co. LTD | Microshine | GL-HB90SB-XX(3000K) | Indoor Luminaires | High-Bay | Low-Bay Luminaires for Commercial and Industrial Buildings | Standard | TRUE | 5677 | 81.06 | 70.03 | 14.44 | 0.9474 | 2988 | 81.2 | 5 |  | 42285 |  |  | NotYetVerified |  | 3 | 5677 | 81.06 | 70.03 | 14.44 | 0.9474 | 3000 | 81.2
P7D87AZ1 | General Lighting ELectronic Co. LTD | Microshine | GL-HB240HL-XX(3000K) | Indoor Luminaires | High-Bay | High-Bay Luminaires for Commercial and Industrial Buildings | Standard | TRUE | 30584 | 114.83 | 266.3 | 10.84 | 0.9472 | 2991 | 70.7 | 5 |  | 42285 |  |  | NotYetVerified |  | 3 | 30584 | 114.83 | 266.3 | 10.84 | 0.9472 | 3000 | 70.7
PT4APZWJ | General Lighting ELectronic Co. LTD | Microshine | GL-HB90HB-XX(3000K) | Indoor Luminaires | High-Bay | Low-Bay Luminaires for Commercial and Industrial Buildings | Standard | TRUE | 7417.8 | 106.84 | 69.43 | 13.63 | 0.9439 | 3013 | 70.7 | 5 |  | 42285 |  |  | NotYetVerified |  | 3 | 7417.8 | 106.84 | 69.43 | 13.63 | 0.9439 | 3000 | 70.7
PZRSZ44H | General Lighting ELectronic Co. LTD | Microshine | GL-HB240HB-XX(3000K) | Indoor Luminaires | High-Bay | High-Bay Luminaires for Commercial and Industrial Buildings | Standard | TRUE | 28527 | 106.42 | 268.1 | 9.66 | 0.9439 | 2990 | 70.7 | 5 |  | 42285 |  |  | NotYetVerified |  | 3 | 28527 | 106.42 | 268.1 | 9.66 | 0.9439 | 3000 | 70.7
PRD9AKBD | General Lighting ELectronic Co. LTD | Microshine | GL-HB240SB-XX(3000K) | Indoor Luminaires | High-Bay | High-Bay Luminaires for Commercial and Industrial Buildings | Standard | TRUE | 23852 | 89.76 | 265.7 | 9.56 | 0.9411 | 2981 | 82 | 5 |  | 42285 |  |  | NotYetVerified |  | 3 | 23852 | 89.76 | 265.7 | 9.56 | 0.9411 | 3000 | 81.6
P9BFT34T | General Lighting ELectronic Co. LTD | Microshine | GL-HB90SL-XX(3000K) | Indoor Luminaires | High-Bay | Low-Bay Luminaires for Commercial and Industrial Buildings | Standard | TRUE | 6113.6 | 86.99 | 70.28 | 15.45 | 0.9398 | 2990 | 81.2 | 5 |  | 42285 |  |  | NotYetVerified |  | 3 | 6113.6 | 86.99 | 70.28 | 15.45 | 0.9398 | 3000 | 81.2
PE4R7WMH | Delviro | Delviro Energy | TitanHB-160-4K-U-CL-XX-XX-XX-XX | Indoor Luminaires | High-Bay | High-Bay Luminaires for Commercial and Industrial Buildings | Standard | TRUE | 19298 | 120.2 | 160.5 | 13.1 | 0.9397 | 4123 | 85.03 | 5 | 200000 | 42285 |  |  | NotYetVerified |  | 3 | 19298 | 120.2 | 160.5 | 13.1 | 0.9397 | 4123 | 85
PDRZSGWN | General Lighting ELectronic Co. LTD | Microshine | GL-HB240SL-XX(3000K) | Indoor Luminaires | High-Bay | High-Bay Luminaires for Commercial and Industrial Buildings | Standard | TRUE | 25648 | 95.16 | 269.5 | 9.33 | 0.9381 | 2983 | 81.6 | 5 |  | 42285 |  |  | NotYetVerified |  | 3 | 25648 | 95.16 | 269.5 | 9.33 | 0.9381 | 3000 | 81.6
PJ8HVUZC | Orion Energy Systems Inc | Apollo | HBAC2B1AAXXXXXXFDX840LCXX-XXXXXXXX | Indoor Luminaires | High-Bay | High-Bay Aisle Luminaires | Premium | TRUE | 12390 | 107.7 | 115 | 21.4 | 0.937 | 4003 | 82.5 | 5 | 50000 | 42285 |  |  | Yes |  | 3 | 12390 | 107.7391 | 115 | 21.4 | 0.937 | 4003 | 82.5
PZ4TPKKS | CIXI YUANHUI LIGHTING ELECTRIC CO.LTD | YUANHUI | HBRF280V1D | Indoor Luminaires | High-Bay | High-Bay Luminaires for Commercial and Industrial Buildings | Standard | TRUE | 24191 | 89.88 | 269.2 | 10.46 | 0.9361 | 2754 | 83.9 | 5 | 50000 | 42285 |  |  | No |  | 3 | 24191 | 89.88 | 269.2 | 10.46 | 0.9361 | 2700 | 83.9
PGP5F8NE | General Lighting ELectronic Co. LTD | Microshine | GL-HB200HB-XX(3000K) | Indoor Luminaires | High-Bay | High-Bay Luminaires for Commercial and Industrial Buildings | Standard | TRUE | 15999 | 106.07 | 150.8 | 14.33 | 0.9172 | 3012 | 70.6 | 5 |  | 42285 |  |  | NotYetVerified |  | 3 | 15999 | 106.07 | 150.8 | 14.33 | 0.9172 | 3000 | 70.6
PCC9JFB1 | General Lighting ELectronic Co. LTD | Microshine | GL-HB200HL-XX(3000K) | Indoor Luminaires | High-Bay | High-Bay Luminaires for Commercial and Industrial Buildings | Standard | TRUE | 17461 | 115.78 | 150.8 | 14.22 | 0.9168 | 3014 | 70.6 | 5 |  | 42285 |  |  | NotYetVerified |  | 3 | 17461 | 115.78 | 150.8 | 14.22 | 0.9168 | 3000 | 70.6
PDWX4P3U | General Lighting ELectronic Co. LTD | Microshine | GL-HB200SL-XX(3000K) | Indoor Luminaires | High-Bay | High-Bay Luminaires for Commercial and Industrial Buildings | Standard | TRUE | 14302 | 96.19 | 148.7 | 12.19 | 0.9161 | 2993 | 81.6 | 5 |  | 42285 |  |  | NotYetVerified |  | 3 | 14302 | 96.19 | 148.7 | 12.19 | 0.9161 | 3000 | 81.6
PENHXSKU | General Lighting ELectronic Co. LTD | Microshine | GL-HB200SB-XX(3000K) | Indoor Luminaires | High-Bay | High-Bay Luminaires for Commercial and Industrial Buildings | Standard | TRUE | 13232 | 89 | 148.7 | 13.22 | 0.9157 | 2992 | 81.7 | 5 |  | 42285 |  |  | NotYetVerified |  | 3 | 13232 | 89 | 148.7 | 13.22 | 0.9157 | 3000 | 81.7
PTSRJR2D | General Lighting ELectronic Co. LTD | Microshine | GL-HB120SB-XX(3000K) | Indoor Luminaires | High-Bay | Low-Bay Luminaires for Commercial and Industrial Buildings | Standard | TRUE | 8440.7 | 92.83 | 90.02 | 16.68 | 0.9135 | 2973 | 81.5 | 5 |  | 42285 |  |  | NotYetVerified |  | 3 | 8440.7 | 93.76 | 90.02 | 16.68 | 0.9135 | 3000 | 81.5
PD7G51VU | General Lighting ELectronic Co. LTD | Microshine | GL-HB120SL-XX(3000K) | Indoor Luminaires | High-Bay | High-Bay Luminaires for Commercial and Industrial Buildings | Standard | TRUE | 9132.8 | 100.7 | 90.7 | 17.18 | 0.9104 | 2974 | 81.5 | 5 |  | 42285 |  |  | NotYetVerified |  | 3 | 9132.8 | 100.7 | 90.7 | 17.18 | 0.9104 | 3000 | 81.5
PS4KVPCD | General Lighting ELectronic Co. LTD | Microshine | GL-HB120HB-XX(3000K) | Indoor Luminaires | High-Bay | High-Bay Luminaires for Commercial and Industrial Buildings | Standard | TRUE | 10077 | 112.44 | 89.62 | 17.23 | 0.9103 | 2984 | 70.5 | 5 |  | 42285 |  |  | NotYetVerified |  | 3 | 10077 | 112.44 | 89.62 | 17.23 | 0.9103 | 3000 | 70.5
P5FQXWW2 | General Lighting ELectronic Co. LTD | Microshine | GL-HB120HL-XX(3000K) | Indoor Luminaires | High-Bay | High-Bay Luminaires for Commercial and Industrial Buildings | Standard | TRUE | 11047 | 121.83 | 90.67 | 16.59 | 0.9087 | 2982 | 70.5 | 5 |  | 42285 |  |  | NotYetVerified |  | 3 | 11047 | 121.83 | 90.67 | 16.59 | 0.9087 | 3000 | 70.5
PMAVSR1Y | S LITE CO. LTD. | S LITE | DL832AE(3000K) | Indoor Luminaires | High-Bay | High-Bay Luminaires for Commercial and Industrial Buildings | Premium | TRUE | 14086 | 112.6 | 125.1 | 13.25 | 0.9078 | 3073 | 72.4 | 5 | 50000 | 42285 |  |  | NotYetVerified |  | 3 | 14086 | 112.6 | 125.1 | 13.25 | 0.9078 | 3000 | 72.4
PA5FG4D7 | General Lighting ELectronic Co. LTD | Microshine | GL-HB150HL-XX(3000K) | Indoor Luminaires | High-Bay | High-Bay Luminaires for Commercial and Industrial Buildings | Standard | TRUE | 13535 | 113.5 | 119.3 | 14.61 | 0.9039 | 2993 | 70.5 | 5 |  | 42285 |  |  | NotYetVerified |  | 3 | 13535 | 113.5 | 119.3 | 14.61 | 0.9039 | 3000 | 70.5
PEUWX3VB | General Lighting ELectronic Co. LTD | Microshine | GL-HB150SL-XX(3000K) | Indoor Luminaires | High-Bay | High-Bay Luminaires for Commercial and Industrial Buildings | Standard | TRUE | 10638 | 90.88 | 117 | 15.23 | 0.9024 | 2996 | 81.2 | 5 |  | 42285 |  |  | NotYetVerified |  | 3 | 10638 | 90.88 | 117 | 15.23 | 0.9024 | 3000 | 81.2
P44MV691 | General Lighting ELectronic Co. LTD | Microshine | GL-HB150SB-XX(3000K) | Indoor Luminaires | High-Bay | High-Bay Luminaires for Commercial and Industrial Buildings | Standard | TRUE | 9781.9 | 83.07 | 117.8 | 14.49 | 0.9015 | 2991 | 81.3 | 5 |  | 42285 |  |  | NotYetVerified |  | 3 | 9781.9 | 83.07 | 117.8 | 14.49 | 0.9015 | 3000 | 81.3
PHCQJA19 | General Lighting ELectronic Co. LTD | Microshine | GL-HB150HB-XX(3000K) | Indoor Luminaires | High-Bay | High-Bay Luminaires for Commercial and Industrial Buildings | Standard | TRUE | 12209 | 103.61 | 117.8 | 15.56 | 0.9014 | 2994 | 70.5 | 5 |  | 42285 |  |  | NotYetVerified |  | 3 | 12209 | 103.61 | 117.8 | 15.56 | 0.9014 | 3000 | 70.5
P1T1KCXN | General Lighting ELectronic Co. LTD | Microshine | GL-HB150SB-XX(5000K) | Indoor Luminaires | High-Bay | High-Bay Luminaires for Commercial and Industrial Buildings | Standard | FALSE | [9 empty] | 42285 |  |  | NotYetVerified |  | 3 | 10321 | 87.3 | 118.2 | 17.38 | 0.9124 | 5000 | 83.8
PFWYT7ZN | General Lighting ELectronic Co. LTD | Microshine | GL-HB120SL-XX(4500K) | Indoor Luminaires | High-Bay | High-Bay Luminaires for Commercial and Industrial Buildings | Standard | FALSE | [9 empty] | 42285 |  |  | NotYetVerified |  | 3 | 8855 | 97.69 | 90.65 | 16.61 | 0.9091 | 5000 | 83.8
PUP1C3PJ | General Lighting ELectronic Co. LTD | Microshine | GL-HB120SB-XX(3500K) | Indoor Luminaires | High-Bay | Low-Bay Luminaires for Commercial and Industrial Buildings | Standard | FALSE | [9 empty] | 42285 |  |  | NotYetVerified |  | 3 | 9032 | 100.21 | 90.13 | 15.74 | 0.9105 | 5000 | 83.6
PNRX37ET | General Lighting ELectronic Co. LTD | Microshine | GL-HB200SL-XX(5000K) | Indoor Luminaires | High-Bay | High-Bay Luminaires for Commercial and Industrial Buildings | Standard | FALSE | [9 empty] | 42285 |  |  | NotYetVerified |  | 3 | 14798 | 98.85 | 149.7 | 13.53 | 0.9195 | 5000 | 83.6
PMC2RXGH | General Lighting ELectronic Co. LTD | Microshine | GL-HB200SB-XX(5000K) | Indoor Luminaires | High-Bay | High-Bay Luminaires for Commercial and Industrial Buildings | Standard | FALSE | [9 empty] | 42285 |  |  | NotYetVerified |  | 3 | 14444 | 96.52 | 149.7 | 13.53 | 0.9195 | 5000 | 83.6
PXRXH9EW | General Lighting ELectronic Co. LTD | Microshine | GL-HB240SB-XX(5000K) | Indoor Luminaires | High-Bay | High-Bay Luminaires for Commercial and Industrial Buildings | Standard | FALSE | [9 empty] | 42285 |  |  | NotYetVerified |  | 3 | 25480 | 94.41 | 269.9 | 10.7 | 0.9489 | 5000 | 83.6
PB4P1Q3V | General Lighting ELectronic Co. LTD | Microshine | GL-HB150SL-XX(5000K) | Indoor Luminaires | High-Bay | High-Bay Luminaires for Commercial and Industrial Buildings | Standard | FALSE | [9 empty] | 42285 |  |  | NotYetVerified |  | 3 | 11419 | 95.54 | 119.5 | 16.31 | 0.9039 | 5000 | 83.5
PR6ZRQQF | General Lighting ELectronic Co. LTD | Microshine | GL-HB90SB-XX(5000K) | Indoor Luminaires | High-Bay | Low-Bay Luminaires for Commercial and Industrial Buildings | Standard | FALSE | [9 empty] | 42285 |  |  | NotYetVerified |  | 3 | 6164 | 88.53 | 69.62 | 15.33 | 0.9595 | 5000 | 83.5
P1EVSXNV | General Lighting ELectronic Co. LTD | Microshine | GL-HB90SL-XX(5000K) | Indoor Luminaires | High-Bay | Low-Bay Luminaires for Commercial and Industrial Buildings | Standard | FALSE | [9 empty] | 42285 |  |  | NotYetVerified |  | 3 | 6451 | 92.55 | 69.7 | 14.29 | 0.9681 | 5000 | 83.5
PEY6ZQ9K | General Lighting ELectronic Co. LTD | Microshine | GL-HB240SL-XX(5000K) | Indoor Luminaires | High-Bay | High-Bay Luminaires for Commercial and Industrial Buildings | Standard | FALSE | [9 empty] | 42285 |  |  | NotYetVerified |  | 3 | 26459 | 98.73 | 268 | 10.41 | 0.9479 | 5000 | 83.4
PYTXJ2V2 | General Lighting ELectronic Co. LTD | Microshine | GL-HB240HL-XX(5000K) | Indoor Luminaires | High-Bay | High-Bay Luminaires for Commercial and Industrial Buildings | Standard | FALSE | [9 empty] | 42285 |  |  | NotYetVerified |  | 3 | 31023 | 115.46 | 268.7 | 9.59 | 0.9487 | 5000 | 75.2
P7K8D5N4 | General Lighting ELectronic Co. LTD | Microshine | GL-HB200HL-XX(5000K) | Indoor Luminaires | High-Bay | High-Bay Luminaires for Commercial and Industrial Buildings | Standard | FALSE | [9 empty] | 42285 |  |  | NotYetVerified |  | 3 | 18823 | 124.16 | 151.6 | 13.97 | 0.9182 | 5000 | 74
PP64RH6Q | General Lighting ELectronic Co. LTD | Microshine | GL-HB240HB-XX(5000K) | Indoor Luminaires | High-Bay | High-Bay Luminaires for Commercial and Industrial Buildings | Standard | FALSE | [9 empty] | 42285 |  |  | NotYetVerified |  | 3 | 30578 | 112.9 | 270.8 | 10.51 | 0.9502 | 5000 | 74
PN6AUNYC | General Lighting ELectronic Co. LTD | Microshine | GL-HB200HB-XX(5000K) | Indoor Luminaires | High-Bay | High-Bay Luminaires for Commercial and Industrial Buildings | Standard | FALSE | [9 empty] | 42285 |  |  | NotYetVerified |  | 3 | 17198 | 114.89 | 149.7 | 14.48 | 0.9205 | 5000 | 73.9
P1TUZGYN | General Lighting ELectronic Co. LTD | Microshine | GL-HB150HL-XX(5000K) | Indoor Luminaires | High-Bay | High-Bay Luminaires for Commercial and Industrial Buildings | Standard | FALSE | [9 empty] | 42285 |  |  | NotYetVerified |  | 3 | 14655 | 123.92 | 118.3 | 15.16 | 0.9022 | 5000 | 73.8
PM7XDK7Z | General Lighting ELectronic Co. LTD | Microshine | GL-HB150HB-XX(5000K) | Indoor Luminaires | High-Bay | High-Bay Luminaires for Commercial and Industrial Buildings | Standard | FALSE | [9 empty] | 42285 |  |  | NotYetVerified |  | 3 | 12798 | 108.09 | 118.4 | 16.13 | 0.9056 | 5000 | 73.7
PF2E13JS | General Lighting ELectronic Co. LTD | Microshine | GL-HB120HL-XX(5000K) | Indoor Luminaires | High-Bay | High-Bay Luminaires for Commercial and Industrial Buildings | Standard | FALSE | [9 empty] | 42285 |  |  | NotYetVerified |  | 3 | 11755 | 132.32 | 88.83 | 15.98 | 0.9174 | 5000 | 73.1
PQJ64MJ1 | General Lighting ELectronic Co. LTD | Microshine | GL-HB120HB-XX(5000K) | Indoor Luminaires | High-Bay | High-Bay Luminaires for Commercial and Industrial Buildings | Standard | FALSE | [9 empty] | 42285 |  |  | NotYetVerified |  | 3 | 11045 | 124.43 | 88.76 | 17.15 | 0.9098 | 5000 | 72.9
PGAGN2FW | General Lighting ELectronic Co. LTD | Microshine | GL-HB90HL-XX(5000K) | Indoor Luminaires | High-Bay | Low-Bay Luminaires for Commercial and Industrial Buildings | Standard | FALSE | [9 empty] | 42285 |  |  | NotYetVerified |  | 3 | 8482 | 121.14 | 70.02 | 15.01 | 0.9231 | 5000 | 72.5
P2DUA63W | General Lighting ELectronic Co. LTD | Microshine | GL-HB90HB-XX(5000K) | Indoor Luminaires | High-Bay | Low-Bay Luminaires for Commercial and Industrial Buildings | Standard | FALSE | [9 empty] | 42285 |  |  | NotYetVerified |  | 3 | 8276.5 | 118.15 | 70.05 | 14.56 | 0.9228 | 5000 | 72.4
PM4TUHY5 | General Lighting ELectronic Co. LTD | Microshine | GL-HB200SB-XX(4500K) | Indoor Luminaires | High-Bay | High-Bay Luminaires for Commercial and Industrial Buildings | Standard | FALSE | [9 empty] | 42285 |  |  | NotYetVerified |  | 3 | 13232 | 89 | 148.7 | 13.22 | 0.9157 | 4500 | 81.7
PTGYCQ5R | General Lighting ELectronic Co. LTD | Microshine | GL-HB200SL-XX(4500K) | Indoor Luminaires | High-Bay | High-Bay Luminaires for Commercial and Industrial Buildings | Standard | FALSE | [9 empty] | 42285 |  |  | NotYetVerified |  | 3 | 14302 | 96.19 | 148.7 | 12.19 | 0.9161 | 4500 | 81.6
P7UPQNC8 | General Lighting ELectronic Co. LTD | Microshine | GL-HB240SB-XX(4500K) | Indoor Luminaires | High-Bay | High-Bay Luminaires for Commercial and Industrial Buildings | Standard | FALSE | [9 empty] | 42285 |  |  | NotYetVerified |  | 3 | 23852 | 89.76 | 265.7 | 9.56 | 0.9411 | 4500 | 81.6
P7W247KK | General Lighting ELectronic Co. LTD | Microshine | GL-HB240SL-XX(4500K) | Indoor Luminaires | High-Bay | High-Bay Luminaires for Commercial and Industrial Buildings | Standard | FALSE | [9 empty] | 42285 |  |  | NotYetVerified |  | 3 | 25648 | 95.16 | 269.5 | 9.33 | 0.9381 | 4500 | 81.6
PVTPBVBM | General Lighting ELectronic Co. LTD | Microshine | GL-HB120SL-XX(4000K) | Indoor Luminaires | High-Bay | High-Bay Luminaires for Commercial and Industrial Buildings | Standard | FALSE | [9 empty] | 42285 |  |  | NotYetVerified |  | 3 | 9132.8 | 100.7 | 90.7 | 17.18 | 0.9104 | 4500 | 81.5
P6DKE4NA | General Lighting ELectronic Co. LTD | Microshine | GL-HB120SB-XX(4500K) | Indoor Luminaires | High-Bay | Low-Bay Luminaires for Commercial and Industrial Buildings | Standard | FALSE | [9 empty] | 42285 |  |  | NotYetVerified |  | 3 | 8440.7 | 93.76 | 90.02 | 16.68 | 0.9135 | 4500 | 81.5
P9C8M95A | General Lighting ELectronic Co. LTD | Microshine | GL-HB150SB-XX(4500K) | Indoor Luminaires | High-Bay | High-Bay Luminaires for Commercial and Industrial Buildings | Standard | FALSE | [9 empty] | 42285 |  |  | NotYetVerified |  | 3 | 9781.9 | 83.07 | 117.8 | 14.49 | 0.9015 | 4500 | 81.3
PV2FG23B | General Lighting ELectronic Co. LTD | Microshine | GL-HB90SL-XX(4500K) | Indoor Luminaires | High-Bay | Low-Bay Luminaires for Commercial and Industrial Buildings | Standard | FALSE | [9 empty] | 42285 |  |  | NotYetVerified |  | 3 | 6113.6 | 86.99 | 70.28 | 15.45 | 0.9398 | 4500 | 81.2
P8X5BV12 | General Lighting ELectronic Co. LTD | Microshine | GL-HB150SL-XX(4500K) | Indoor Luminaires | High-Bay | High-Bay Luminaires for Commercial and Industrial Buildings | Standard | FALSE | [9 empty] | 42285 |  |  | NotYetVerified |  | 3 | 10638 | 90.88 | 117 | 15.23 | 0.9024 | 4500 | 81.2
PPE3RK2K | General Lighting ELectronic Co. LTD | Microshine | GL-HB90SB-XX(4500K) | Indoor Luminaires | High-Bay | Low-Bay Luminaires for Commercial and Industrial Buildings | Standard | FALSE | [9 empty] | 42285 |  |  | NotYetVerified |  | 3 | 5677 | 81.06 | 70.03 | 14.44 | 0.9474 | 4500 | 81.2
PCKRMYAM | General Lighting ELectronic Co. LTD | Microshine | GL-HB90HL-XX(4500K) | Indoor Luminaires | High-Bay | Low-Bay Luminaires for Commercial and Industrial Buildings | Standard | FALSE | [9 empty] | 42285 |  |  | NotYetVerified |  | 3 | 7635.6 | 108.73 | 70.23 | 12.75 | 0.9624 | 4500 | 70.8
PXX1Z8HR | General Lighting ELectronic Co. LTD | Microshine | GL-HB90HB-XX(4500K) | Indoor Luminaires | High-Bay | Low-Bay Luminaires for Commercial and Industrial Buildings | Standard | FALSE | [9 empty] | 42285 |  |  | NotYetVerified |  | 3 | 7417.8 | 106.84 | 69.43 | 13.63 | 0.9439 | 4500 | 70.7
PD1NWYZR | General Lighting ELectronic Co. LTD | Microshine | GL-HB240HL-XX(4500K) | Indoor Luminaires | High-Bay | High-Bay Luminaires for Commercial and Industrial Buildings | Standard | FALSE | [9 empty] | 42285 |  |  | NotYetVerified |  | 3 | 30584 | 114.83 | 266.3 | 10.84 | 0.9472 | 4500 | 70.7
PEY8Z8X3 | General Lighting ELectronic Co. LTD | Microshine | GL-HB240HB-XX(4500K) | Indoor Luminaires | High-Bay | High-Bay Luminaires for Commercial and Industrial Buildings | Standard | FALSE | [9 empty] | 42285 |  |  | NotYetVerified |  | 3 | 28527 | 106.42 | 268.1 | 9.66 | 0.9439 | 4500 | 70.7
PA85H2J1 | General Lighting ELectronic Co. LTD | Microshine | GL-HB200HB-XX(4500K) | Indoor Luminaires | High-Bay | High-Bay Luminaires for Commercial and Industrial Buildings | Standard | FALSE | [9 empty] | 42285 |  |  | NotYetVerified |  | 3 | 15999 | 106.07 | 150.8 | 14.33 | 0.9172 | 4500 | 70.6
PDA8ND5V | General Lighting ELectronic Co. LTD | Microshine | GL-HB200HL-XX(4500K) | Indoor Luminaires | High-Bay | High-Bay Luminaires for Commercial and Industrial Buildings | Standard | FALSE | [9 empty] | 42285 |  |  | NotYetVerified |  | 3 | 17461 | 115.78 | 150.8 | 14.22 | 0.9168 | 4500 | 70.6
PSWPRKTZ | General Lighting ELectronic Co. LTD | Microshine | GL-HB120HB-XX(4500K) | Indoor Luminaires | High-Bay | High-Bay Luminaires for Commercial and Industrial Buildings | Standard | FALSE | [9 empty] | 42285 |  |  | NotYetVerified |  | 3 | 10077 | 112.44 | 89.62 | 17.23 | 0.9103 | 4500 | 70.5
PSBPUEMW | General Lighting ELectronic Co. LTD | Microshine | GL-HB120HL-XX(4500K) | Indoor Luminaires | High-Bay | High-Bay Luminaires for Commercial and Industrial Buildings | Standard | FALSE | [9 empty] | 42285 |  |  | NotYetVerified |  | 3 | 11047 | 121.83 | 90.67 | 16.59 | 0.9087 | 4500 | 70.5
PQMQ3Y91 | General Lighting ELectronic Co. LTD | Microshine | GL-HB150HB-XX(4500K) | Indoor Luminaires | High-Bay | High-Bay Luminaires for Commercial and Industrial Buildings | Standard | FALSE | [9 empty] | 42285 |  |  | NotYetVerified |  | 3 | 12209 | 103.61 | 117.8 | 15.56 | 0.9014 | 4500 | 70.5
PRRPBX2G | General Lighting ELectronic Co. LTD | Microshine | GL-HB150HL-XX(4500K) | Indoor Luminaires | High-Bay | High-Bay Luminaires for Commercial and Industrial Buildings | Standard | FALSE | [9 empty] | 42285 |  |  | NotYetVerified |  | 3 | 13535 | 113.5 | 119.3 | 14.61 | 0.9039 | 4500 | 70.5
PYJPDMAC | General Lighting ELectronic Co. LTD | Microshine | GL-HB200SB-XX(4000K) | Indoor Luminaires | High-Bay | High-Bay Luminaires for Commercial and Industrial Buildings | Standard | FALSE | [9 empty] | 42285 |  |  | NotYetVerified |  | 3 | 13232 | 89 | 148.7 | 13.22 | 0.9157 | 4000 | 81.7
PTRKX2SW | General Lighting ELectronic Co. LTD | Microshine | GL-HB200SL-XX(4000K) | Indoor Luminaires | High-Bay | High-Bay Luminaires for Commercial and Industrial Buildings | Standard | FALSE | [9 empty] | 42285 |  |  | NotYetVerified |  | 3 | 14302 | 96.19 | 148.7 | 12.19 | 0.9161 | 4000 | 81.6
PCD6SY9E | General Lighting ELectronic Co. LTD | Microshine | GL-HB240SB-XX(4000K) | Indoor Luminaires | High-Bay | High-Bay Luminaires for Commercial and Industrial Buildings | Standard | FALSE | [9 empty] | 42285 |  |  | NotYetVerified |  | 3 | 23852 | 89.76 | 265.7 | 9.56 | 0.9411 | 4000 | 81.6
PEENG547 | General Lighting ELectronic Co. LTD | Microshine | GL-HB240SL-XX(4000K) | Indoor Luminaires | High-Bay | High-Bay Luminaires for Commercial and Industrial Buildings | Standard | FALSE | [9 empty] | 42285 |  |  | NotYetVerified |  | 3 | 25648 | 95.16 | 269.5 | 9.33 | 0.9381 | 4000 | 81.6
PPQ4D1J9 | General Lighting ELectronic Co. LTD | Microshine | GL-HB120SL-XX(5000K) | Indoor Luminaires | High-Bay | High-Bay Luminaires for Commercial and Industrial Buildings | Standard | FALSE | [9 empty] | 42285 |  |  | NotYetVerified |  | 3 | 9132.8 | 100.7 | 90.7 | 17.18 | 0.9104 | 4000 | 81.5
PTT21239 | General Lighting ELectronic Co. LTD | Microshine | GL-HB120SB-XX(4000K) | Indoor Luminaires | High-Bay | Low-Bay Luminaires for Commercial and Industrial Buildings | Standard | FALSE | [9 empty] | 42285 |  |  | NotYetVerified |  | 3 | 8440.7 | 93.76 | 90.02 | 16.68 | 0.9135 | 4000 | 81.5
P7SGE2DH | General Lighting ELectronic Co. LTD | Microshine | GL-HB150SB-XX(4000K) | Indoor Luminaires | High-Bay | High-Bay Luminaires for Commercial and Industrial Buildings | Standard | FALSE | [9 empty] | 42285 |  |  | NotYetVerified |  | 3 | 9781.9 | 83.07 | 117.8 | 14.49 | 0.9015 | 4000 | 81.3
PMWJ4MPC | General Lighting ELectronic Co. LTD | Microshine | GL-HB90SL-XX(4000K) | Indoor Luminaires | High-Bay | Low-Bay Luminaires for Commercial and Industrial Buildings | Standard | FALSE | [9 empty] | 42285 |  |  | NotYetVerified |  | 3 | 6113.6 | 86.99 | 70.28 | 15.45 | 0.9398 | 4000 | 81.2
PW1N4Q8Y | General Lighting ELectronic Co. LTD | Microshine | GL-HB150SL-XX(4000K) | Indoor Luminaires | High-Bay | High-Bay Luminaires for Commercial and Industrial Buildings | Standard | FALSE | [9 empty] | 42285 |  |  | NotYetVerified |  | 3 | 10638 | 90.88 | 117 | 15.23 | 0.9024 | 4000 | 81.2
PPPK6VUW | General Lighting ELectronic Co. LTD | Microshine | GL-HB90SB-XX(4000K) | Indoor Luminaires | High-Bay | Low-Bay Luminaires for Commercial and Industrial Buildings | Standard | FALSE | [9 empty] | 42285 |  |  | NotYetVerified |  | 3 | 5677 | 81.06 | 70.03 | 14.44 | 0.9474 | 4000 | 81.2
P3CU6Y6E | General Lighting ELectronic Co. LTD | Microshine | GL-HB90HL-XX(4000K) | Indoor Luminaires | High-Bay | Low-Bay Luminaires for Commercial and Industrial Buildings | Standard | FALSE | [9 empty] | 42285 |  |  | NotYetVerified |  | 3 | 7635.6 | 108.73 | 70.23 | 12.75 | 0.9624 | 4000 | 70.8
P731VP2Z | General Lighting ELectronic Co. LTD | Microshine | GL-HB90HB-XX(4000K) | Indoor Luminaires | High-Bay | Low-Bay Luminaires for Commercial and Industrial Buildings | Standard | FALSE | [9 empty] | 42285 |  |  | NotYetVerified |  | 3 | 7417.8 | 106.84 | 69.43 | 13.63 | 0.9439 | 4000 | 70.7
PHU8QMA5 | General Lighting ELectronic Co. LTD | Microshine | GL-HB240HL-XX(4000K) | Indoor Luminaires | High-Bay | High-Bay Luminaires for Commercial and Industrial Buildings | Standard | FALSE | [9 empty] | 42285 |  |  | NotYetVerified |  | 3 | 30584 | 114.83 | 266.3 | 10.84 | 0.9472 | 4000 | 70.7
PJMNMX8Q | General Lighting ELectronic Co. LTD | Microshine | GL-HB240HB-XX(4000K) | Indoor Luminaires | High-Bay | High-Bay Luminaires for Commercial and Industrial Buildings | Standard | FALSE | [9 empty] | 42285 |  |  | NotYetVerified |  | 3 | 28527 | 106.42 | 268.1 | 9.66 | 0.9439 | 4000 | 70.7
P3WN6BAM | General Lighting ELectronic Co. LTD | Microshine | GL-HB200HB-XX(4000K) | Indoor Luminaires | High-Bay | High-Bay Luminaires for Commercial and Industrial Buildings | Standard | FALSE | [9 empty] | 42285 |  |  | NotYetVerified |  | 3 | 15999 | 106.07 | 150.8 | 14.33 | 0.9172 | 4000 | 70.6
PT1DHXYB | General Lighting ELectronic Co. LTD | Microshine | GL-HB200HL-XX(4000K) | Indoor Luminaires | High-Bay | High-Bay Luminaires for Commercial and Industrial Buildings | Standard | FALSE | [9 empty] | 42285 |  |  | NotYetVerified |  | 3 | 17461 | 115.78 | 150.8 | 14.22 | 0.9168 | 4000 | 70.6
PC6BRYQD | General Lighting ELectronic Co. LTD | Microshine | GL-HB120HB-XX(4000K) | Indoor Luminaires | High-Bay | High-Bay Luminaires for Commercial and Industrial Buildings | Standard | FALSE | [9 empty] | 42285 |  |  | NotYetVerified |  | 3 | 10077 | 112.44 | 89.62 | 17.23 | 0.9103 | 4000 | 70.5
PG52C4JJ | General Lighting ELectronic Co. LTD | Microshine | GL-HB120HL-XX(4000K) | Indoor Luminaires | High-Bay | High-Bay Luminaires for Commercial and Industrial Buildings | Standard | FALSE | [9 empty] | 42285 |  |  | NotYetVerified |  | 3 | 11047 | 121.83 | 90.67 | 16.59 | 0.9087 | 4000 | 70.5
P84NQD4Q | General Lighting ELectronic Co. LTD | Microshine | GL-HB150HB-XX(4000K) | Indoor Luminaires | High-Bay | High-Bay Luminaires for Commercial and Industrial Buildings | Standard | FALSE | [9 empty] | 42285 |  |  | NotYetVerified |  | 3 | 12209 | 103.61 | 117.8 | 15.56 | 0.9014 | 4000 | 70.5
PX7WYYNW | General Lighting ELectronic Co. LTD | Microshine | GL-HB150HL-XX(4000K) | Indoor Luminaires | High-Bay | High-Bay Luminaires for Commercial and Industrial Buildings | Standard | FALSE | [9 empty] | 42285 |  |  | NotYetVerified |  | 3 | 13535 | 113.5 | 119.3 | 14.61 | 0.9039 | 4000 | 70.5
PJ91TJCP | General Lighting ELectronic Co. LTD | Microshine | GL-HB200SB-XX(3500K) | Indoor Luminaires | High-Bay | High-Bay Luminaires for Commercial and Industrial Buildings | Standard | FALSE | [9 empty] | 42285 |  |  | NotYetVerified |  | 3 | 13232 | 89 | 148.7 | 13.22 | 0.9157 | 3500 | 81.7
PBJ4M4U6 | General Lighting ELectronic Co. LTD | Microshine | GL-HB200SL-XX(3500K) | Indoor Luminaires | High-Bay | High-Bay Luminaires for Commercial and Industrial Buildings | Standard | FALSE | [9 empty] | 42285 |  |  | NotYetVerified |  | 3 | 14302 | 96.19 | 148.7 | 12.19 | 0.9161 | 3500 | 81.6
PKNKM2QH | General Lighting ELectronic Co. LTD | Microshine | GL-HB240SB-XX(3500K) | Indoor Luminaires | High-Bay | High-Bay Luminaires for Commercial and Industrial Buildings | Standard | FALSE | [9 empty] | 42285 |  |  | NotYetVerified |  | 3 | 23852 | 89.76 | 265.7 | 9.56 | 0.9411 | 3500 | 81.6
PW33UZMQ | General Lighting ELectronic Co. LTD | Microshine | GL-HB240SL-XX(3500K) | Indoor Luminaires | High-Bay | High-Bay Luminaires for Commercial and Industrial Buildings | Standard | FALSE | [9 empty] | 42285 |  |  | NotYetVerified |  | 3 | 25648 | 95.16 | 269.5 | 9.33 | 0.9381 | 3500 | 81.6
PCZGXP4N | General Lighting ELectronic Co. LTD | Microshine | GL-HB120SL-XX(3500K) | Indoor Luminaires | High-Bay | High-Bay Luminaires for Commercial and Industrial Buildings | Standard | FALSE | [9 empty] | 42285 |  |  | NotYetVerified |  | 3 | 9132.8 | 100.7 | 90.7 | 17.18 | 0.9104 | 3500 | 81.5
PR9D547C | General Lighting ELectronic Co. LTD | Microshine | GL-HB120SB-XX(5000K) | Indoor Luminaires | High-Bay | Low-Bay Luminaires for Commercial and Industrial Buildings | Standard | FALSE | [9 empty] | 42285 |  |  | NotYetVerified |  | 3 | 8440.7 | 93.76 | 90.02 | 16.68 | 0.9135 | 3500 | 81.5
PACJ1U3Y | General Lighting ELectronic Co. LTD | Microshine | GL-HB150SB-XX(3500K) | Indoor Luminaires | High-Bay | High-Bay Luminaires for Commercial and Industrial Buildings | Standard | FALSE | [9 empty] | 42285 |  |  | NotYetVerified |  | 3 | 9781.9 | 83.07 | 117.8 | 14.49 | 0.9015 | 3500 | 81.3
PXDD6FAC | General Lighting ELectronic Co. LTD | Microshine | GL-HB90SL-XX(5000K) | Indoor Luminaires | High-Bay | Low-Bay Luminaires for Commercial and Industrial Buildings | Standard | FALSE | [9 empty] | 42285 |  |  | NotYetVerified |  | 3 | 6113.6 | 86.99 | 70.28 | 15.45 | 0.9398 | 3500 | 81.2
PS4C7SSP | General Lighting ELectronic Co. LTD | Microshine | GL-HB150SL-XX(3500K) | Indoor Luminaires | High-Bay | High-Bay Luminaires for Commercial and Industrial Buildings | Standard | FALSE | [9 empty] | 42285 |  |  | NotYetVerified |  | 3 | 10638 | 90.88 | 117 | 15.23 | 0.9024 | 3500 | 81.2
PPDHWDEY | General Lighting ELectronic Co. LTD | Microshine | GL-HB90SB-XX(3500K) | Indoor Luminaires | High-Bay | Low-Bay Luminaires for Commercial and Industrial Buildings | Standard | FALSE | [9 empty] | 42285 |  |  | NotYetVerified |  | 3 | 5677 | 81.06 | 70.03 | 14.44 | 0.9474 | 3500 | 81.2
PD8XBT9B | General Lighting ELectronic Co. LTD | Microshine | GL-HB90HL-XX(3500K) | Indoor Luminaires | High-Bay | Low-Bay Luminaires for Commercial and Industrial Buildings | Standard | FALSE | [9 empty] | 42285 |  |  | NotYetVerified |  | 3 | 7635.6 | 108.73 | 70.23 | 12.75 | 0.9624 | 3500 | 70.8
PV2ABBJ5 | General Lighting ELectronic Co. LTD | Microshine | GL-HB90HB-XX(3500K) | Indoor Luminaires | High-Bay | Low-Bay Luminaires for Commercial and Industrial Buildings | Standard | FALSE | [9 empty] | 42285 |  |  | NotYetVerified |  | 3 | 7417.8 | 106.84 | 69.43 | 13.63 | 0.9439 | 3500 | 70.7
PT4WVYB2 | General Lighting ELectronic Co. LTD | Microshine | GL-HB240HL-XX(3500K) | Indoor Luminaires | High-Bay | High-Bay Luminaires for Commercial and Industrial Buildings | Standard | FALSE | [9 empty] | 42285 |  |  | NotYetVerified |  | 3 | 30584 | 114.83 | 266.3 | 10.84 | 0.9472 | 3500 | 70.7
PH1M7EZT | General Lighting ELectronic Co. LTD | Microshine | GL-HB240HB-XX(3500K) | Indoor Luminaires | High-Bay | High-Bay Luminaires for Commercial and Industrial Buildings | Standard | FALSE | [9 empty] | 42285 |  |  | NotYetVerified |  | 3 | 28527 | 106.42 | 268.1 | 9.66 | 0.9439 | 3500 | 70.7
PY3PQZUV | General Lighting ELectronic Co. LTD | Microshine | GL-HB200HB-XX(3500K) | Indoor Luminaires | High-Bay | High-Bay Luminaires for Commercial and Industrial Buildings | Standard | FALSE | [9 empty] | 42285 |  |  | NotYetVerified |  | 3 | 15999 | 106.07 | 150.8 | 14.33 | 0.9172 | 3500 | 70.6
PGB6GNX4 | General Lighting ELectronic Co. LTD | Microshine | GL-HB200HL-XX(3500K) | Indoor Luminaires | High-Bay | High-Bay Luminaires for Commercial and Industrial Buildings | Standard | FALSE | [9 empty] | 42285 |  |  | NotYetVerified |  | 3 | 17461 | 115.78 | 150.8 | 14.22 | 0.9168 | 3500 | 70.6
P3PTY7YM | General Lighting ELectronic Co. LTD | Microshine | GL-HB120HB-XX(3500K) | Indoor Luminaires | High-Bay | High-Bay Luminaires for Commercial and Industrial Buildings | Standard | FALSE | [9 empty] | 42285 |  |  | NotYetVerified |  | 3 | 10077 | 112.44 | 89.62 | 17.23 | 0.9103 | 3500 | 70.5
P4M2AYT6 | General Lighting ELectronic Co. LTD | Microshine | GL-HB120HL-XX(3500K) | Indoor Luminaires | High-Bay | High-Bay Luminaires for Commercial and Industrial Buildings | Standard | FALSE | [9 empty] | 42285 |  |  | NotYetVerified |  | 3 | 11047 | 121.83 | 90.67 | 16.59 | 0.9087 | 3500 | 70.5
PSYH7FA4 | General Lighting ELectronic Co. LTD | Microshine | GL-HB150HB-XX(3500K) | Indoor Luminaires | High-Bay | High-Bay Luminaires for Commercial and Industrial Buildings | Standard | FALSE | [9 empty] | 42285 |  |  | NotYetVerified |  | 3 | 12209 | 103.61 | 117.8 | 15.56 | 0.9014 | 3500 | 70.5
PGUJU149 | General Lighting ELectronic Co. LTD | Microshine | GL-HB150HL-XX(3500K) | Indoor Luminaires | High-Bay | High-Bay Luminaires for Commercial and Industrial Buildings | Standard | FALSE | [9 empty] | 42285 |  |  | NotYetVerified |  | 3 | 13535 | 113.5 | 119.3 | 14.61 | 0.9039 | 3500 | 70.5
PXMR7S2F | Orion Energy Systems Inc | Apollo | HBAC2D1OAXXXNDX850NLXX-XXXXXXXX | Indoor Luminaires | High-Bay | High-Bay Aisle Luminaires | Premium | FALSE | [9 empty] | 42285 |  |  | Yes |  | 3 | 27200 | 131.1475 | 207.4 | 11.4 | 0.975 | 4996 | 80.7
PNJQ8WC9 | Orion Energy Systems Inc | Apollo | HBAC2D1AAXXXNDX850NLXX-XXXXXXXX | Indoor Luminaires | High-Bay | High-Bay Aisle Luminaires | Premium | FALSE | [9 empty] | 42285 |  |  | Yes |  | 3 | 25853.78 | 124.6566 | 207.4 | 11.4 | 0.975 | 4996 | 80.7
PFRVT6Z9 | Orion Energy Systems Inc | Apollo | HBAC2D1OAXXXNDX850LFXX-XXXXXXXX | Indoor Luminaires | High-Bay | High-Bay Aisle Luminaires | Premium | FALSE | [9 empty] | 42285 |  |  | Yes |  | 3 | 25811.379 | 124.4522 | 207.4 | 11.4 | 0.975 | 4996 | 80.7
PAW9VQEQ | Orion Energy Systems Inc | Apollo | HBAC2D1OAXXXNDX850LCXX-XXXXXXXX | Indoor Luminaires | High-Bay | High-Bay Aisle Luminaires | Premium | FALSE | [9 empty] | 42285 | Not Dimmable | Not Dimmable | Yes |  | 3 | 25546.375 | 123.1744 | 207.4 | 11.4 | 0.975 | 4996 | 80.7
PGBRBQET | Orion Energy Systems Inc | Apollo | HBAC2D1AAXXXNDX850LFXX-XXXXXXXX | Indoor Luminaires | High-Bay | High-Bay Aisle Luminaires | Premium | FALSE | [9 empty] | 42285 |  |  | Yes |  | 3 | 24295.557 | 117.1435 | 207.4 | 11.4 | 0.975 | 4996 | 80.7
PJECSMV7 | Orion Energy Systems Inc | Apollo | HBAC2D1AAXXXNDX850LCXX-XXXXXXXX | Indoor Luminaires | High-Bay | High-Bay Aisle Luminaires | Premium | FALSE | [9 empty] | 42285 |  |  | Yes |  | 3 | 23907.592 | 115.2729 | 207.4 | 11.4 | 0.975 | 4996 | 80.7
P6HWD8SB | Orion Energy Systems Inc | Apollo | HBAC2D1OAUNVNDX850NLXX-XXXXXXXX | Indoor Luminaires | High-Bay | High-Bay Aisle Luminaires | Premium | FALSE | [9 empty] | 42285 | Not Dimmable | Not Dimmable | Yes |  | 3 | 27200 | 135.3234 | 201 | 8.14 | 0.969 | 4996 | 80.7
PCQS955Q | Orion Energy Systems Inc | Apollo | HBAC2D1AAUNVNDX850NLXX-XXXXXXXX | Indoor Luminaires | High-Bay | High-Bay Aisle Luminaires | Premium | FALSE | [9 empty] | 42285 | Not Dimmable | Not Dimmable | Yes |  | 3 | 25853.78 | 129.6579 | 199.4 | 8.14 | 0.969 | 4996 | 80.7
P3MNUVGM | Orion Energy Systems Inc | Apollo | HBAC2D1OAUNVNDX850LFXX-XXXXXXXX | Indoor Luminaires | High-Bay | High-Bay Aisle Luminaires | Premium | FALSE | [9 empty] | 42285 | Not Dimmable | Not Dimmable | Yes |  | 3 | 25811.379 | 129.6403 | 199.1 | 8.14 | 0.969 | 4996 | 80.7
PRTCDYMA | Orion Energy Systems Inc | Apollo | HBAC2D1OAUNVNDX850LCXX-XXXXXXXX | Indoor Luminaires | High-Bay | High-Bay Aisle Luminaires | Premium | FALSE | [9 empty] | 42285 |  |  | Yes |  | 3 | 25546.375 | 128.4383 | 198.9 | 8.14 | 0.969 | 4996 | 80.7
PZ9M6YV5 | Orion Energy Systems Inc | Apollo | HBAC2D1AAUNVNDX850LFXX-XXXXXXXX | Indoor Luminaires | High-Bay | High-Bay Aisle Luminaires | Premium | FALSE | [9 empty] | 42285 |  |  | Yes |  | 3 | 24295.557 | 121.8433 | 199.4 | 8.14 | 0.969 | 4996 | 80.7
PN91BXYE | Orion Energy Systems Inc | Apollo | HBAC2D1AAUNVNDX850LCXX-XXXXXXXX | Indoor Luminaires | High-Bay | High-Bay Aisle Luminaires | Premium | FALSE | [9 empty] | 42285 |  |  | Yes |  | 3 | 23907.592 | 119.8976 | 199.4 | 8.14 | 0.969 | 4996 | 80.7
P5Q6AUEN | Orion Energy Systems Inc | Apollo | HBAC2D1OAXXXFDX850NLXX-XXXXXXXX | Indoor Luminaires | High-Bay | High-Bay Luminaires for Commercial and Industrial Buildings | Premium | FALSE | [9 empty] | 42285 | Dimmable | Continuous Above 10 | Yes |  | 3 | 27200 | 131.1475 | 207.4 | 11.4 | 0.975 | 4996 | 80.7
PDF4Q5F7 | Orion Energy Systems Inc | Apollo | HBAC2D1AAXXXFDX850NLXX-XXXXXXXX | Indoor Luminaires | High-Bay | High-Bay Aisle Luminaires | Premium | FALSE | [9 empty] | 42285 | Dimmable | Continuous Above 10 | Yes |  | 3 | 25853.78 | 124.6566 | 207.4 | 11.4 | 0.975 | 4996 | 80.7
P61JQCZY | Orion Energy Systems Inc | Apollo | HBAC2D1OAXXXFDX850LFXX-XXXXXXXX | Indoor Luminaires | High-Bay | High-Bay Luminaires for Commercial and Industrial Buildings | Premium | FALSE | [9 empty] | 42285 | Dimmable | Continuous Above 10 | Yes |  | 3 | 25811.379 | 124.4522 | 207.4 | 11.4 | 0.975 | 4996 | 80.7
P5ZAYCNT | Orion Energy Systems Inc | Apollo | HBAC2D1OAXXXFDX850LCXX-XXXXXXXX | Indoor Luminaires | High-Bay | High-Bay Luminaires for Commercial and Industrial Buildings | Premium | FALSE | [9 empty] | 42285 | Dimmable | Continuous Above 10 | Yes |  | 3 | 25546.375 | 123.1744 | 207.4 | 11.4 | 0.975 | 4996 | 80.7
PVGHJMD4 | Orion Energy Systems Inc | Apollo | HBAC2D1AAXXXFDX850LFXX-XXXXXXXX | Indoor Luminaires | High-Bay | High-Bay Aisle Luminaires | Premium | FALSE | [9 empty] | 42285 |  |  | Yes |  | 3 | 24295.557 | 117.1435 | 207.4 | 11.4 | 0.975 | 4996 | 80.7
PXJ5BGWH | Orion Energy Systems Inc | Apollo | HBAC2D1AAXXXFDX850LCXX-XXXXXXXX | Indoor Luminaires | High-Bay | High-Bay Aisle Luminaires | Premium | FALSE | [9 empty] | 42285 |  |  | Yes |  | 3 | 23907.592 | 115.2729 | 207.4 | 11.4 | 0.975 | 4996 | 80.7
PMS4UA4A | Orion Energy Systems Inc | Apollo | HBAC2D1OAUNVFDX850NLXX-XXXXXXXX | Indoor Luminaires | High-Bay | High-Bay Luminaires for Commercial and Industrial Buildings | Premium | FALSE | [9 empty] | 42285 |  |  | Yes | Updated on 9/9/2016 | 3 | 27200 | 135.3234 | 201 | 8.14 | 0.969 | 4996 | 80.7
PKV2JVJV | Orion Energy Systems Inc | Apollo | HBAC2D1AAUNVFDX850NLXX-XXXXXXXX | Indoor Luminaires | High-Bay | High-Bay Aisle Luminaires | Premium | FALSE | [9 empty] | 42285 |  |  | Yes |  | 3 | 25853.78 | 129.6579 | 199.4 | 8.14 | 0.969 | 4996 | 80.7
PM78TGRS | Orion Energy Systems Inc | Apollo | HBAC2D1OAUNVFDX850LFXX-XXXXXXXX | Indoor Luminaires | High-Bay | High-Bay Luminaires for Commercial and Industrial Buildings | Premium | FALSE | [9 empty] | 42285 |  |  | Yes |  | 3 | 25811.379 | 129.6403 | 199.1 | 8.14 | 0.969 | 4996 | 80.7
P9G9UXUC | Orion Energy Systems Inc | Apollo | HBAC2D1OAUNVFDX850LCXX-XXXXXXXX | Indoor Luminaires | High-Bay | High-Bay Luminaires for Commercial and Industrial Buildings | Premium | FALSE | [9 empty] | 42285 | Dimmable | Continuous Above 10 | Yes |  | 3 | 25546.375 | 128.4383 | 198.9 | 8.14 | 0.969 | 4996 | 80.7
PCR9HDJ7 | Orion Energy Systems Inc | Apollo | HBAC2D1AAUNVFDX850LFXX-XXXXXXXX | Indoor Luminaires | High-Bay | High-Bay Aisle Luminaires | Premium | FALSE | [9 empty] | 42285 | Dimmable | Continuous Above 10 | Yes |  | 3 | 24295.557 | 121.8433 | 199.4 | 8.14 | 0.969 | 4996 | 80.7
P2AZ84ZD | Orion Energy Systems Inc | Apollo | HBAC2D1AAUNVFDX850LCXX-XXXXXXXX | Indoor Luminaires | High-Bay | High-Bay Aisle Luminaires | Premium | FALSE | [9 empty] | 42285 | Dimmable | Continuous Above 10 | Yes |  | 3 | 23907.592 | 119.8976 | 199.4 | 8.14 | 0.969 | 4996 | 80.7
PW49M95B | Orion Energy Systems Inc | Apollo | HBAC2B1OAXXXNDX850NLXX-XXXXXXXX | Indoor Luminaires | High-Bay | High-Bay Aisle Luminaires | Premium | FALSE | [9 empty] | 42285 |  |  | Yes |  | 3 | 14910 | 129.6522 | 115 | 21.4 | 0.937 | 4983 | 80.7
P786DEN4 | Orion Energy Systems Inc | Apollo | HBAC2B1AAXXXNDX850NLXX-XXXXXXXX | Indoor Luminaires | High-Bay | High-Bay Aisle Luminaires | Premium | FALSE | [9 empty] | 42285 | Not Dimmable | Not Dimmable | Yes |  | 3 | 13911.884 | 120.9729 | 115 | 21.4 | 0.937 | 4983 | 80.7
PN1T2AND | Orion Energy Systems Inc | Apollo | HBAC2B1OAXXXNDX850LFXX-XXXXXXXX | Indoor Luminaires | High-Bay | High-Bay Aisle Luminaires | Premium | FALSE | [9 empty] | 42285 |  |  | Yes |  | 3 | 13736.956 | 119.4518 | 115 | 21.4 | 0.937 | 4983 | 80.7
PRT79Y88 | Orion Energy Systems Inc | Apollo | HBAC2B1OAXXXNDX850LCXX-XXXXXXXX | Indoor Luminaires | High-Bay | High-Bay Aisle Luminaires | Premium | FALSE | [9 empty] | 42285 |  |  | Yes |  | 3 | 13407.682 | 116.5885 | 115 | 21.4 | 0.937 | 4983 | 80.7
P7TW6AUD | Orion Energy Systems Inc | Apollo | HBAC2B1AAXXXNDX850LFXX-XXXXXXXX | Indoor Luminaires | High-Bay | High-Bay Aisle Luminaires | Premium | FALSE | [9 empty] | 42285 | Not Dimmable | Not Dimmable | Yes |  | 3 | 13068.116 | 113.6358 | 115 | 21.4 | 0.937 | 4983 | 80.7
PGSCUTXC | Orion Energy Systems Inc | Apollo | HBAC2B1AAXXXNDX850LCXX-XXXXXXXX | Indoor Luminaires | High-Bay | High-Bay Aisle Luminaires | Premium | FALSE | [9 empty] | 42285 |  |  | Yes |  | 3 | 12749.131 | 110.862 | 115 | 21.4 | 0.937 | 4983 | 80.7
PEEFJWPJ | Orion Energy Systems Inc | Apollo | HBAC2B1OAUNVNDX850NLXX-XXXXXXXX | Indoor Luminaires | High-Bay | High-Bay Aisle Luminaires | Premium | FALSE | [9 empty] | 42285 |  |  | Yes |  | 3 | 14910 | 139.0858 | 107.2 | 13.5 | 0.989 | 4983 | 80.7
PMDB731C | Orion Energy Systems Inc | Apollo | HBAC2B1AAUNVNDX850NLXX-XXXXXXXX | Indoor Luminaires | High-Bay | High-Bay Aisle Luminaires | Premium | FALSE | [9 empty] | 42285 |  |  | Yes |  | 3 | 13911.884 | 129.775 | 107.2 | 13.5 | 0.989 | 4983 | 80.7
PT5X5ZK4 | Orion Energy Systems Inc | Apollo | HBAC2B1OAUNVNDX850LFXX-XXXXXXXX | Indoor Luminaires | High-Bay | High-Bay Aisle Luminaires | Premium | FALSE | [9 empty] | 42285 |  |  | Yes |  | 3 | 13736.956 | 128.1432 | 107.2 | 13.5 | 0.989 | 4983 | 80.7
PKB7M7KZ | Orion Energy Systems Inc | Apollo | HBAC2B1OAUNVNDX850LCXX-XXXXXXXX | Indoor Luminaires | High-Bay | High-Bay Aisle Luminaires | Premium | FALSE | [9 empty] | 42285 |  |  | Yes |  | 3 | 13407.682 | 124.9551 | 107.3 | 13.5 | 0.989 | 4983 | 80.7
PNGA11ZR | Orion Energy Systems Inc | Apollo | HBAC2B1AAUNVNDX850LFXX-XXXXXXXX | Indoor Luminaires | High-Bay | High-Bay Aisle Luminaires | Premium | FALSE | [9 empty] | 42285 |  |  | Yes |  | 3 | 13068.116 | 121.9041 | 107.2 | 13.5 | 0.989 | 4983 | 80.7
PETUMQF4 | Orion Energy Systems Inc | Apollo | HBAC2B1AAUNVNDX850LCXX-XXXXXXXX | Indoor Luminaires | High-Bay | High-Bay Aisle Luminaires | Premium | FALSE | [9 empty] | 42285 |  |  | Yes |  | 3 | 12749.131 | 118.9285 | 107.2 | 13.5 | 0.989 | 4983 | 80.7
P3UQMBFC | Orion Energy Systems Inc | Apollo | HBAC2B1OAXXXFDX850NLXX-XXXXXXXX | Indoor Luminaires | High-Bay | High-Bay Luminaires for Commercial and Industrial Buildings | Premium | FALSE | [9 empty] | 42285 | Dimmable | Continuous Above 10 | Yes |  | 3 | 14910 | 129.6522 | 115 | 21.4 | 0.937 | 4983 | 80.7
PT7G6X6Z | Orion Energy Systems Inc | Apollo | HBAC2B1AAXXXFDX850NLXX-XXXXXXXX | Indoor Luminaires | High-Bay | High-Bay Aisle Luminaires | Premium | FALSE | [9 empty] | 42285 |  |  | Yes |  | 3 | 13911.884 | 120.9729 | 115 | 21.4 | 0.937 | 4983 | 80.7
P7KDD4JN | Orion Energy Systems Inc | Apollo | HBAC2B1OAXXXFDX850LFXX-XXXXXXXX | Indoor Luminaires | High-Bay | High-Bay Luminaires for Commercial and Industrial Buildings | Premium | FALSE | [9 empty] | 42285 | Dimmable | Continuous Above 10 | Yes |  | 3 | 13736.956 | 119.4518 | 115 | 21.4 | 0.937 | 4983 | 80.7
PZ62RZY4 | Orion Energy Systems Inc | Apollo | HBAC2B1OAXXXFDX850LCXX-XXXXXXXX | Indoor Luminaires | High-Bay | High-Bay Luminaires for Commercial and Industrial Buildings | Premium | FALSE | [9 empty] | 42285 |  |  | Yes |  | 3 | 13407.682 | 116.5885 | 115 | 21.4 | 0.937 | 4983 | 80.7
P8KHA9AK | Orion Energy Systems Inc | Apollo | HBAC2B1AAXXXFDX850LFXX-XXXXXXXX | Indoor Luminaires | High-Bay | High-Bay Aisle Luminaires | Premium | FALSE | [9 empty] | 42285 | Dimmable | Continuous Above 10 | Yes |  | 3 | 13068.116 | 113.6358 | 115 | 21.4 | 0.937 | 4983 | 80.7
P5ETNDYD | Orion Energy Systems Inc | Apollo | HBAC2B1AAXXXFDX850LCXX-XXXXXXXX | Indoor Luminaires | High-Bay | High-Bay Aisle Luminaires | Premium | FALSE | [9 empty] | 42285 | Dimmable | Continuous Above 10 | Yes |  | 3 | 12749.131 | 110.862 | 115 | 21.4 | 0.937 | 4983 | 80.7
PHWMKB52 | Orion Energy Systems Inc | Apollo | HBAC2B1OAUNVFDX850NLXX-XXXXXXXX | Indoor Luminaires | High-Bay | High-Bay Luminaires for Commercial and Industrial Buildings | Premium | FALSE | [9 empty] | 42285 |  |  | Yes |  | 3 | 14910 | 139.0858 | 107.2 | 13.5 | 0.989 | 4983 | 80.7
PFKFQ1RT | Orion Energy Systems Inc | Apollo | HBAC2B1AAUNVFDX850NLXX-XXXXXXXX | Indoor Luminaires | High-Bay | High-Bay Aisle Luminaires | Premium | FALSE | [9 empty] | 42285 |  |  | Yes |  | 3 | 13911.884 | 129.775 | 107.2 | 13.5 | 0.989 | 4983 | 80.7
P9WZPU67 | Orion Energy Systems Inc | Apollo | HBAC2B1OAUNVFDX850LFXX-XXXXXXXX | Indoor Luminaires | High-Bay | High-Bay Luminaires for Commercial and Industrial Buildings | Premium | FALSE | [9 empty] | 42285 | Dimmable | Continuous Above 10 | Yes |  | 3 | 13736.956 | 128.1432 | 107.2 | 13.5 | 0.989 | 4983 | 80.7
PJB3QW72 | Orion Energy Systems Inc | Apollo | HBAC2B1OAUNVFDX850LCXX-XXXXXXXX | Indoor Luminaires | High-Bay | High-Bay Luminaires for Commercial and Industrial Buildings | Premium | FALSE | [9 empty] | 42285 |  |  | Yes |  | 3 | 13407.682 | 124.9551 | 107.3 | 13.5 | 0.989 | 4983 | 80.7
PY76B7S6 | Orion Energy Systems Inc | Apollo | HBAC2B1AAUNVFDX850LFXX-XXXXXXXX | Indoor Luminaires | High-Bay | High-Bay Aisle Luminaires | Premium | FALSE | [9 empty] | 42285 |  |  | Yes |  | 3 | 13068.116 | 121.9041 | 107.2 | 13.5 | 0.989 | 4983 | 80.7
PYYX7E4R | Orion Energy Systems Inc | Apollo | HBAC2B1AAUNVFDX850LCXX-XXXXXXXX | Indoor Luminaires | High-Bay | High-Bay Aisle Luminaires | Premium | FALSE | [9 empty] | 42285 |  |  | Yes |  | 3 | 12749.131 | 118.9285 | 107.2 | 13.5 | 0.989 | 4983 | 80.7
P5VPHSDD | Orion Energy Systems Inc | Apollo | HBAC2A1OAXXXNDX850NLXX-XXXXXXXX | Indoor Luminaires | High-Bay | High-Bay Aisle Luminaires | Premium | FALSE | [9 empty] | 42285 | Not Dimmable | Not Dimmable | Yes |  | 3 | 13860 | 131.4991 | 105.4 | 15.8 | 0.928 | 4982 | 80.7
PDAEX6PS | Orion Energy Systems Inc | Apollo | HBAC2A1AAXXXNDX850NLXX-XXXXXXXX | Indoor Luminaires | High-Bay | High-Bay Aisle Luminaires | Premium | FALSE | [9 empty] | 42285 | Not Dimmable | Not Dimmable | Yes |  | 3 | 13448.943 | 127.5991 | 105.4 | 15.8 | 0.928 | 4982 | 80.7
PUQDP1TE | Orion Energy Systems Inc | Apollo | HBAC2A1OAXXXNDX850LFXX-XXXXXXXX | Indoor Luminaires | High-Bay | High-Bay Aisle Luminaires | Premium | FALSE | [9 empty] | 42285 |  |  | Yes |  | 3 | 12943.026 | 122.7991 | 105.4 | 15.8 | 0.928 | 4982 | 80.7
PAREED9X | Orion Energy Systems Inc | Apollo | HBAC2A1OAXXXNDX850LCXX-XXXXXXXX | Indoor Luminaires | High-Bay | High-Bay Aisle Luminaires | Premium | FALSE | [9 empty] | 42285 | Not Dimmable | Not Dimmable | Yes |  | 3 | 12784.928 | 121.2991 | 105.4 | 15.8 | 0.928 | 4982 | 80.7
PGRCMMDV | Orion Energy Systems Inc | Apollo | HBAC2A1AAXXXNDX850LFXX-XXXXXXXX | Indoor Luminaires | High-Bay | High-Bay Aisle Luminaires | Premium | FALSE | [9 empty] | 42285 |  |  | Yes |  | 3 | 12521.43 | 118.7991 | 105.4 | 15.8 | 0.928 | 4982 | 80.7
PXV4BD1N | Orion Energy Systems Inc | Apollo | HBAC2A1AAXXXNDX850LCXX-XXXXXXXX | Indoor Luminaires | High-Bay | High-Bay Aisle Luminaires | Premium | FALSE | [9 empty] | 42285 |  |  | Yes |  | 3 | 12247.392 | 116.1992 | 105.4 | 15.8 | 0.928 | 4982 | 80.7
PWQ92ADA | Orion Energy Systems Inc | Apollo | HBAC2A1OAUNVNDX850NLXX-XXXXXXXX | Indoor Luminaires | High-Bay | High-Bay Aisle Luminaires | Premium | FALSE | [9 empty] | 42285 |  |  | Yes |  | 3 | 13860 | 139.9576 | 99.03 | 7.95 | 0.969 | 4982 | 80.7
P38JAKFJ | Orion Energy Systems Inc | Apollo | HBAC2A1AAUNVNDX850NLXX-XXXXXXXX | Indoor Luminaires | High-Bay | High-Bay Aisle Luminaires | Premium | FALSE | [9 empty] | 42285 | Not Dimmable | Not Dimmable | Yes |  | 3 | 13448.943 | 135.5057 | 99.25 | 7.95 | 0.969 | 4982 | 80.7
PKZ2C5FT | Orion Energy Systems Inc | Apollo | HBAC2A1OAUNVNDX850LFXX-XXXXXXXX | Indoor Luminaires | High-Bay | High-Bay Aisle Luminaires | Premium | FALSE | [9 empty] | 42285 |  |  | Yes |  | 3 | 12943.026 | 131.1084 | 98.72 | 7.95 | 0.969 | 4982 | 80.7
PDEJDMHT | Orion Energy Systems Inc | Apollo | HBAC2A1OAUNVNDX850LCXX-XXXXXXXX | Indoor Luminaires | High-Bay | High-Bay Aisle Luminaires | Premium | FALSE | [9 empty] | 42285 | Not Dimmable | Not Dimmable | Yes |  | 3 | 12784.928 | 129.5726 | 98.67 | 7.95 | 0.969 | 4982 | 80.7
PBXTZ1RY | Orion Energy Systems Inc | Apollo | HBAC2A1AAUNVNDX850LFXX-XXXXXXXX | Indoor Luminaires | High-Bay | High-Bay Aisle Luminaires | Premium | FALSE | [9 empty] | 42285 | Not Dimmable | Not Dimmable | Yes |  | 3 | 12521.43 | 126.6198 | 98.89 | 7.95 | 0.969 | 4982 | 80.7
PTNXJJ6Q | Orion Energy Systems Inc | Apollo | HBAC2A1AAUNVNDX850LCXX-XXXXXXXX | Indoor Luminaires | High-Bay | High-Bay Aisle Luminaires | Premium | FALSE | [9 empty] | 42285 |  |  | Yes |  | 3 | 12247.392 | 123.7735 | 98.95 | 7.95 | 0.969 | 4982 | 80.7
PBXNCHUN | Orion Energy Systems Inc | Apollo | HBAC2A1OAXXXFDX850NLXX-XXXXXXXX | Indoor Luminaires | High-Bay | High-Bay Luminaires for Commercial and Industrial Buildings | Premium | FALSE | [9 empty] | 42285 | Dimmable | Continuous Above 10 | Yes |  | 3 | 13860 | 131.4991 | 105.4 | 15.8 | 0.928 | 4982 | 80.7
PQN5BGAQ | Orion Energy Systems Inc | Apollo | HBAC2A1AAXXXFDX850NLXX-XXXXXXXX | Indoor Luminaires | High-Bay | High-Bay Aisle Luminaires | Premium | FALSE | [9 empty] | 42285 |  |  | Yes |  | 3 | 13448.943 | 127.5991 | 105.4 | 15.8 | 0.928 | 4982 | 80.7
PCMUD2BV | Orion Energy Systems Inc | Apollo | HBAC2A1OAXXXFDX850LFXX-XXXXXXXX | Indoor Luminaires | High-Bay | High-Bay Luminaires for Commercial and Industrial Buildings | Premium | FALSE | [9 empty] | 42285 | Dimmable | Continuous Above 10 | Yes |  | 3 | 12943.026 | 122.7991 | 105.4 | 15.8 | 0.928 | 4982 | 80.7
P9YAGBPX | Orion Energy Systems Inc | Apollo | HBAC2A1OAXXXFDX850LCXX-XXXXXXXX | Indoor Luminaires | High-Bay | High-Bay Luminaires for Commercial and Industrial Buildings | Premium | FALSE | [9 empty] | 42285 | Dimmable | Continuous Above 10 | Yes |  | 3 | 12784.928 | 121.2991 | 105.4 | 15.8 | 0.928 | 4982 | 80.7
P36BQ92Z | Orion Energy Systems Inc | Apollo | HBAC2A1AAXXXFDX850LFXX-XXXXXXXX | Indoor Luminaires | High-Bay | High-Bay Aisle Luminaires | Premium | FALSE | [9 empty] | 42285 | Dimmable | Continuous Above 10 | Yes |  | 3 | 12521.43 | 118.7991 | 105.4 | 15.8 | 0.928 | 4982 | 80.7
PJ4TSNK5 | Orion Energy Systems Inc | Apollo | HBAC2A1AAXXXFDX850LCXX-XXXXXXXX | Indoor Luminaires | High-Bay | High-Bay Aisle Luminaires | Premium | FALSE | [9 empty] | 42285 |  |  | Yes |  | 3 | 12247.392 | 116.1992 | 105.4 | 15.8 | 0.928 | 4982 | 80.7
PV728CC3 | Orion Energy Systems Inc | Apollo | HBAC2A1OAUNVFDX850NLXX-XXXXXXXX | Indoor Luminaires | High-Bay | High-Bay Luminaires for Commercial and Industrial Buildings | Premium | FALSE | [9 empty] | 42285 |  |  | Yes |  | 3 | 13860 | 139.9576 | 99.03 | 7.95 | 0.969 | 4982 | 80.7
P3K2M8WD | Orion Energy Systems Inc | Apollo | HBAC2A1AAUNVFDX850NLXX-XXXXXXXX | Indoor Luminaires | High-Bay | High-Bay Aisle Luminaires | Premium | FALSE | [9 empty] | 42285 | Dimmable | Continuous Above 10 | Yes |  | 3 | 13448.943 | 135.5057 | 99.25 | 7.95 | 0.969 | 4982 | 80.7
PUEQYW15 | Orion Energy Systems Inc | Apollo | HBAC2A1OAUNVFDX850LFXX-XXXXXXXX | Indoor Luminaires | High-Bay | High-Bay Luminaires for Commercial and Industrial Buildings | Premium | FALSE | [9 empty] | 42285 |  |  | Yes |  | 3 | 12943.026 | 131.1084 | 98.72 | 7.95 | 0.969 | 4982 | 80.7
PQQHFVSH | Orion Energy Systems Inc | Apollo | HBAC2A1OAUNVFDX850LCXX-XXXXXXXX | Indoor Luminaires | High-Bay | High-Bay Luminaires for Commercial and Industrial Buildings | Premium | FALSE | [9 empty] | 42285 |  |  | Yes |  | 3 | 12784.928 | 129.5726 | 98.67 | 7.95 | 0.969 | 4982 | 80.7
PDTXV45J | Orion Energy Systems Inc | Apollo | HBAC2A1AAUNVFDX850LFXX-XXXXXXXX | Indoor Luminaires | High-Bay | High-Bay Aisle Luminaires | Premium | FALSE | [9 empty] | 42285 | Dimmable | Continuous Above 10 | Yes |  | 3 | 12521.43 | 126.6198 | 98.89 | 7.95 | 0.969 | 4982 | 80.7
P8C1MRPD | Orion Energy Systems Inc | Apollo | HBAC2A1AAUNVFDX850LCXX-XXXXXXXX | Indoor Luminaires | High-Bay | High-Bay Aisle Luminaires | Premium | FALSE | [9 empty] | 42285 | Dimmable | Continuous Above 10 | Yes |  | 3 | 12247.392 | 123.7735 | 98.95 | 7.95 | 0.969 | 4982 | 80.7
PCM9RB4N | Orion Energy Systems Inc | Apollo | HBAC2C1OAXXXNDX850NLXX-XXXXXXXX | Indoor Luminaires | High-Bay | High-Bay Aisle Luminaires | Premium | FALSE | [9 empty] | 42285 | Not Dimmable | Not Dimmable | Yes |  | 3 | 21520 | 141.2073 | 152.4 | 14 | 0.958 | 4968 | 80.8
PP11ATW4 | Orion Energy Systems Inc | Apollo | HBAC2C1AAXXXNDX850NLXX-XXXXXXXX | Indoor Luminaires | High-Bay | High-Bay Aisle Luminaires | Premium | FALSE | [9 empty] | 42285 |  |  | Yes |  | 3 | 19861.385 | 130.324 | 152.4 | 14 | 0.958 | 4968 | 80.8
PSCCR3VT | Orion Energy Systems Inc | Apollo | HBAC2C1OAXXXNDX850LFXX-XXXXXXXX | Indoor Luminaires | High-Bay | High-Bay Aisle Luminaires | Premium | FALSE | [9 empty] | 42285 |  |  | Yes |  | 3 | 19504.469 | 127.9821 | 152.4 | 14 | 0.958 | 4968 | 80.8
PCRZNX4U | Orion Energy Systems Inc | Apollo | HBAC2C1OAXXXNDX850LCXX-XXXXXXXX | Indoor Luminaires | High-Bay | High-Bay Aisle Luminaires | Premium | FALSE | [9 empty] | 42285 | Not Dimmable | Not Dimmable | Yes |  | 3 | 19399.492 | 127.2933 | 152.4 | 14 | 0.958 | 4968 | 80.8
P9BQ59AR | Orion Energy Systems Inc | Apollo | HBAC2C1AAXXXNDX850LFXX-XXXXXXXX | Indoor Luminaires | High-Bay | High-Bay Aisle Luminaires | Premium | FALSE | [9 empty] | 42285 | Not Dimmable | Not Dimmable | Yes |  | 3 | 18664.664 | 122.4715 | 152.4 | 14 | 0.958 | 4968 | 80.8
PVM9F5CT | Orion Energy Systems Inc | Apollo | HBAC2C1AAXXXNDX850LCXX-XXXXXXXX | Indoor Luminaires | High-Bay | High-Bay Aisle Luminaires | Premium | FALSE | [9 empty] | 42285 |  |  | Yes |  | 3 | 18475.707 | 121.2317 | 152.4 | 14 | 0.958 | 4968 | 80.8
P7CGH6X4 | Orion Energy Systems Inc | Apollo | HBAC2C1OAUNVNDX850NLXX-XXXXXXXX | Indoor Luminaires | High-Bay | High-Bay Aisle Luminaires | Premium | FALSE | [9 empty] | 42285 | Not Dimmable | Not Dimmable | Yes |  | 3 | 21520 | 148.0055 | 145.4 | 8.15 | 0.948 | 4968 | 80.8
PET8BHRU | Orion Energy Systems Inc | Apollo | HBAC2C1AAUNVNDX850NLXX-XXXXXXXX | Indoor Luminaires | High-Bay | High-Bay Aisle Luminaires | Premium | FALSE | [9 empty] | 42285 |  |  | Yes |  | 3 | 19861.385 | 138.0221 | 143.9 | 8.15 | 0.948 | 4968 | 80.8
PBVX5T2Y | Orion Energy Systems Inc | Apollo | HBAC2C1OAUNVNDX850LFXX-XXXXXXXX | Indoor Luminaires | High-Bay | High-Bay Aisle Luminaires | Premium | FALSE | [9 empty] | 42285 | Not Dimmable | Not Dimmable | Yes |  | 3 | 19504.469 | 136.2044 | 143.2 | 8.15 | 0.948 | 4968 | 80.8
PN27FDS9 | Orion Energy Systems Inc | Apollo | HBAC2C1OAUNVNDX850LCXX-XXXXXXXX | Indoor Luminaires | High-Bay | High-Bay Aisle Luminaires | Premium | FALSE | [9 empty] | 42285 |  |  | Yes |  | 3 | 19399.492 | 135.3768 | 143.3 | 8.15 | 0.948 | 4968 | 80.8
PAVRFZCS | Orion Energy Systems Inc | Apollo | HBAC2C1AAUNVNDX850LFXX-XXXXXXXX | Indoor Luminaires | High-Bay | High-Bay Aisle Luminaires | Premium | FALSE | [9 empty] | 42285 | Not Dimmable | Not Dimmable | Yes |  | 3 | 18664.664 | 129.9768 | 143.6 | 8.15 | 0.948 | 4968 | 80.8
PW9TUZ63 | Orion Energy Systems Inc | Apollo | HBAC2C1AAUNVNDX850LCXX-XXXXXXXX | Indoor Luminaires | High-Bay | High-Bay Aisle Luminaires | Premium | FALSE | [9 empty] | 42285 |  |  | Yes |  | 3 | 18475.707 | 128.5714 | 143.7 | 8.15 | 0.948 | 4968 | 80.8
PDKW848R | Orion Energy Systems Inc | Apollo | HBAC2C1OAXXXFDX850NLXX-XXXXXXXX | Indoor Luminaires | High-Bay | High-Bay Luminaires for Commercial and Industrial Buildings | Premium | FALSE | [9 empty] | 42285 | Dimmable | Continuous Above 10 | Yes |  | 3 | 21520 | 141.2073 | 152.4 | 14 | 0.958 | 4968 | 80.8
PYJ7PMKE | Orion Energy Systems Inc | Apollo | HBAC2C1AAXXXFDX850NLXX-XXXXXXXX | Indoor Luminaires | High-Bay | High-Bay Aisle Luminaires | Premium | FALSE | [9 empty] | 42285 |  |  | Yes |  | 3 | 19861.385 | 130.324 | 152.4 | 14 | 0.958 | 4968 | 80.8
PADTS5GN | Orion Energy Systems Inc | Apollo | HBAC2C1OAXXXFDX850LFXX-XXXXXXXX | Indoor Luminaires | High-Bay | High-Bay Luminaires for Commercial and Industrial Buildings | Premium | FALSE | [9 empty] | 42285 | Dimmable | Continuous Above 10 | Yes |  | 3 | 19504.469 | 127.9821 | 152.4 | 14 | 0.958 | 4968 | 80.8
PFKZPEHX | Orion Energy Systems Inc | Apollo | HBAC2C1OAXXXFDX850LCXX-XXXXXXXX | Indoor Luminaires | High-Bay | High-Bay Luminaires for Commercial and Industrial Buildings | Premium | FALSE | [9 empty] | 42285 |  |  | Yes |  | 3 | 19399.492 | 127.2933 | 152.4 | 14 | 0.958 | 4968 | 80.8
PYNTBP1A | Orion Energy Systems Inc | Apollo | HBAC2C1AAXXXFDX850LFXX-XXXXXXXX | Indoor Luminaires | High-Bay | High-Bay Aisle Luminaires | Premium | FALSE | [9 empty] | 42285 |  |  | Yes |  | 3 | 18664.664 | 122.4715 | 152.4 | 14 | 0.958 | 4968 | 80.8
PY6HM7HU | Orion Energy Systems Inc | Apollo | HBAC2C1AAXXXFDX850LCXX-XXXXXXXX | Indoor Luminaires | High-Bay | High-Bay Aisle Luminaires | Premium | FALSE | [9 empty] | 42285 |  |  | Yes |  | 3 | 18475.707 | 121.2317 | 152.4 | 14 | 0.958 | 4968 | 80.8
PAV4F2Y6 | Orion Energy Systems Inc | Apollo | HBAC2C1OAUNVFDX850NLXX-XXXXXXXX | Indoor Luminaires | High-Bay | High-Bay Luminaires for Commercial and Industrial Buildings | Premium | FALSE | [9 empty] | 42285 | Dimmable | Continuous Above 10 | Yes |  | 3 | 21520 | 148.0055 | 145.4 | 8.15 | 0.948 | 4968 | 80.8
PP869M52 | Orion Energy Systems Inc | Apollo | HBAC2C1AAUNVFDX850NLXX-XXXXXXXX | Indoor Luminaires | High-Bay | High-Bay Aisle Luminaires | Premium | FALSE | [9 empty] | 42285 |  |  | Yes |  | 3 | 19861.385 | 138.0221 | 143.9 | 8.15 | 0.948 | 4968 | 80.8
P89MCGXC | Orion Energy Systems Inc | Apollo | HBAC2C1OAUNVFDX850LFXX-XXXXXXXX | Indoor Luminaires | High-Bay | High-Bay Luminaires for Commercial and Industrial Buildings | Premium | FALSE | [9 empty] | 42285 | Dimmable | Continuous Above 10 | Yes |  | 3 | 19504.469 | 136.2044 | 143.2 | 8.15 | 0.948 | 4968 | 80.8
PQAXZYTH | Orion Energy Systems Inc | Apollo | HBAC2C1OAUNVFDX850LCXX-XXXXXXXX | Indoor Luminaires | High-Bay | High-Bay Luminaires for Commercial and Industrial Buildings | Premium | FALSE | [9 empty] | 42285 |  |  | Yes |  | 3 | 19399.492 | 135.3768 | 143.3 | 8.15 | 0.948 | 4968 | 80.8
P7U1VWX1 | Orion Energy Systems Inc | Apollo | HBAC2C1AAUNVFDX850LFXX-XXXXXXXX | Indoor Luminaires | High-Bay | High-Bay Aisle Luminaires | Premium | FALSE | [9 empty] | 42285 | Dimmable | Continuous Above 10 | Yes |  | 3 | 18664.664 | 129.9768 | 143.6 | 8.15 | 0.948 | 4968 | 80.8
PU7KERNN | Orion Energy Systems Inc | Apollo | HBAC2C1AAUNVFDX850LCXX-XXXXXXXX | Indoor Luminaires | High-Bay | High-Bay Aisle Luminaires | Premium | FALSE | [9 empty] | 42285 |  |  | Yes |  | 3 | 18475.707 | 128.5714 | 143.7 | 8.15 | 0.948 | 4968 | 80.8
PSVJMNQP | Orion Energy Systems Inc | Apollo | HBAC2C1OAUNVNDX850LFXX-CCRXXXXXXXX | Indoor Luminaires | High-Bay | High-Bay Aisle Luminaires | Premium | FALSE | [9 empty] | 42285 |  |  | Yes |  | 3 | 18380 | 127.9944 | 143.6 | 8.15 | 0.948 | 4891 | 82.2
PPTSED75 | Orion Energy Systems Inc | Apollo | HBAC2D1OAUNVNDX850NLXX-CCRXXXXXXXX | Indoor Luminaires | High-Bay | High-Bay Aisle Luminaires | Premium | FALSE | [9 empty] | 42285 |  |  | Yes |  | 3 | 25280 | 124.6548 | 202.8 | 8.14 | 0.969 | 4891 | 81.7
PXNDP3KG | Orion Energy Systems Inc | Apollo | HBAC2C1OAUNVFDX850LFXX-CCRXXXXXXXX | Indoor Luminaires | High-Bay | High-Bay Luminaires for Commercial and Industrial Buildings | Premium | FALSE | [9 empty] | 42285 |  |  | Yes |  | 3 | 18380 | 127.9944 | 143.6 | 8.15 | 0.948 | 4891 | 82.2
P17MJKM6 | Orion Energy Systems Inc | Apollo | HBAC2D1OAUNVFDX850NLXX-CCRXXXXXXXX | Indoor Luminaires | High-Bay | High-Bay Luminaires for Commercial and Industrial Buildings | Premium | FALSE | [9 empty] | 42285 | Dimmable | Continuous Above 10 | Yes |  | 3 | 25280 | 124.6548 | 202.8 | 8.14 | 0.969 | 4891 | 81.7
PKQCZSP2 | Orion Energy Systems Inc | Apollo | HBAC2D1OAUNVNDX850LFXX-CCRXXXXXXXX | Indoor Luminaires | High-Bay | High-Bay Aisle Luminaires | Premium | FALSE | [9 empty] | 42285 |  |  | Yes |  | 3 | 23740 | 117.3505 | 202.3 | 8.14 | 0.969 | 4888 | 81.7
PN44Y34U | Orion Energy Systems Inc | Apollo | HBAC2D1OAUNVFDX850LFXX-CCRXXXXXXXX | Indoor Luminaires | High-Bay | High-Bay Luminaires for Commercial and Industrial Buildings | Premium | FALSE | [9 empty] | 42285 |  |  | Yes |  | 3 | 23740 | 117.3505 | 202.3 | 8.14 | 0.969 | 4888 | 81.7
PKD39FDT | Orion Energy Systems Inc | Apollo | HBAC2A1OAUNVNDX850NLXX-CCRXXXXXXXX | Indoor Luminaires | High-Bay | High-Bay Aisle Luminaires | Premium | FALSE | [9 empty] | 42285 |  |  | Yes |  | 3 | 12700 | 130.5241 | 97.3 | 7.95 | 0.969 | 4871 | 81.6
PY5PQXMA | Orion Energy Systems Inc | Apollo | HBAC2A1OAUNVFDX850NLXX-CCRXXXXXXXX | Indoor Luminaires | High-Bay | High-Bay Luminaires for Commercial and Industrial Buildings | Premium | FALSE | [9 empty] | 42285 |  |  | Yes |  | 3 | 12700 | 130.5241 | 97.3 | 7.95 | 0.969 | 4871 | 81.6
PJ9P6Q5T | Orion Energy Systems Inc | Apollo | HBAC2A1OAUNVNDX850LFXX-CCRXXXXXXXX | Indoor Luminaires | High-Bay | High-Bay Aisle Luminaires | Premium | FALSE | [9 empty] | 42285 |  |  | Yes |  | 3 | 11940 | 122.449 | 97.51 | 7.95 | 0.969 | 4865 | 81.5
PYHKWR9Z | Orion Energy Systems Inc | Apollo | HBAC2A1OAUNVFDX850LFXX-CCRXXXXXXXX | Indoor Luminaires | High-Bay | High-Bay Luminaires for Commercial and Industrial Buildings | Premium | FALSE | [9 empty] | 42285 |  |  | Yes |  | 3 | 11940 | 122.449 | 97.51 | 7.95 | 0.969 | 4865 | 81.5
PQYRS15F | Orion Energy Systems Inc | Apollo | HBAC2C1OAUNVNDX850NLXX-CCRXXXXXXXX | Indoor Luminaires | High-Bay | High-Bay Aisle Luminaires | Premium | FALSE | [9 empty] | 42285 |  |  | Yes |  | 3 | 19700 | 137.1866 | 143.6 | 8.15 | 0.948 | 4860 | 81.8
P62MZPH5 | Orion Energy Systems Inc | Apollo | HBAC2C1OAUNVFDX850NLXX-CCRXXXXXXXX | Indoor Luminaires | High-Bay | High-Bay Luminaires for Commercial and Industrial Buildings | Premium | FALSE | [9 empty] | 42285 | Dimmable | Continuous Above 10 | Yes |  | 3 | 19700 | 137.1866 | 143.6 | 8.15 | 0.948 | 4860 | 81.8
P5XRXYCB | Orion Energy Systems Inc | Apollo | HBAC2D1AAXXXNDX840LCXX-XXXXXXXX | Indoor Luminaires | High-Bay | High-Bay Aisle Luminaires | Premium | FALSE | [9 empty] | 42285 | Not Dimmable | Not Dimmable | Yes |  | 3 | 22554 | 108.7464 | 207.4 | 11.4 | 0.975 | 4024 | 82.6
PHNK6X9Z | Orion Energy Systems Inc | Apollo | HBAC2D1AAUNVNDX840LCXX-XXXXXXXX | Indoor Luminaires | High-Bay | High-Bay Aisle Luminaires | Premium | FALSE | [9 empty] | 42285 |  |  | Yes |  | 3 | 22554 | 113.1093 | 199.4 | 8.14 | 0.969 | 4024 | 82.6
PPYAAEG6 | Orion Energy Systems Inc | Apollo | HBAC2D1AAUNVFDX840LCXX-XXXXXXXX | Indoor Luminaires | High-Bay | High-Bay Aisle Luminaires | Premium | FALSE | [9 empty] | 42285 |  |  | Yes |  | 3 | 22554 | 113.1093 | 199.4 | 8.14 | 0.969 | 4024 | 82.6
P3YADYZV | Orion Energy Systems Inc | Apollo | HBAC2D1OAXXXNDX840LCXX-XXXXXXXX | Indoor Luminaires | High-Bay | High-Bay Aisle Luminaires | Premium | FALSE | [9 empty] | 42285 | Not Dimmable | Not Dimmable | Yes |  | 3 | 24100 | 116.2006 | 207.4 | 11.4 | 0.975 | 4016 | 82.8
PTM2D2A1 | Orion Energy Systems Inc | Apollo | HBAC2D1OAUNVNDX840LCXX-XXXXXXXX | Indoor Luminaires | High-Bay | High-Bay Aisle Luminaires | Premium | FALSE | [9 empty] | 42285 |  |  | Yes |  | 3 | 24100 | 121.1664 | 198.9 | 8.14 | 0.969 | 4016 | 82.8
PM4Y3K4J | Orion Energy Systems Inc | Apollo | HBAC2D1OAXXXFDX840LCXX-XXXXXXXX | Indoor Luminaires | High-Bay | High-Bay Luminaires for Commercial and Industrial Buildings | Premium | FALSE | [9 empty] | 42285 |  |  | Yes |  | 3 | 24100 | 116.2006 | 207.4 | 11.4 | 0.975 | 4016 | 82.8
PPQNU312 | Orion Energy Systems Inc | Apollo | HBAC2D1OAUNVFDX840LCXX-XXXXXXXX | Indoor Luminaires | High-Bay | High-Bay Luminaires for Commercial and Industrial Buildings | Premium | FALSE | [9 empty] | 42285 |  |  | Yes |  | 3 | 24100 | 121.1664 | 198.9 | 8.14 | 0.969 | 4016 | 82.8
PFV34YPG | Orion Energy Systems Inc | Apollo | HBAC2C1AAXXXNDX840LCXX-XXXXXXXX | Indoor Luminaires | High-Bay | High-Bay Aisle Luminaires | Premium | FALSE | [9 empty] | 42285 |  |  | Yes |  | 3 | 17600 | 115.4856 | 152.4 | 14 | 0.958 | 4006 | 82.7
PUPZ6A11 | Orion Energy Systems Inc | Apollo | HBAC2C1AAUNVNDX840LCXX-XXXXXXXX | Indoor Luminaires | High-Bay | High-Bay Aisle Luminaires | Premium | FALSE | [9 empty] | 42285 |  |  | Yes |  | 3 | 17600 | 122.4774 | 143.7 | 8.15 | 0.948 | 4006 | 82.7
P172R4AU | Orion Energy Systems Inc | Apollo | HBAC2C1AAUNVFDX840LCXX-XXXXXXXX | Indoor Luminaires | High-Bay | High-Bay Aisle Luminaires | Premium | FALSE | [9 empty] | 42285 | Dimmable | Continuous Above 10 | Yes |  | 3 | 17600 | 122.4774 | 143.7 | 8.15 | 0.948 | 4006 | 82.7
PAVVRKAS | Orion Energy Systems Inc | Apollo | HBAC2B1AAXXXNDX840LCXX-XXXXXXXX | Indoor Luminaires | High-Bay | High-Bay Aisle Luminaires | Premium | FALSE | [9 empty] | 42285 | Not Dimmable | Not Dimmable | Yes |  | 3 | 12390 | 107.7391 | 115 | 21.4 | 0.937 | 4003 | 82.5
PVEACGG6 | Orion Energy Systems Inc | Apollo | HBAC2B1AAUNVNDX840LCXX-XXXXXXXX | Indoor Luminaires | High-Bay | High-Bay Aisle Luminaires | Premium | FALSE | [9 empty] | 42285 |  |  | Yes |  | 3 | 12390 | 115.5784 | 107.2 | 13.5 | 0.989 | 4003 | 82.5
PWP5KXWH | Orion Energy Systems Inc | Apollo | HBAC2B1AAUNVFDX840LCXX-XXXXXXXX | Indoor Luminaires | High-Bay | High-Bay Aisle Luminaires | Premium | FALSE | [9 empty] | 42285 |  |  | Yes |  | 3 | 12390 | 115.5784 | 107.2 | 13.5 | 0.989 | 4003 | 82.5
PZS9EU35 | Orion Energy Systems Inc | Apollo | HBAC2D1AAXXXNDX840LFXX-XXXXXXXX | Indoor Luminaires | High-Bay | High-Bay Aisle Luminaires | Premium | FALSE | [9 empty] | 42285 |  |  | Yes |  | 3 | 22920 | 110.5111 | 207.4 | 11.4 | 0.975 | 4002 | 82.1
PCHR9E6R | Orion Energy Systems Inc | Apollo | HBAC2D1AAUNVNDX840LFXX-XXXXXXXX | Indoor Luminaires | High-Bay | High-Bay Aisle Luminaires | Premium | FALSE | [9 empty] | 42285 | Not Dimmable | Not Dimmable | Yes |  | 3 | 22920 | 114.9448 | 199.4 | 8.14 | 0.969 | 4002 | 82.1
P5A3PR7U | Orion Energy Systems Inc | Apollo | HBAC2D1AAXXXFDX840LFXX-XXXXXXXX | Indoor Luminaires | High-Bay | High-Bay Aisle Luminaires | Premium | FALSE | [9 empty] | 42285 | Dimmable | Continuous Above 10 | Yes |  | 3 | 22920 | 110.5111 | 207.4 | 11.4 | 0.975 | 4002 | 82.1
PQNUXWA7 | Orion Energy Systems Inc | Apollo | HBAC2D1AAUNVFDX840LFXX-XXXXXXXX | Indoor Luminaires | High-Bay | High-Bay Aisle Luminaires | Premium | FALSE | [9 empty] | 42285 |  |  | Yes |  | 3 | 22920 | 114.9448 | 199.4 | 8.14 | 0.969 | 4002 | 82.1
PGRDMWM4 | Orion Energy Systems Inc | Apollo | HBAC2B1OAXXXNDX840LCXX-XXXXXXXX | Indoor Luminaires | High-Bay | High-Bay Aisle Luminaires | Premium | FALSE | [9 empty] | 42285 |  |  | Yes |  | 3 | 13030 | 113.3043 | 115 | 21.4 | 0.937 | 4001 | 82.8
PPN8PHBZ | Orion Energy Systems Inc | Apollo | HBAC2B1OAUNVNDX840LCXX-XXXXXXXX | Indoor Luminaires | High-Bay | High-Bay Aisle Luminaires | Premium | FALSE | [9 empty] | 42285 |  |  | Yes |  | 3 | 13030 | 121.4352 | 107.3 | 13.5 | 0.989 | 4001 | 82.8
PWWDDAFB | Orion Energy Systems Inc | Apollo | HBAC2B1OAXXXFDX840LCXX-XXXXXXXX | Indoor Luminaires | High-Bay | High-Bay Luminaires for Commercial and Industrial Buildings | Premium | FALSE | [9 empty] | 42285 |  |  | Yes |  | 3 | 13030 | 113.3043 | 115 | 21.4 | 0.937 | 4001 | 82.8
PW7PQA7K | Orion Energy Systems Inc | Apollo | HBAC2B1OAUNVFDX840LCXX-XXXXXXXX | Indoor Luminaires | High-Bay | High-Bay Luminaires for Commercial and Industrial Buildings | Premium | FALSE | [9 empty] | 42285 |  |  | Yes |  | 3 | 13030 | 121.4352 | 107.3 | 13.5 | 0.989 | 4001 | 82.8
PTSM6C15 | Orion Energy Systems Inc | Apollo | HBAC2C1OAXXXNDX840LCXX-XXXXXXXX | Indoor Luminaires | High-Bay | High-Bay Aisle Luminaires | Premium | FALSE | [9 empty] | 42285 |  |  | Yes |  | 3 | 18480 | 121.2598 | 152.4 | 14 | 0.958 | 4000 | 83
PFKPT9U1 | Orion Energy Systems Inc | Apollo | HBAC2C1OAUNVNDX840LCXX-XXXXXXXX | Indoor Luminaires | High-Bay | High-Bay Aisle Luminaires | Premium | FALSE | [9 empty] | 42285 |  |  | Yes |  | 3 | 18480 | 128.9602 | 143.3 | 8.15 | 0.948 | 4000 | 83
P8A8JM7G | Orion Energy Systems Inc | Apollo | HBAC2C1OAXXXFDX840LCXX-XXXXXXXX | Indoor Luminaires | High-Bay | High-Bay Luminaires for Commercial and Industrial Buildings | Premium | FALSE | [9 empty] | 42285 | Dimmable | Continuous Above 10 | Yes |  | 3 | 18480 | 121.2598 | 152.4 | 14 | 0.958 | 4000 | 83
P1YJQGCJ | Orion Energy Systems Inc | Apollo | HBAC2C1OAUNVFDX840LCXX-XXXXXXXX | Indoor Luminaires | High-Bay | High-Bay Luminaires for Commercial and Industrial Buildings | Premium | FALSE | [9 empty] | 42285 | Dimmable | Continuous Above 10 | Yes |  | 3 | 18480 | 128.9602 | 143.3 | 8.15 | 0.948 | 4000 | 83
PG654X4Z | Orion Energy Systems Inc | Apollo | HBAC2D1OAXXXNDX840LFXX-XXXXXXXX | Indoor Luminaires | High-Bay | High-Bay Aisle Luminaires | Premium | FALSE | [9 empty] | 42285 |  |  | Yes |  | 3 | 24350 | 117.406 | 207.4 | 11.4 | 0.975 | 3996 | 82.3
P5X8VKAW | Orion Energy Systems Inc | Apollo | HBAC2D1OAUNVNDX840LFXX-XXXXXXXX | Indoor Luminaires | High-Bay | High-Bay Aisle Luminaires | Premium | FALSE | [9 empty] | 42285 | Not Dimmable | Not Dimmable | Yes |  | 3 | 24350 | 122.3003 | 199.1 | 8.14 | 0.969 | 3996 | 82.3
PZ7UEP47 | Orion Energy Systems Inc | Apollo | HBAC2D1OAXXXFDX840LFXX-XXXXXXXX | Indoor Luminaires | High-Bay | High-Bay Luminaires for Commercial and Industrial Buildings | Premium | FALSE | [9 empty] | 42285 |  |  | Yes |  | 3 | 24350 | 117.406 | 207.4 | 11.4 | 0.975 | 3996 | 82.3
P7WYUYYJ | Orion Energy Systems Inc | Apollo | HBAC2D1OAUNVFDX840LFXX-XXXXXXXX | Indoor Luminaires | High-Bay | High-Bay Luminaires for Commercial and Industrial Buildings | Premium | FALSE | [9 empty] | 42285 | Dimmable | Continuous Above 10 | Yes |  | 3 | 24350 | 122.3003 | 199.1 | 8.14 | 0.969 | 3996 | 82.3
PNU4AKUP | Orion Energy Systems Inc | Apollo | HBAC2D1AAXXXNDX840NLXX-XXXXXXXX | Indoor Luminaires | High-Bay | High-Bay Aisle Luminaires | Premium | FALSE | [9 empty] | 42285 |  |  | Yes |  | 3 | 24390 | 117.5988 | 207.4 | 11.4 | 0.975 | 3995 | 82.2
PAWTR6KU | Orion Energy Systems Inc | Apollo | HBAC2D1AAUNVNDX840NLXX-XXXXXXXX | Indoor Luminaires | High-Bay | High-Bay Aisle Luminaires | Premium | FALSE | [9 empty] | 42285 | Not Dimmable | Not Dimmable | Yes |  | 3 | 24390 | 122.317 | 199.4 | 8.14 | 0.969 | 3995 | 82.2
PJD9VBTB | Orion Energy Systems Inc | Apollo | HBAC2D1AAXXXFDX840NLXX-XXXXXXXX | Indoor Luminaires | High-Bay | High-Bay Aisle Luminaires | Premium | FALSE | [9 empty] | 42285 |  |  | Yes |  | 3 | 24390 | 117.5988 | 207.4 | 11.4 | 0.975 | 3995 | 82.2
PRF73JX2 | Orion Energy Systems Inc | Apollo | HBAC2D1AAUNVFDX840NLXX-XXXXXXXX | Indoor Luminaires | High-Bay | High-Bay Aisle Luminaires | Premium | FALSE | [9 empty] | 42285 |  |  | Yes |  | 3 | 24390 | 122.317 | 199.4 | 8.14 | 0.969 | 3995 | 82.2
PCFJ2251 | Orion Energy Systems Inc | Apollo | HBAC2A1AAXXXNDX840LCXX-XXXXXXXX | Indoor Luminaires | High-Bay | High-Bay Aisle Luminaires | Premium | FALSE | [9 empty] | 42285 | Not Dimmable | Not Dimmable | Yes |  | 3 | 11620 | 110.2467 | 105.4 | 15.8 | 0.928 | 3993 | 82.5
P82R6UAR | Orion Energy Systems Inc | Apollo | HBAC2A1AAUNVNDX840LCXX-XXXXXXXX | Indoor Luminaires | High-Bay | High-Bay Aisle Luminaires | Premium | FALSE | [9 empty] | 42285 | Not Dimmable | Not Dimmable | Yes |  | 3 | 11620 | 117.433 | 98.95 | 7.95 | 0.969 | 3993 | 82.5
PANJN4ST | Orion Energy Systems Inc | Apollo | HBAC2A1AAXXXFDX840LCXX-XXXXXXXX | Indoor Luminaires | High-Bay | High-Bay Aisle Luminaires | Premium | FALSE | [9 empty] | 42285 | Dimmable | Continuous Above 10 | Yes |  | 3 | 11620 | 110.2467 | 105.4 | 15.8 | 0.928 | 3993 | 82.5
PB4467EB | Orion Energy Systems Inc | Apollo | HBAC2D1OAXXXNDX840NLXX-XXXXXXXX | Indoor Luminaires | High-Bay | High-Bay Aisle Luminaires | Premium | FALSE | [9 empty] | 42285 | Not Dimmable | Not Dimmable | Yes |  | 3 | 25660 | 123.7223 | 207.4 | 11.4 | 0.975 | 3991 | 82.4
PTPFNSDS | Orion Energy Systems Inc | Apollo | HBAC2D1OAUNVNDX840NLXX-XXXXXXXX | Indoor Luminaires | High-Bay | High-Bay Aisle Luminaires | Premium | FALSE | [9 empty] | 42285 |  |  | Yes |  | 3 | 25660 | 129.8583 | 197.6 | 8.14 | 0.969 | 3991 | 82.4
PU4Y3MSQ | Orion Energy Systems Inc | Apollo | HBAC2B1AAXXXNDX840LFXX-XXXXXXXX | Indoor Luminaires | High-Bay | High-Bay Aisle Luminaires | Premium | FALSE | [9 empty] | 42285 |  |  | Yes |  | 3 | 12700 | 110.4348 | 115 | 21.4 | 0.937 | 3991 | 82
PSQT3KGD | Orion Energy Systems Inc | Apollo | HBAC2B1AAUNVNDX840LFXX-XXXXXXXX | Indoor Luminaires | High-Bay | High-Bay Aisle Luminaires | Premium | FALSE | [9 empty] | 42285 |  |  | Yes |  | 3 | 12700 | 118.4702 | 107.2 | 13.5 | 0.989 | 3991 | 82
P4WKGRFV | Orion Energy Systems Inc | Apollo | HBAC2D1OAXXXFDX840NLXX-XXXXXXXX | Indoor Luminaires | High-Bay | High-Bay Luminaires for Commercial and Industrial Buildings | Premium | FALSE | [9 empty] | 42285 | Dimmable | Continuous Above 10 | Yes |  | 3 | 25660 | 123.7223 | 207.4 | 11.4 | 0.975 | 3991 | 82.4
P7NKC4CS | Orion Energy Systems Inc | Apollo | HBAC2D1OAUNVFDX840NLXX-XXXXXXXX | Indoor Luminaires | High-Bay | High-Bay Luminaires for Commercial and Industrial Buildings | Premium | FALSE | [9 empty] | 42285 | Dimmable | Continuous Above 10 | Yes |  | 3 | 25660 | 129.8583 | 197.6 | 8.14 | 0.969 | 3991 | 82.4
P76FXT6F | Orion Energy Systems Inc | Apollo | HBAC2B1AAXXXFDX840LFXX-XXXXXXXX | Indoor Luminaires | High-Bay | High-Bay Aisle Luminaires | Premium | FALSE | [9 empty] | 42285 | Dimmable | Continuous Above 10 | Yes |  | 3 | 12700 | 110.4348 | 115 | 21.4 | 0.937 | 3991 | 82
PAJHAJ5W | Orion Energy Systems Inc | Apollo | HBAC2B1AAUNVFDX840LFXX-XXXXXXXX | Indoor Luminaires | High-Bay | High-Bay Aisle Luminaires | Premium | FALSE | [9 empty] | 42285 | Dimmable | Continuous Above 10 | Yes |  | 3 | 12700 | 118.4702 | 107.2 | 13.5 | 0.989 | 3991 | 82
PFPF2FD7 | Orion Energy Systems Inc | Apollo | HBAC2C1AAXXXNDX840LFXX-XXXXXXXX | Indoor Luminaires | High-Bay | High-Bay Aisle Luminaires | Premium | FALSE | [9 empty] | 42285 |  |  | Yes |  | 3 | 17780 | 116.6667 | 152.4 | 14 | 0.958 | 3987 | 82.3
PJE3F57V | Orion Energy Systems Inc | Apollo | HBAC2C1AAUNVNDX840LFXX-XXXXXXXX | Indoor Luminaires | High-Bay | High-Bay Aisle Luminaires | Premium | FALSE | [9 empty] | 42285 |  |  | Yes |  | 3 | 17780 | 123.8162 | 143.6 | 8.15 | 0.948 | 3987 | 82.3
PR9M29FC | Orion Energy Systems Inc | Apollo | HBAC2B1OAXXXNDX840LFXX-XXXXXXXX | Indoor Luminaires | High-Bay | High-Bay Aisle Luminaires | Premium | FALSE | [9 empty] | 42285 |  |  | Yes |  | 3 | 13350 | 116.087 | 115 | 21.4 | 0.937 | 3987 | 82.2
PXKE3Y83 | Orion Energy Systems Inc | Apollo | HBAC2B1OAUNVNDX840LFXX-XXXXXXXX | Indoor Luminaires | High-Bay | High-Bay Aisle Luminaires | Premium | FALSE | [9 empty] | 42285 |  |  | Yes |  | 3 | 13350 | 124.5336 | 107.2 | 13.5 | 0.989 | 3987 | 82.2
PEKYYSAJ | Orion Energy Systems Inc | Apollo | HBAC2C1AAXXXFDX840LFXX-XXXXXXXX | Indoor Luminaires | High-Bay | High-Bay Aisle Luminaires | Premium | FALSE | [9 empty] | 42285 |  |  | Yes |  | 3 | 17780 | 116.6667 | 152.4 | 14 | 0.958 | 3987 | 82.3
P76MC1ZK | Orion Energy Systems Inc | Apollo | HBAC2C1AAUNVFDX840LFXX-XXXXXXXX | Indoor Luminaires | High-Bay | High-Bay Aisle Luminaires | Premium | FALSE | [9 empty] | 42285 | Dimmable | Continuous Above 10 | Yes |  | 3 | 17780 | 123.8162 | 143.6 | 8.15 | 0.948 | 3987 | 82.3
PAF1ZJGU | Orion Energy Systems Inc | Apollo | HBAC2B1OAXXXFDX840LFXX-XXXXXXXX | Indoor Luminaires | High-Bay | High-Bay Luminaires for Commercial and Industrial Buildings | Premium | FALSE | [9 empty] | 42285 | Dimmable | Continuous Above 10 | Yes |  | 3 | 13350 | 116.087 | 115 | 21.4 | 0.937 | 3987 | 82.2
PFYGK7UP | Orion Energy Systems Inc | Apollo | HBAC2B1OAUNVFDX840LFXX-XXXXXXXX | Indoor Luminaires | High-Bay | High-Bay Luminaires for Commercial and Industrial Buildings | Premium | FALSE | [9 empty] | 42285 |  |  | Yes |  | 3 | 13350 | 124.5336 | 107.2 | 13.5 | 0.989 | 3987 | 82.2
PE5FZXYQ | Orion Energy Systems Inc | Apollo | HBAC2A1OAXXXNDX840LCXX-XXXXXXXX | Indoor Luminaires | High-Bay | High-Bay Aisle Luminaires | Premium | FALSE | [9 empty] | 42285 |  |  | Yes |  | 3 | 12130 | 115.0854 | 105.4 | 15.8 | 0.928 | 3984 | 82.8
PDKDKA6G | Orion Energy Systems Inc | Apollo | HBAC2A1OAUNVNDX840LCXX-XXXXXXXX | Indoor Luminaires | High-Bay | High-Bay Aisle Luminaires | Premium | FALSE | [9 empty] | 42285 | Not Dimmable | Not Dimmable | Yes |  | 3 | 12130 | 122.935 | 98.67 | 7.95 | 0.969 | 3984 | 82.8
PPGMK48J | Orion Energy Systems Inc | Apollo | HBAC2C1AAXXXNDX840NLXX-XXXXXXXX | Indoor Luminaires | High-Bay | High-Bay Aisle Luminaires | Premium | FALSE | [9 empty] | 42285 |  |  | Yes |  | 3 | 18920 | 124.147 | 152.4 | 14 | 0.958 | 3984 | 82.4
PXT9RCRU | Orion Energy Systems Inc | Apollo | HBAC2C1AAUNVNDX840NLXX-XXXXXXXX | Indoor Luminaires | High-Bay | High-Bay Aisle Luminaires | Premium | FALSE | [9 empty] | 42285 |  |  | Yes |  | 3 | 18920 | 131.4802 | 143.9 | 8.15 | 0.948 | 3984 | 82.4
PJ5SB4VV | Orion Energy Systems Inc | Apollo | HBAC2A1OAXXXFDX840LCXX-XXXXXXXX | Indoor Luminaires | High-Bay | High-Bay Luminaires for Commercial and Industrial Buildings | Premium | FALSE | [9 empty] | 42285 |  |  | Yes |  | 3 | 12130 | 115.0854 | 105.4 | 15.8 | 0.928 | 3984 | 82.8
P64JKTH7 | Orion Energy Systems Inc | Apollo | HBAC2A1OAUNVFDX840LCXX-XXXXXXXX | Indoor Luminaires | High-Bay | High-Bay Luminaires for Commercial and Industrial Buildings | Premium | FALSE | [9 empty] | 42285 | Dimmable | Continuous Above 10 | Yes |  | 3 | 12130 | 122.935 | 98.67 | 7.95 | 0.969 | 3984 | 82.8
PZJDZ7PZ | Orion Energy Systems Inc | Apollo | HBAC2C1AAXXXFDX840NLXX-XXXXXXXX | Indoor Luminaires | High-Bay | High-Bay Aisle Luminaires | Premium | FALSE | [9 empty] | 42285 |  |  | Yes |  | 3 | 18920 | 124.147 | 152.4 | 14 | 0.958 | 3984 | 82.4
PPQP2BFZ | Orion Energy Systems Inc | Apollo | HBAC2C1AAUNVFDX840NLXX-XXXXXXXX | Indoor Luminaires | High-Bay | High-Bay Aisle Luminaires | Premium | FALSE | [9 empty] | 42285 |  |  | Yes |  | 3 | 18920 | 131.4802 | 143.9 | 8.15 | 0.948 | 3984 | 82.4
PKACK19E | Orion Energy Systems Inc | Apollo | HBAC2B1OAXXXNDX840NLXX-XXXXXXXX | Indoor Luminaires | High-Bay | High-Bay Aisle Luminaires | Premium | FALSE | [9 empty] | 42285 |  |  | Yes |  | 3 | 14490 | 126 | 115 | 21.4 | 0.937 | 3983 | 82.3
PZ8VHG43 | Orion Energy Systems Inc | Apollo | HBAC2A1OAXXXNDX840NLXX-XXXXXXXX | Indoor Luminaires | High-Bay | High-Bay Aisle Luminaires | Premium | FALSE | [9 empty] | 42285 |  |  | Yes |  | 3 | 13150 | 124.7628 | 105.4 | 15.8 | 0.928 | 3983 | 82.3
PDT63PPX | Orion Energy Systems Inc | Apollo | HBAC2B1OAUNVNDX840NLXX-XXXXXXXX | Indoor Luminaires | High-Bay | High-Bay Aisle Luminaires | Premium | FALSE | [9 empty] | 42285 | Not Dimmable | Not Dimmable | Yes |  | 3 | 14490 | 133.9187 | 108.2 | 13.5 | 0.989 | 3983 | 82.3
PWQZYDNN | Orion Energy Systems Inc | Apollo | HBAC2A1OAUNVNDX840NLXX-XXXXXXXX | Indoor Luminaires | High-Bay | High-Bay Aisle Luminaires | Premium | FALSE | [9 empty] | 42285 |  |  | Yes |  | 3 | 13150 | 133.8967 | 98.21 | 7.95 | 0.969 | 3983 | 82.3
PWH9JR3H | Orion Energy Systems Inc | Apollo | HBAC2B1OAXXXFDX840NLXX-XXXXXXXX | Indoor Luminaires | High-Bay | High-Bay Luminaires for Commercial and Industrial Buildings | Premium | FALSE | [9 empty] | 42285 |  |  | Yes |  | 3 | 14490 | 126 | 115 | 21.4 | 0.937 | 3983 | 82.3
PTT9UX36 | Orion Energy Systems Inc | Apollo | HBAC2A1OAXXXFDX840NLXX-XXXXXXXX | Indoor Luminaires | High-Bay | High-Bay Luminaires for Commercial and Industrial Buildings | Premium | FALSE | [9 empty] | 42285 |  |  | Yes |  | 3 | 13150 | 124.7628 | 105.4 | 15.8 | 0.928 | 3983 | 82.3
PTW9XUF3 | Orion Energy Systems Inc | Apollo | HBAC2B1OAUNVFDX840NLXX-XXXXXXXX | Indoor Luminaires | High-Bay | High-Bay Luminaires for Commercial and Industrial Buildings | Premium | FALSE | [9 empty] | 42285 |  |  | Yes |  | 3 | 14490 | 133.9187 | 108.2 | 13.5 | 0.989 | 3983 | 82.3
PXY2JQJD | Orion Energy Systems Inc | Apollo | HBAC2A1OAUNVFDX840NLXX-XXXXXXXX | Indoor Luminaires | High-Bay | High-Bay Luminaires for Commercial and Industrial Buildings | Premium | FALSE | [9 empty] | 42285 |  |  | Yes |  | 3 | 13150 | 133.8967 | 98.21 | 7.95 | 0.969 | 3983 | 82.3
PXS22ACD | Orion Energy Systems Inc | Apollo | HBAC2B1AAXXXNDX840NLXX-XXXXXXXX | Indoor Luminaires | High-Bay | High-Bay Aisle Luminaires | Premium | FALSE | [9 empty] | 42285 |  |  | Yes |  | 3 | 13520 | 117.5652 | 115 | 21.4 | 0.937 | 3982 | 82.1
PPBUUY2X | Orion Energy Systems Inc | Apollo | HBAC2B1AAUNVNDX840NLXX-XXXXXXXX | Indoor Luminaires | High-Bay | High-Bay Aisle Luminaires | Premium | FALSE | [9 empty] | 42285 |  |  | Yes |  | 3 | 13520 | 126.1194 | 107.2 | 13.5 | 0.989 | 3982 | 82.1
P5R9VRFY | Orion Energy Systems Inc | Apollo | HBAC2B1AAXXXFDX840NLXX-XXXXXXXX | Indoor Luminaires | High-Bay | High-Bay Aisle Luminaires | Premium | FALSE | [9 empty] | 42285 | Dimmable | Continuous Above 10 | Yes |  | 3 | 13520 | 117.5652 | 115 | 21.4 | 0.937 | 3982 | 82.1
P27B2W1D | Orion Energy Systems Inc | Apollo | HBAC2B1AAUNVFDX840NLXX-XXXXXXXX | Indoor Luminaires | High-Bay | High-Bay Aisle Luminaires | Premium | FALSE | [9 empty] | 42285 | Dimmable | Continuous Above 10 | Yes |  | 3 | 13520 | 126.1194 | 107.2 | 13.5 | 0.989 | 3982 | 82.1
PBRCF4GG | Orion Energy Systems Inc | Apollo | HBAC2C1OAXXXNDX840LFXX-XXXXXXXX | Indoor Luminaires | High-Bay | High-Bay Aisle Luminaires | Premium | FALSE | [9 empty] | 42285 | Not Dimmable | Not Dimmable | Yes |  | 3 | 18580 | 121.916 | 152.4 | 14 | 0.958 | 3978 | 82.5
PMX1PTJW | Orion Energy Systems Inc | Apollo | HBAC2C1OAUNVNDX840LFXX-XXXXXXXX | Indoor Luminaires | High-Bay | High-Bay Aisle Luminaires | Premium | FALSE | [9 empty] | 42285 |  |  | Yes |  | 3 | 18580 | 129.7486 | 143.2 | 8.15 | 0.948 | 3978 | 82.5
P5XGRT9X | Orion Energy Systems Inc | Apollo | HBAC2C1OAXXXFDX840LFXX-XXXXXXXX | Indoor Luminaires | High-Bay | High-Bay Luminaires for Commercial and Industrial Buildings | Premium | FALSE | [9 empty] | 42285 | Dimmable | Continuous Above 10 | Yes |  | 3 | 18580 | 121.916 | 152.4 | 14 | 0.958 | 3978 | 82.5
PE1USENH | Orion Energy Systems Inc | Apollo | HBAC2C1OAUNVFDX840LFXX-XXXXXXXX | Indoor Luminaires | High-Bay | High-Bay Luminaires for Commercial and Industrial Buildings | Premium | FALSE | [9 empty] | 42285 | Dimmable | Continuous Above 10 | Yes |  | 3 | 18580 | 129.7486 | 143.2 | 8.15 | 0.948 | 3978 | 82.5
PUUHVRQ3 | Orion Energy Systems Inc | Apollo | HBAC2A1AAXXXNDX840LFXX-XXXXXXXX | Indoor Luminaires | High-Bay | High-Bay Aisle Luminaires | Premium | FALSE | [9 empty] | 42285 |  |  | Yes |  | 3 | 11880 | 112.7135 | 105.4 | 15.8 | 0.928 | 3975 | 82.1
PT7PJCT3 | Orion Energy Systems Inc | Apollo | HBAC2A1AAUNVNDX840LFXX-XXXXXXXX | Indoor Luminaires | High-Bay | High-Bay Aisle Luminaires | Premium | FALSE | [9 empty] | 42285 |  |  | Yes |  | 3 | 11880 | 120.1335 | 98.89 | 7.95 | 0.969 | 3975 | 82.1
PGRQ52M3 | Orion Energy Systems Inc | Apollo | HBAC2A1AAXXXFDX840LFXX-XXXXXXXX | Indoor Luminaires | High-Bay | High-Bay Aisle Luminaires | Premium | FALSE | [9 empty] | 42285 |  |  | Yes |  | 3 | 11880 | 112.7135 | 105.4 | 15.8 | 0.928 | 3975 | 82.1
PTNV3THY | Orion Energy Systems Inc | Apollo | HBAC2A1AAUNVFDX840LFXX-XXXXXXXX | Indoor Luminaires | High-Bay | High-Bay Aisle Luminaires | Premium | FALSE | [9 empty] | 42285 |  |  | Yes |  | 3 | 11880 | 120.1335 | 98.89 | 7.95 | 0.969 | 3975 | 82.1
PHA827T8 | Orion Energy Systems Inc | Apollo | HBAC2C1OAXXXNDX840NLXX-XXXXXXXX | Indoor Luminaires | High-Bay | High-Bay Aisle Luminaires | Premium | FALSE | [9 empty] | 42285 |  |  | Yes |  | 3 | 20500 | 134.5144 | 152.4 | 14 | 0.958 | 3971 | 82.5
PH3X4KZF | Orion Energy Systems Inc | Apollo | HBAC2C1OAUNVNDX840NLXX-XXXXXXXX | Indoor Luminaires | High-Bay | High-Bay Aisle Luminaires | Premium | FALSE | [9 empty] | 42285 |  |  | Yes |  | 3 | 20500 | 143.5574 | 142.8 | 8.15 | 0.948 | 3971 | 82.5
PZPR6GST | Orion Energy Systems Inc | Apollo | HBAC2C1OAXXXFDX840NLXX-XXXXXXXX | Indoor Luminaires | High-Bay | High-Bay Luminaires for Commercial and Industrial Buildings | Premium | FALSE | [9 empty] | 42285 |  |  | Yes |  | 3 | 20500 | 134.5144 | 152.4 | 14 | 0.958 | 3971 | 82.5
PZ6HPJN2 | Orion Energy Systems Inc | Apollo | HBAC2C1OAUNVFDX840NLXX-XXXXXXXX | Indoor Luminaires | High-Bay | High-Bay Luminaires for Commercial and Industrial Buildings | Premium | FALSE | [9 empty] | 42285 |  |  | Yes |  | 3 | 20500 | 143.5574 | 142.8 | 8.15 | 0.948 | 3971 | 82.5
PWJDB23M | Orion Energy Systems Inc | Apollo | HBAC2A1AAXXXNDX840NLXX-XXXXXXXX | Indoor Luminaires | High-Bay | High-Bay Aisle Luminaires | Premium | FALSE | [9 empty] | 42285 |  |  | Yes |  | 3 | 12760 | 121.0626 | 105.4 | 15.8 | 0.928 | 3970 | 82.2
PUQEEZCW | Orion Energy Systems Inc | Apollo | HBAC2A1AAUNVNDX840NLXX-XXXXXXXX | Indoor Luminaires | High-Bay | High-Bay Aisle Luminaires | Premium | FALSE | [9 empty] | 42285 |  |  | Yes |  | 3 | 12760 | 128.5642 | 99.25 | 7.95 | 0.969 | 3970 | 82.2
PVBZWKZJ | Orion Energy Systems Inc | Apollo | HBAC2A1AAXXXFDX840NLXX-XXXXXXXX | Indoor Luminaires | High-Bay | High-Bay Aisle Luminaires | Premium | FALSE | [9 empty] | 42285 |  |  | Yes |  | 3 | 12760 | 121.0626 | 105.4 | 15.8 | 0.928 | 3970 | 82.2
PRGM8KJS | Orion Energy Systems Inc | Apollo | HBAC2A1AAUNVFDX840NLXX-XXXXXXXX | Indoor Luminaires | High-Bay | High-Bay Aisle Luminaires | Premium | FALSE | [9 empty] | 42285 |  |  | Yes |  | 3 | 12760 | 128.5642 | 99.25 | 7.95 | 0.969 | 3970 | 82.2
PFUX8C7M | Orion Energy Systems Inc | Apollo | HBAC2A1OAXXXNDX840LFXX-XXXXXXXX | Indoor Luminaires | High-Bay | High-Bay Aisle Luminaires | Premium | FALSE | [9 empty] | 42285 |  |  | Yes |  | 3 | 12280 | 116.5085 | 105.4 | 15.8 | 0.928 | 3957 | 82.2
PYE8TN7R | Orion Energy Systems Inc | Apollo | HBAC2A1OAUNVNDX840LFXX-XXXXXXXX | Indoor Luminaires | High-Bay | High-Bay Aisle Luminaires | Premium | FALSE | [9 empty] | 42285 |  |  | Yes |  | 3 | 12280 | 124.3922 | 98.72 | 7.95 | 0.969 | 3957 | 82.2
PYYPRQGD | Orion Energy Systems Inc | Apollo | HBAC2A1OAXXXFDX840LFXX-XXXXXXXX | Indoor Luminaires | High-Bay | High-Bay Luminaires for Commercial and Industrial Buildings | Premium | FALSE | [9 empty] | 42285 |  |  | Yes |  | 3 | 12280 | 116.5085 | 105.4 | 15.8 | 0.928 | 3957 | 82.2
PZDRVNMC | Orion Energy Systems Inc | Apollo | HBAC2A1OAUNVFDX840LFXX-XXXXXXXX | Indoor Luminaires | High-Bay | High-Bay Luminaires for Commercial and Industrial Buildings | Premium | FALSE | [9 empty] | 42285 |  |  | Yes |  | 3 | 12280 | 124.3922 | 98.72 | 7.95 | 0.969 | 3957 | 82.2
P1FCCZ99 | CIXI YUANHUI LIGHTING ELECTRIC CO.LTD | YUANHUI | HBRF150V2P | Indoor Luminaires | High-Bay | High-Bay Luminaires for Commercial and Industrial Buildings | Standard | FALSE | [9 empty] | 42285 |  |  | No |  | 3 | 14327 | 97.17 | 147.4 | 10.36 | 0.9105 | 5000 | 85
PQQFUBRW | CIXI YUANHUI LIGHTING ELECTRIC CO.LTD | YUANHUI | HBRF280V2P | Indoor Luminaires | High-Bay | High-Bay Luminaires for Commercial and Industrial Buildings | Standard | FALSE | [9 empty] | 42285 |  |  | No |  | 3 | 27462 | 99.45 | 276.1 | 11.62 | 0.9008 | 5000 | 84.9
P1ZZTW6U | CIXI YUANHUI LIGHTING ELECTRIC CO.LTD | YUANHUI | HBRF280V1P | Indoor Luminaires | High-Bay | High-Bay Luminaires for Commercial and Industrial Buildings | Standard | FALSE | [9 empty] | 42285 |  |  | No |  | 3 | 26946 | 100.46 | 268.2 | 10.54 | 0.9352 | 5000 | 84.9
PABHG47S | CIXI YUANHUI LIGHTING ELECTRIC CO.LTD | YUANHUI | HBRF400V2P | Indoor Luminaires | High-Bay | High-Bay Luminaires for Commercial and Industrial Buildings | Standard | FALSE | [9 empty] | 42285 |  |  | No |  | 3 | 36456 | 94.77 | 384.7 | 11.74 | 0.9139 | 5000 | 84.6
PJUQV4DM | CIXI YUANHUI LIGHTING ELECTRIC CO.LTD | YUANHUI | HBRF150V2N | Indoor Luminaires | High-Bay | High-Bay Luminaires for Commercial and Industrial Buildings | Standard | FALSE | [9 empty] | 42285 |  |  | No |  | 3 | 12835 | 87.28 | 147.1 | 10.53 | 0.9124 | 4000 | 84.1
P846MASE | CIXI YUANHUI LIGHTING ELECTRIC CO.LTD | YUANHUI | HBRF280V2N | Indoor Luminaires | High-Bay | High-Bay Luminaires for Commercial and Industrial Buildings | Standard | FALSE | [9 empty] | 42285 |  |  | No |  | 3 | 24771 | 89.55 | 276.6 | 11.54 | 0.9108 | 4000 | 83.9
PVY7XSVT | CIXI YUANHUI LIGHTING ELECTRIC CO.LTD | YUANHUI | HBRF400V2N | Indoor Luminaires | High-Bay | High-Bay Luminaires for Commercial and Industrial Buildings | Standard | FALSE | [9 empty] | 42285 |  |  | No |  | 3 | 33376 | 86.37 | 386.5 | 11.48 | 0.913 | 4000 | 83.9
PBPPVGMF | CIXI YUANHUI LIGHTING ELECTRIC CO.LTD | YUANHUI | HBRF280V1N | Indoor Luminaires | High-Bay | High-Bay Luminaires for Commercial and Industrial Buildings | Standard | FALSE | [9 empty] | 42285 |  |  | No |  | 3 | 24191 | 89.88 | 269.2 | 10.46 | 0.9361 | 4000 | 83.9
PS71XN78 | CIXI YUANHUI LIGHTING ELECTRIC CO.LTD | YUANHUI | HBRF150V2W | Indoor Luminaires | High-Bay | High-Bay Luminaires for Commercial and Industrial Buildings | Standard | FALSE | [9 empty] | 42285 |  |  | No |  | 3 | 12835 | 87.28 | 147.1 | 10.53 | 0.9124 | 3000 | 84.1
PW8WDRA6 | CIXI YUANHUI LIGHTING ELECTRIC CO.LTD | YUANHUI | HBRF280V2W | Indoor Luminaires | High-Bay | High-Bay Luminaires for Commercial and Industrial Buildings | Standard | FALSE | [9 empty] | 42285 |  |  | No |  | 3 | 24771 | 89.55 | 276.6 | 11.54 | 0.9108 | 3000 | 83.9
PPX4GRWU | CIXI YUANHUI LIGHTING ELECTRIC CO.LTD | YUANHUI | HBRF400V2W | Indoor Luminaires | High-Bay | High-Bay Luminaires for Commercial and Industrial Buildings | Standard | FALSE | [9 empty] | 42285 |  |  | No |  | 3 | 33376 | 86.37 | 386.5 | 11.48 | 0.913 | 3000 | 83.9
PY196ZKA | CIXI YUANHUI LIGHTING ELECTRIC CO.LTD | YUANHUI | HBRF280V1W | Indoor Luminaires | High-Bay | High-Bay Luminaires for Commercial and Industrial Buildings | Standard | FALSE | [9 empty] | 42285 |  |  | No |  | 3 | 24191 | 89.88 | 269.2 | 10.46 | 0.9361 | 3000 | 83.9
PFWHEK26 | S LITE CO. LTD. | S LITE | DL832AE(5000K) | Indoor Luminaires | High-Bay | High-Bay Luminaires for Commercial and Industrial Buildings | Premium | FALSE | [9 empty] | 42285 | Dimmable | Continuous Above 10 | NotYetVerified |  | 3 | 14374 | 115.92 | 124 | 13.28 | 0.9246 | 5000 | 78.1
P16C26DM | S LITE CO. LTD. | S LITE | DL832AE(4500K) | Indoor Luminaires | High-Bay | High-Bay Luminaires for Commercial and Industrial Buildings | Premium | FALSE | [9 empty] | 42285 | Dimmable | Continuous Above 10 | NotYetVerified |  | 3 | 14086 | 112.6 | 125.1 | 13.25 | 0.9078 | 4500 | 72.4
PTZ61YA2 | S LITE CO. LTD. | S LITE | DL832AE(4000K) | Indoor Luminaires | High-Bay | High-Bay Luminaires for Commercial and Industrial Buildings | Premium | FALSE | [9 empty] | 42285 | Dimmable | Continuous Above 10 | NotYetVerified |  | 3 | 14086 | 112.6 | 125.1 | 13.25 | 0.9078 | 4000 | 72.4
PURHSS6E | S LITE CO. LTD. | S LITE | DL832AE(3500K) | Indoor Luminaires | High-Bay | High-Bay Luminaires for Commercial and Industrial Buildings | Premium | FALSE | [9 empty] | 42285 | Dimmable | Continuous Above 10 | NotYetVerified |  | 3 | 14086 | 112.6 | 125.1 | 13.25 | 0.9078 | 3500 | 72.4
P5KPGZCH | ACRA Phenolics Inc. | ACRA Phenolics Inc. | HBL-23-HO-5K | Indoor Luminaires | High-Bay | High-Bay Luminaires for Commercial and Industrial Buildings | Standard | FALSE | [9 empty] | 42285 | Dimmable | Continuous Below 10 | No |  | 3 | 24417 | 125.6 | 194.4 | 7.47 | 0.967 | 5159 | 82.8
PZVJYBEX | BIG SHINE LED | BIG SHINE LED | BSL-HB200-SEHD-MO-5K-30 | Indoor Luminaires | High-Bay | High-Bay Luminaires for Commercial and Industrial Buildings | Standard | FALSE | [9 empty] | 42285 | Dimmable | Continuous Below 10 | NotYetVerified | Only qualified pointing straight down | 3 | 25962 | 130.7 | 198.6 | 5.23 | 0.9956 | 5173 | 84
P46TNSTY | BIG SHINE LED | BIG SHINE LED | BSL-HB300-SEHD-MO-5K-30 | Indoor Luminaires | High-Bay | High-Bay Luminaires for Commercial and Industrial Buildings | Standard | FALSE | [9 empty] | 42285 | Dimmable | Continuous Below 10 | NotYetVerified |  | 3 | 37259 | 123.3 | 302.11 | 5.27 | 0.9 | 5166 | 84
PJDEWSXF | BIG SHINE LED | BIG SHINE LED | BSL-HB200-SEHD-MO-5K-60 | Indoor Luminaires | High-Bay | High-Bay Luminaires for Commercial and Industrial Buildings | Standard | FALSE | [9 empty] | 42285 | Dimmable | Continuous Below 10 | NotYetVerified |  | 3 | 25814 | 126.2 | 204.61 | 4.95 | 0.9954 | 5112 | 83.8
PKEQJAEN | BIG SHINE LED | BIG SHINE LED | BSL-HB300-SEHD-MO-5K-60 | Indoor Luminaires | High-Bay | High-Bay Luminaires for Commercial and Industrial Buildings | Standard | FALSE | [9 empty] | 42285 | Dimmable | Continuous Below 10 | NotYetVerified |  | 3 | 38030 | 126.2 | 301.41 | 5.44 | 0.9 | 5101 | 84
P24PZ1YB | BIG SHINE LED | BIG SHINE LED | BSL-HB150-SEHD-AO-5K-60 | Indoor Luminaires | High-Bay | High-Bay Luminaires for Commercial and Industrial Buildings | Standard | FALSE | [9 empty] | 42285 | Dimmable | Continuous Below 10 | Yes |  | 3 | 16500 | 110 | 150 | 20 | 0.9 | 5000 | 80
PDFWJWJ2 | BIG SHINE LED | BIG SHINE LED | BSL-HB150-SEHD-AO-5K-100 | Indoor Luminaires | High-Bay | High-Bay Luminaires for Commercial and Industrial Buildings | Standard | FALSE | [9 empty] | 42285 | Dimmable | Continuous Below 10 | NotYetVerified |  | 3 | 16500 | 110 | 150 | 20 | 0.9 | 5000 | 80
PETMZH93 | BIG SHINE LED | BIG SHINE LED | BSL-HB80-SEHD-AC-5K-60 | Indoor Luminaires | High-Bay | High-Bay Luminaires for Commercial and Industrial Buildings | Standard | FALSE | [9 empty] | 42285 | Dimmable | Stepped | NotYetVerified |  | 3 | 10319 | 120.5 | 85.62 | 8.02 | 0.9916 | 4794 | 82.3
PNWWPTF3 | BIG SHINE LED | BIG SHINE LED | BSL-HB100-SEHD-AC-5K-100 | Indoor Luminaires | High-Bay | High-Bay Luminaires for Commercial and Industrial Buildings | Standard | FALSE | [9 empty] | 42285 | Dimmable | Stepped | NotYetVerified |  | 3 | 12004 | 115.3 | 104.1 | 7.71 | 0.9942 | 4791 | 81.9
PGCMGHXU | BIG SHINE LED | BIG SHINE LED | BSL-HB80-SEHD-AC-5K-100 | Indoor Luminaires | High-Bay | High-Bay Luminaires for Commercial and Industrial Buildings | Standard | FALSE | [9 empty] | 42285 | Dimmable | Stepped | NotYetVerified |  | 3 | 10374 | 119.1 | 87.1 | 11.91 | 0.9893 | 4776 | 82.2
PQDS5MFY | BIG SHINE LED | BIG SHINE LED | BSL-HB100-SEHD-AC-5K-60 | Indoor Luminaires | High-Bay | High-Bay Luminaires for Commercial and Industrial Buildings | Standard | FALSE | [9 empty] | 42285 | Dimmable | Stepped | NotYetVerified |  | 3 | 11926 | 115.6 | 103.2 | 7.84 | 0.9942 | 4757 | 83.3
PT8EV8AK | BIG SHINE LED | BIG SHINE LED | BSL-HB100-SEHD-AC-4K-100 | Indoor Luminaires | High-Bay | High-Bay Luminaires for Commercial and Industrial Buildings | Standard | FALSE | [9 empty] | 42285 | Dimmable | Stepped | NotYetVerified |  | 3 | 11976 | 114.2 | 104.87 | 8.21 | 0.9938 | 3860 | 84.5
PHZP6RA2 | BIG SHINE LED | BIG SHINE LED | BSL-HB80-SEHD-AC-4K-100 | Indoor Luminaires | High-Bay | High-Bay Luminaires for Commercial and Industrial Buildings | Standard | FALSE | [9 empty] | 42285 | Dimmable | Stepped | NotYetVerified |  | 3 | 10227 | 120.4 | 84.96 | 12.4 | 0.9879 | 3844 | 84.6
PZPQTN7Q | Orion Energy Systems Inc | ISON | HBIF2A1AAUNVFDX830LCXX-XXXXXXXX | Indoor Luminaires | High-Bay | High-Bay Aisle Luminaires | Premium | TRUE | 9319 | 128.7 | 72.41 | 11.4 | 0.986 | 3035 | 83.9 | 5 | 50000 | 42284 |  |  | Yes |  | 3 | 9319 | 128.69 | 72.41 | 16.3 | 0.939 | 3035 | 83.9
PBWH37UD | PA-CO Lighting | PA-CO Lighting | PENE-48-LED-00-300-50-MV [all SP options excludes wireguards] | Indoor Luminaires | High-Bay | High-Bay Luminaires for Commercial and Industrial Buildings | Premium | TRUE | 30976 | 115.9 | 267.21 | 10.38 | 0.9841 | 5239 | 83.75 | 5 | 50000 | 42284 | Dimmable | Continuous Below 10 | Yes |  | 3 | 30976 | 115.9 | 267.21 | 10.38 | 0.9984 | 5239 | 83.75
PA57WJJX | Orion Energy Systems Inc | Harris | HBHC1C1AAXXXFDX830XX-XXXXXXXX | Indoor Luminaires | High-Bay | High-Bay Aisle Luminaires | Premium | TRUE | 20970 | 122.13 | 171.7 | 18.4 | 0.983 | 3071 | 82 | 5 | 50000 | 42284 | Dimmable | Continuous Below 10 | Yes |  | 3 | 20970 | 122.13 | 171.7 | 18.4 | 0.983 | 3071 | 82
PK88FSMX | H.E. Williams Inc. | Williams Linear | GLS-4-L257/840-FCHA118-DRV-UNV [All options excluding WG] | Indoor Luminaires | High-Bay | High-Bay Luminaires for Commercial and Industrial Buildings | Standard | TRUE | 25650 | 107.4 | 238.92 | 10.207 | 0.9824 | 3961 | 82.91 | 5 | 50000 | 42284 |  |  | No |  | 3 | 25650 | 107.4 | 239 | 4.85 | 0.9985 | 3961 | 82.91
P3BA2ABZ | On Time Lighting | DVPEW LED | OTLDVPEW-L-SMM-4-CC-FORTIMO-L-830-U | Indoor Luminaires | High-Bay | High-Bay Luminaires for Commercial and Industrial Buildings | Standard | TRUE | 15990 | 107.5 | 148.72 | 14.701 | 0.9751 | 3120 | 82.51 | 5 |  | 42284 |  |  | NotYetVerified |  | 3 | 16000 | 107 | 149 | 20 | 0.9 | 3000 | 82
PRPU3C9P | On Time Lighting | DVPE LED | OTLDVPE-L-SMM-4-2L-DIRA-CC-FORTIMO-H-830-U | Indoor Luminaires | High-Bay | Low-Bay Luminaires for Commercial and Industrial Buildings | Standard | TRUE | 7529 | 101.3 | 74.34 | 14.581 | 0.975 | 3124 | 82.62 | 5 |  | 42284 |  |  | NotYetVerified |  | 3 | 7500 | 101 | 73 | 20 | 0.9 | 3000 | 83
PB94Q5FT | Orion Energy Systems Inc | ISON | HBIF2D1AAXXXFDX830LCXX-XXXXXXXX | Indoor Luminaires | High-Bay | High-Bay Aisle Luminaires | Premium | TRUE | 18430 | 119.83 | 153.8 | 24.1 | 0.97 | 3063 | 83.5 | 5 | 50000 | 42284 | Dimmable | Continuous Below 10 | Yes |  | 3 | 18430 | 119.83 | 153.8 | 24.1 | 0.97 | 3063 | 83.5
P47R387A | On Time Lighting | DVPEW LED | OTLDVPEW-L-SMM-4-CC-UNVLT-H-830-U | Indoor Luminaires | High-Bay | High-Bay Luminaires for Commercial and Industrial Buildings | Standard | TRUE | 18227 | 101.5 | 179.43 | 12.086 | 0.967 | 3066 | 83.3 | 5 |  | 42284 |  |  | NotYetVerified |  | 3 | 18200 | 101 | 180 | 20 | 0.9 | 3000 | 82
PTQW9FGU | On Time Lighting | DVPE LED | OTLDVPE-L-SMW-4-2L-DIRA-CC-OSRAM-L-835-U | Indoor Luminaires | High-Bay | Low-Bay Luminaires for Commercial and Industrial Buildings | Standard | TRUE | 5402 | 103.1 | 52.394 | 15.256 | 0.9669 | 3468 | 82.95 | 5 |  | 42284 |  |  | NotYetVerified |  | 3 | 5400 | 103 | 53 | 20 | 0.9 | 3500 | 82
PURCN878 | On Time Lighting | DVPE LED | OTLDVPE-L-SMN-4-2L-DIRA-CC-UNVLT-H-830-U | Indoor Luminaires | High-Bay | Low-Bay Luminaires for Commercial and Industrial Buildings | Standard | TRUE | 6619 | 86.3 | 76.67 | 9.502 | 0.9667 | 3088 | 83.72 | 5 |  | 42284 |  |  | NotYetVerified |  | 3 | 6619 | 86.3 | 76.67 | 6.5148 | 0.9969 | 3000 | 83.72
PWVD146Z | Flex Lighting Solutions | Flextronics | ES3V-AFCC-CAB | Indoor Luminaires | High-Bay | High-Bay Aisle Luminaires | Premium | TRUE | 16884 | 113 | 149 | 12 | 0.962 | 4028 | 82.2 | 5 | 200000 | 42284 |  |  | NotYetVerified | ES3V-UL-6MS-40-AISLE-CA-LV | 3 | 16868 | 113 | 149 | 10 | 1 | 4009 | 82
P694EJBZ | Flex Lighting Solutions | Flextronics | ES3PH-AECC-ABB | Indoor Luminaires | High-Bay | High-Bay Luminaires for Commercial and Industrial Buildings | Premium | TRUE | 14066 | 122 | 115.31 | 12 | 0.962 | 3978 | 82.3 | 5 | 200000 | 42284 | Dimmable | Continuous Above 10 | NotYetVerified | ES3PH-UL-4MS-40-WIDE-FP-LV | 3 | 14066 | 122 | 115 | 12 | 1 | 3978 | 82
PX2FCZS8 | Flex Lighting Solutions | Flextronics | GRWP3H-AFCC-AAH | Indoor Luminaires | High-Bay | High-Bay Luminaires for Commercial and Industrial Buildings | Premium | TRUE | 37358 | 119.8 | 311.8 | 12.3 | 0.956 | 4086 | 80.3 | 5 | 200000 | 42284 |  |  | NotYetVerified | GRWP3H-UL-6M-40-WIDE-CA-HV | 3 | 37358 | 119.8 | 311.8 | 7.33 | 0.99 | 4086 | 80.3
PUGVUZSQ | Flex Lighting Solutions | Flextronics | ES3PH-AFCC-AAH | Indoor Luminaires | High-Bay | High-Bay Luminaires for Commercial and Industrial Buildings | Premium | TRUE | 31066 | 130.1 | 238.76 | 11.52 | 0.952 | 4057 | 80.4 | 5 | 200000 | 42284 |  |  | NotYetVerified | ES3PH-UL-6MS-40-WIDE-CA-HV | 3 | 31066 | 130.1 | 238.76 | 7.55 | 0.99 | 4057 | 80.4
PRQPV3PR | On Time Lighting | DVPEW LED | OTLDVPEW-L-SMW-4-CC-UPDATE-H-840-U | Indoor Luminaires | High-Bay | High-Bay Luminaires for Commercial and Industrial Buildings | Standard | TRUE | 13860 | 91.8 | 151 | 10.52 | 0.948 | 3950 | 85.71 |  |  | 42284 |  |  | NotYetVerified |  | 3 | 13860 | 91.8 | 151 | 10.52 | 0.948 | 4000 | 85.74
P1M2FFD8U | Yaham Optoelectronics Co. Ltd. | Yaham? | YHL-ID-150-HB-VE | Indoor Luminaires | High-Bay | High-Bay Luminaires for Commercial and Industrial Buildings | Premium | TRUE | 26090 | 170.15 | 153.3 | 7.02 | 0.9949 | 4935 | 74.2 | 5 | 50000 | 42284 |  |  | No | Updated on 1/3/2017 | 4.1 | 26100 | 174 | 150 | 15 | 0.95 | 5000 | 70
PET7RPE3 | Precision Paragon [P2] | Precision Paragon | SNL-1x8-LW-F-UL-40K | Indoor Luminaires | High-Bay | High-Bay Luminaires for Commercial and Industrial Buildings | Standard | TRUE | 10280 | 106 | 97 | 19 | 0.93 | 4040 | 83 | 5 | 50000 | 42284 |  |  | NotYetVerified |  | 3 | 10542 | 93.9452 | 106 |  |  | 4000 | 84
PT6RD49H | Flex Lighting Solutions | Flextronics | ES3V-ADCC-CAB | Indoor Luminaires | High-Bay | Low-Bay Luminaires for Commercial and Industrial Buildings | Premium | TRUE | 5669 | 110 | 51.6 | 9.86 | 0.927 | 4022 | 82.2 | 5 | 200000 | 42284 |  |  | NotYetVerified | ES3V-UL-2MS-40-AISLE-CA-LV | 3 | 5686 | 110 | 52 | 9 | 1 | 3975 | 82
PPNUKBTJ | Orion Energy Systems Inc | Harris | HBHC1A1AAXXXFDX830XX-XXXXXXXX | Indoor Luminaires | High-Bay | High-Bay Aisle Luminaires | Premium | TRUE | 10510 | 117.14 | 89.72 | 22.9 | 0.925 | 3068 | 82.2 | 5 | 50000 | 42284 |  |  | Yes |  | 3 | 10510 | 117.14 | 89.72 | 22.9 | 0.925 | 3064 | 82
PJ44RX1R | On Time Lighting | DVPE LED | OTLDVPE-L-4-2L-DIRA-UNVLT-840-M510C-255X2 | Indoor Luminaires | High-Bay | Low-Bay Luminaires for Commercial and Industrial Buildings | Standard | TRUE | 8110 | 96.79 | 83.792 | 19.261 | 0.9167 | 4110 | 82.76 | 5 | 35000 | 42284 |  |  | NotYetVerified |  | 3 | 8100 | 95 | 84 |  | 0.9 | 4000 | 82
PQWPGR4W | On Time Lighting | DVPE LED | OTLDVPE-L-4-2L-LIRA-UNVLT-840-M510C-255X2 | Indoor Luminaires | High-Bay | Low-Bay Luminaires for Commercial and Industrial Buildings | Standard | TRUE | 8710 | 103.82 | 83.892 | 19.26 | 0.9167 | 4091 | 82.51 | 5 | 35000 | 42284 |  |  | NotYetVerified |  | 3 | 8700 | 103 | 84 |  | 0.9 | 4000 | 82
PJQJ1SJG | CIXI YUANHUI LIGHTING ELECTRIC CO.LTD | YUANHUI | HBRF150V1D | Indoor Luminaires | High-Bay | High-Bay Luminaires for Commercial and Industrial Buildings | Standard | TRUE | 13940 | 90.5 | 154 | 10.32 | 0.9092 | 2772 | 84.1 | 5 | 50000 | 42284 |  |  | No |  | 3 | 13940 | 90.5 | 154 | 10.32 | 0.9092 | 2700 | 84.1
PJRDG46H | On Time Lighting | DVPE LED | OTLDVPE-L-DIRA-FORTIMO-840-55W-3K | Indoor Luminaires | High-Bay | Low-Bay Luminaires for Commercial and Industrial Buildings | Standard | TRUE | 7355 | 91.8 | 80.089 | 18.286 | 0.9091 | 4026 | 83.4 | 5 | 35000 | 42284 |  |  | NotYetVerified |  | 3 | 7355 |  | 80 |  | 0.9 | 4000
PY958528 | Precision Paragon [P2] | Precision Paragon | SNL-1x8-HL-BL-UL-50K | Indoor Luminaires | High-Bay | High-Bay Luminaires for Commercial and Industrial Buildings | Standard | FALSE | [9 empty] | 42284 |  |  | NotYetVerified |  | 3 | 17722 | 95.2796 | 186 |  |  | 5000 | 84
PKK63738 | Precision Paragon [P2] | Precision Paragon | SNL-1x8-LW-BL-UL-50K | Indoor Luminaires | High-Bay | High-Bay Luminaires for Commercial and Industrial Buildings | Standard | FALSE | [9 empty] | 42284 |  |  | NotYetVerified |  | 3 | 10542 | 99.4528 | 106 |  |  | 5000 | 84
P2F6CJ3K | Precision Paragon [P2] | Precision Paragon | SNL-1x8-ML-BL-UL-50K | Indoor Luminaires | High-Bay | High-Bay Luminaires for Commercial and Industrial Buildings | Standard | FALSE | [9 empty] | 42284 |  |  | NotYetVerified |  | 3 | 13716 | 93.9452 | 146 |  |  | 5000 | 83
PCBRD1RB | Precision Paragon [P2] | Precision Paragon | SNL-1x8-HL-F-UL-50K | Indoor Luminaires | High-Bay | High-Bay Luminaires for Commercial and Industrial Buildings | Standard | FALSE | [9 empty] | 42284 |  |  | NotYetVerified |  | 3 | 17722 | 95.2796 | 186 |  |  | 5000 | 84
PEDSNNVU | Precision Paragon [P2] | Precision Paragon | SNL-1x8-LW-F-UL-50K | Indoor Luminaires | High-Bay | High-Bay Luminaires for Commercial and Industrial Buildings | Standard | FALSE | [9 empty] | 42284 |  |  | NotYetVerified |  | 3 | 10542 | 99.4528 | 106 |  |  | 5000 | 84
PURSTQ12 | Precision Paragon [P2] | Precision Paragon | SNL-1x8-ML-F-UL-50K | Indoor Luminaires | High-Bay | High-Bay Luminaires for Commercial and Industrial Buildings | Standard | FALSE | [9 empty] | 42284 |  |  | NotYetVerified |  | 3 | 13716 | 93.9452 | 146 |  |  | 5000 | 83.3
PZNNR62V | Precision Paragon [P2] | Precision Paragon | SNL-1x8-HL-DM-UL-50K | Indoor Luminaires | High-Bay | High-Bay Luminaires for Commercial and Industrial Buildings | Standard | FALSE | [9 empty] | 42284 |  |  | NotYetVerified |  | 3 | 17722 | 95.2796 | 186 |  |  | 5000 | 84
PDC7RWY4 | Precision Paragon [P2] | Precision Paragon | SNL-1x8-LW-DM-UL-50K | Indoor Luminaires | High-Bay | High-Bay Luminaires for Commercial and Industrial Buildings | Standard | FALSE | [9 empty] | 42284 |  |  | NotYetVerified |  | 3 | 10542 | 99.4528 | 106 |  |  | 5000 | 84
PEET35H6 | Precision Paragon [P2] | Precision Paragon | SNL-1x8-ML-DM-UL-50K | Indoor Luminaires | High-Bay | High-Bay Luminaires for Commercial and Industrial Buildings | Standard | FALSE | [9 empty] | 42284 |  |  | NotYetVerified |  | 3 | 13716 | 93.9452 | 146 |  |  | 5000 | 83
PMAJFNY1 | Precision Paragon [P2] | Precision Paragon | SNL-1x8-Hl-DM-UL-40K | Indoor Luminaires | High-Bay | High-Bay Luminaires for Commercial and Industrial Buildings | Standard | FALSE | [9 empty] | 42284 |  |  | NotYetVerified |  | 3 | 17722 | 95.2796 | 186 |  |  | 4000 | 84
PYHSVXEW | Precision Paragon [P2] | Precision Paragon | SNL-1x8-LW-BL-UL-40K | Indoor Luminaires | High-Bay | High-Bay Luminaires for Commercial and Industrial Buildings | Standard | FALSE | [9 empty] | 42284 |  |  | NotYetVerified |  | 3 | 10542 | 93.9452 | 106 |  |  | 4000 | 84
PDEQYFT8 | Precision Paragon [P2] | Precision Paragon | SNL-1x8-ML-BL-UL-40K | Indoor Luminaires | High-Bay | High-Bay Luminaires for Commercial and Industrial Buildings | Standard | FALSE | [9 empty] | 42284 |  |  | NotYetVerified |  | 3 | 13716 | 99.4528 | 146 |  |  | 4000 | 83
PB6XJQ5M | Precision Paragon [P2] | Precision Paragon | SNL-1x8-Hl-F-UL-40K | Indoor Luminaires | High-Bay | High-Bay Luminaires for Commercial and Industrial Buildings | Standard | FALSE | [9 empty] | 42284 |  |  | NotYetVerified |  | 3 | 17722 | 95.2796 | 186 |  |  | 4000 | 84
P5F7FH2E | Precision Paragon [P2] | Precision Paragon | SNL-1x8-ML-F-UL-40K | Indoor Luminaires | High-Bay | High-Bay Luminaires for Commercial and Industrial Buildings | Standard | FALSE | [9 empty] | 42284 |  |  | NotYetVerified |  | 3 | 13716 | 99.4528 | 146 |  |  | 4000 | 83.3
PPE871PJ | Precision Paragon [P2] | Precision Paragon | SNL-1x8-Hl-BL-UL-40K | Indoor Luminaires | High-Bay | High-Bay Luminaires for Commercial and Industrial Buildings | Standard | FALSE | [9 empty] | 42284 |  |  | NotYetVerified |  | 3 | 17722 | 95.2796 | 186 |  |  | 4000 | 84
PB4T6WEW | Precision Paragon [P2] | Precision Paragon | SNL-1x8-LW-DM-UL-40K | Indoor Luminaires | High-Bay | High-Bay Luminaires for Commercial and Industrial Buildings | Standard | FALSE | [9 empty] | 42284 |  |  | NotYetVerified |  | 3 | 10542 | 93.9452 | 106 |  |  | 4000 | 84
PMYPQH3A | Precision Paragon [P2] | Precision Paragon | SNL-1x8-ML-DM-UL-40K | Indoor Luminaires | High-Bay | High-Bay Luminaires for Commercial and Industrial Buildings | Standard | FALSE | [9 empty] | 42284 |  |  | NotYetVerified |  | 3 | 13716 | 99.4528 | 146 |  |  | 4000 | 83
PB36ZCC2 | Orion Energy Systems Inc | Harris | HBHC1C1OAXXXNDX850XX-XXXXXXXX | Indoor Luminaires | High-Bay | High-Bay Luminaires for Commercial and Industrial Buildings | Premium | FALSE | [9 empty] | 42284 | Not Dimmable | Not Dimmable | Yes |  | 3 | 22550 | 131.33 | 171.7 | 18.4 | 0.983 | 5111 | 82
PC14ECZY | Orion Energy Systems Inc | Harris | HBHC1C1AAXXXNDX850XX-XXXXXXXX | Indoor Luminaires | High-Bay | High-Bay Aisle Luminaires | Premium | FALSE | [9 empty] | 42284 | Not Dimmable | Not Dimmable | Yes |  | 3 | 21426.07 | 124.78 | 171.7 | 18.4 | 0.983 | 5111 | 82
P5U7TKXG | Orion Energy Systems Inc | Harris | HBHC1C1OAUNVNDX850XX-XXXXXXXX | Indoor Luminaires | High-Bay | High-Bay Luminaires for Commercial and Industrial Buildings | Premium | FALSE | [9 empty] | 42284 | Not Dimmable | Not Dimmable | Yes |  | 3 | 22550 | 138.34 | 163 | 11.9 | 0.949 | 5111 | 82
PEYXTZWZ | Orion Energy Systems Inc | Harris | HBHC1C1AAUNVNDX850XX-XXXXXXXX | Indoor Luminaires | High-Bay | High-Bay Aisle Luminaires | Premium | FALSE | [9 empty] | 42284 |  |  | Yes |  | 3 | 21426.07 | 131.44 | 163 | 11.9 | 0.949 | 5111 | 82
PRNHBZRZ | Orion Energy Systems Inc | Harris | HBHC1C1OAXXXFDX850XX-XXXXXXXX | Indoor Luminaires | High-Bay | High-Bay Luminaires for Commercial and Industrial Buildings | Premium | FALSE | [9 empty] | 42284 |  |  | Yes |  | 3 | 22550 | 131.33 | 171.7 | 18.4 | 0.983 | 5111 | 82
PSGTUCKR | Orion Energy Systems Inc | Harris | HBHC1C1AAXXXFDX850XX-XXXXXXXX | Indoor Luminaires | High-Bay | High-Bay Aisle Luminaires | Premium | FALSE | [9 empty] | 42284 |  |  | Yes |  | 3 | 21426.07 | 124.78 | 171.7 | 18.4 | 0.983 | 5111 | 82
PYQPXRNV | Orion Energy Systems Inc | Harris | HBHC1C1OAUNVFDX850XX-XXXXXXXX | Indoor Luminaires | High-Bay | High-Bay Luminaires for Commercial and Industrial Buildings | Premium | FALSE | [9 empty] | 42284 |  |  | Yes |  | 3 | 22550 | 138.34 | 163 | 11.9 | 0.949 | 5111 | 82
P41EEXRF | Orion Energy Systems Inc | Harris | HBHC1C1AAUNVFDX850XX-XXXXXXXX | Indoor Luminaires | High-Bay | High-Bay Aisle Luminaires | Premium | FALSE | [9 empty] | 42284 | Dimmable | Continuous Below 10 | Yes |  | 3 | 21426.07 | 131.44 | 163 | 11.9 | 0.949 | 5111 | 82
PB361936 | Orion Energy Systems Inc | Harris | HBHC1B1OAXXXNDX850XX-XXXXXXXX | Indoor Luminaires | High-Bay | High-Bay Aisle Luminaires | Premium | FALSE | [9 empty] | 42284 | Not Dimmable | Not Dimmable | Yes |  | 3 | 19870 | 138.75 | 143.2 | 21 | 0.978 | 5097 | 82
PJNXP8VE | Orion Energy Systems Inc | Harris | HBHC1B1AAXXXNDX850XX-XXXXXXXX | Indoor Luminaires | High-Bay | High-Bay Aisle Luminaires | Premium | FALSE | [9 empty] | 42284 |  |  | Yes |  | 3 | 19411.3 | 135.55 | 143.2 | 21 | 0.978 | 5097 | 82
PE2983XJ | Orion Energy Systems Inc | Harris | HBHC1B1OAUNVNDX850XX-XXXXXXXX | Indoor Luminaires | High-Bay | High-Bay Aisle Luminaires | Premium | FALSE | [9 empty] | 42284 | Not Dimmable | Not Dimmable | Yes |  | 3 | 19870 | 144.82 | 137.2 | 12 | 0.929 | 5097 | 82
PAU6YHE9 | Orion Energy Systems Inc | Harris | HBHC1B1AAUNVNDX850XX-XXXXXXXX | Indoor Luminaires | High-Bay | High-Bay Aisle Luminaires | Premium | FALSE | [9 empty] | 42284 | Not Dimmable | Not Dimmable | Yes |  | 3 | 19411.3 | 141.79 | 136.9 | 12 | 0.929 | 5097 | 82
PQ679VGZ | Orion Energy Systems Inc | Harris | HBHC1B1OAXXXFDX850XX-XXXXXXXX | Indoor Luminaires | High-Bay | High-Bay Luminaires for Commercial and Industrial Buildings | Premium | FALSE | [9 empty] | 42284 |  |  | Yes |  | 3 | 19870 | 138.75 | 143.2 | 21 | 0.978 | 5097 | 82
P8DWYSA4 | Orion Energy Systems Inc | Harris | HBHC1B1AAXXXFDX850XX-XXXXXXXX | Indoor Luminaires | High-Bay | High-Bay Aisle Luminaires | Premium | FALSE | [9 empty] | 42284 | Dimmable | Continuous Below 10 | Yes |  | 3 | 19411.3 | 135.55 | 143.2 | 21 | 0.978 | 5097 | 82
P5H8XZN7 | Orion Energy Systems Inc | Harris | HBHC1B1OAUNVFDX850XX-XXXXXXXX | Indoor Luminaires | High-Bay | High-Bay Luminaires for Commercial and Industrial Buildings | Premium | FALSE | [9 empty] | 42284 | Dimmable | Continuous Below 10 | Yes |  | 3 | 19870 | 144.82 | 137.2 | 12 | 0.929 | 5097 | 82
PNWJCB2D | Orion Energy Systems Inc | Harris | HBHC1B1AAUNVFDX850XX-XXXXXXXX | Indoor Luminaires | High-Bay | High-Bay Aisle Luminaires | Premium | FALSE | [9 empty] | 42284 |  |  | Yes |  | 3 | 19411.3 | 141.79 | 136.9 | 12 | 0.929 | 5097 | 82
PM7Y7WEF | Orion Energy Systems Inc | Harris | HBHC1A1AAXXXNDX850XX-XXXXXXXX | Indoor Luminaires | High-Bay | High-Bay Aisle Luminaires | Premium | FALSE | [9 empty] | 42284 |  |  | Yes |  | 3 | 10775.83 | 120.1 | 89.72 | 22.9 | 0.925 | 5071 | 82
PS2NB5QP | Orion Energy Systems Inc | Harris | HBHC1A1OAXXXNDX850XX-XXXXXXXX | Indoor Luminaires | High-Bay | High-Bay Aisle Luminaires | Premium | FALSE | [9 empty] | 42284 |  |  | Yes |  | 3 | 11350 | 126.5 | 89.72 | 22.9 | 0.925 | 5071 | 81.4
P74FRT3E | Orion Energy Systems Inc | Harris | HBHC1A1OAUNVNDX850XX-XXXXXXXX | Indoor Luminaires | High-Bay | High-Bay Aisle Luminaires | Premium | FALSE | [9 empty] | 42284 | Not Dimmable | Not Dimmable | Yes |  | 3 | 11350 | 139.22 | 81.52 | 11.4 | 0.954 | 5071 | 81.4
PQKK1EZP | Orion Energy Systems Inc | Harris | HBHC1A1AAUNVNDX850XX-XXXXXXXX | Indoor Luminaires | High-Bay | High-Bay Aisle Luminaires | Premium | FALSE | [9 empty] | 42284 |  |  | Yes |  | 3 | 10775.83 | 132.21 | 81.5 | 11.4 | 0.954 | 5071 | 81.4
PRKQPW49 | Orion Energy Systems Inc | Harris | HBHC1A1AAXXXFDX850XX-XXXXXXXX | Indoor Luminaires | High-Bay | High-Bay Aisle Luminaires | Premium | FALSE | [9 empty] | 42284 |  |  | Yes |  | 3 | 10775.83 | 120.1 | 89.72 | 22.9 | 0.925 | 5071 | 82
PH3YJJ2K | Orion Energy Systems Inc | Harris | HBHC1A1OAXXXFDX850XX-XXXXXXXX | Indoor Luminaires | High-Bay | High-Bay Luminaires for Commercial and Industrial Buildings | Premium | FALSE | [9 empty] | 42284 |  |  | Yes |  | 3 | 11350 | 126.5 | 89.72 | 22.9 | 0.925 | 5071 | 81.4
PFXRB4MT | Orion Energy Systems Inc | Harris | HBHC1A1OAUNVFDX850XX-XXXXXXXX | Indoor Luminaires | High-Bay | High-Bay Luminaires for Commercial and Industrial Buildings | Premium | FALSE | [9 empty] | 42284 |  |  | Yes |  | 3 | 11350 | 139.22 | 81.52 | 11.4 | 0.954 | 5071 | 81.4
PPT7HPDN | Orion Energy Systems Inc | Harris | HBHC1A1AAUNVFDX850XX-XXXXXXXX | Indoor Luminaires | High-Bay | High-Bay Aisle Luminaires | Premium | FALSE | [9 empty] | 42284 |  |  | Yes |  | 3 | 10775.83 | 132.21 | 81.5 | 11.4 | 0.954 | 5071 | 81.4
PRGGSU3A | Orion Energy Systems Inc | ISON | HBIF2B1OAXXXNDX850NLXX-XXXXXXXX | Indoor Luminaires | High-Bay | High-Bay Luminaires for Commercial and Industrial Buildings | Premium | FALSE | [9 empty] | 42284 |  |  | Yes |  | 3 | 16530 | 162.05 | 102 | 22.2 | 0.964 | 4948 | 81.8
P7BHQUGE | Orion Energy Systems Inc | ISON | HBIF2B1AAXXXNDX850NLXX-XXXXXXXX | Indoor Luminaires | High-Bay | High-Bay Luminaires for Commercial and Industrial Buildings | Premium | FALSE | [9 empty] | 42284 | Not Dimmable | Not Dimmable | Yes |  | 3 | 14865.52 | 145.74 | 102 | 22.2 | 0.964 | 4948 | 81.8
P9SARHME | Orion Energy Systems Inc | ISON | HBIF2B1OAXXXNDX850LFXX-XXXXXXXX | Indoor Luminaires | High-Bay | High-Bay Luminaires for Commercial and Industrial Buildings | Premium | FALSE | [9 empty] | 42284 | Not Dimmable | Not Dimmable | Yes |  | 3 | 14762.2 | 144.72 | 102 | 22.2 | 0.964 | 4948 | 81.8
P683Q7CA | Orion Energy Systems Inc | ISON | HBIF2B1OAXXXNDX850LCXX-XXXXXXXX | Indoor Luminaires | High-Bay | High-Bay Luminaires for Commercial and Industrial Buildings | Premium | FALSE | [9 empty] | 42284 | Not Dimmable | Not Dimmable | Yes |  | 3 | 14475.22 | 141.91 | 102 | 22.2 | 0.964 | 4948 | 81.8
PJK1QSFC | Orion Energy Systems Inc | ISON | HBIF2B1AAXXXNDX850LFXX-XXXXXXXX | Indoor Luminaires | High-Bay | High-Bay Luminaires for Commercial and Industrial Buildings | Premium | FALSE | [9 empty] | 42284 |  |  | Yes |  | 3 | 13958.66 | 136.84 | 102 | 22.2 | 0.964 | 4948 | 81.8
PWFXEWVQ | Orion Energy Systems Inc | ISON | HBIF2B1AAXXXNDX850LCXX-XXXXXXXX | Indoor Luminaires | High-Bay | High-Bay Luminaires for Commercial and Industrial Buildings | Premium | FALSE | [9 empty] | 42284 |  |  | Yes |  | 3 | 13625.77 | 133.58 | 102 | 22.2 | 0.964 | 4948 | 81.8
PW8GYW6P | Orion Energy Systems Inc | ISON | HBIF2B1OAUNVNDX850NLXX-XXXXXXXX | Indoor Luminaires | High-Bay | High-Bay Luminaires for Commercial and Industrial Buildings | Premium | FALSE | [9 empty] | 42284 |  |  | Yes |  | 3 | 16530 | 173.52 | 95.26 | 14.2 | 0.952 | 4948 | 81.8
PKRZNSFJ | Orion Energy Systems Inc | ISON | HBIF2B1AAUNVNDX850NLXX-XXXXXXXX | Indoor Luminaires | High-Bay | High-Bay Luminaires for Commercial and Industrial Buildings | Premium | FALSE | [9 empty] | 42284 |  |  | Yes |  | 3 | 14865.52 | 156.05 | 95.26 | 14.2 | 0.952 | 4948 | 81.8
PU6TJACS | Orion Energy Systems Inc | ISON | HBIF2B1OAUNVNDX850LFXX-XXXXXXXX | Indoor Luminaires | High-Bay | High-Bay Luminaires for Commercial and Industrial Buildings | Premium | FALSE | [9 empty] | 42284 |  |  | Yes |  | 3 | 14762.2 | 154.96 | 95.26 | 14.2 | 0.952 | 4948 | 81.8
PR8SB33E | Orion Energy Systems Inc | ISON | HBIF2B1OAUNVNDX850LCXX-XXXXXXXX | Indoor Luminaires | High-Bay | High-Bay Luminaires for Commercial and Industrial Buildings | Premium | FALSE | [9 empty] | 42284 |  |  | Yes |  | 3 | 14475.22 | 151.95 | 95.26 | 14.2 | 0.952 | 4948 | 81.8
PWFYADX5 | Orion Energy Systems Inc | ISON | HBIF2B1AAUNVNDX850LFXX-XXXXXXXX | Indoor Luminaires | High-Bay | High-Bay Luminaires for Commercial and Industrial Buildings | Premium | FALSE | [9 empty] | 42284 |  |  | Yes |  | 3 | 13958.66 | 146.53 | 95.26 | 14.2 | 0.952 | 4948 | 81.8
PV9Z62RQ | Orion Energy Systems Inc | ISON | HBIF2B1AAUNVNDX850LCXX-XXXXXXXX | Indoor Luminaires | High-Bay | High-Bay Luminaires for Commercial and Industrial Buildings | Premium | FALSE | [9 empty] | 42284 |  |  | Yes |  | 3 | 13625.77 | 143.03 | 95.26 | 14.2 | 0.952 | 4948 | 81.8
PUB7TK52 | Orion Energy Systems Inc | ISON | HBIF2B1OAXXXFDX850NLXX-XXXXXXXX | Indoor Luminaires | High-Bay | High-Bay Luminaires for Commercial and Industrial Buildings | Premium | FALSE | [9 empty] | 42284 |  |  | Yes |  | 3 | 16530 | 162.05 | 102 | 22.2 | 0.964 | 4948 | 81.8
P3Z9TRY6 | Orion Energy Systems Inc | ISON | HBIF2B1AAXXXFDX850NLXX-XXXXXXXX | Indoor Luminaires | High-Bay | High-Bay Aisle Luminaires | Premium | FALSE | [9 empty] | 42284 | Dimmable | Continuous Below 10 | Yes |  | 3 | 14865.52 | 145.74 | 102 | 22.2 | 0.964 | 4948 | 81.8
PMBPTZCB | Orion Energy Systems Inc | ISON | HBIF2B1OAXXXFDX850LFXX-XXXXXXXX | Indoor Luminaires | High-Bay | High-Bay Luminaires for Commercial and Industrial Buildings | Premium | FALSE | [9 empty] | 42284 |  |  | Yes |  | 3 | 14762.2 | 144.72 | 102 | 22.2 | 0.964 | 4948 | 81.8
PDYSQU2M | Orion Energy Systems Inc | ISON | HBIF2B1OAXXXFDX850LCXX-XXXXXXXX | Indoor Luminaires | High-Bay | High-Bay Luminaires for Commercial and Industrial Buildings | Premium | FALSE | [9 empty] | 42284 | Dimmable | Continuous Below 10 | Yes |  | 3 | 14475.22 | 141.91 | 102 | 22.2 | 0.964 | 4948 | 81.8
PRD3S137 | Orion Energy Systems Inc | ISON | HBIF2B1AAXXXFDX850LFXX-XXXXXXXX | Indoor Luminaires | High-Bay | High-Bay Aisle Luminaires | Premium | FALSE | [9 empty] | 42284 |  |  | Yes |  | 3 | 13958.66 | 136.84 | 102 | 22.2 | 0.964 | 4948 | 81.8
P6SSEUAA | Orion Energy Systems Inc | ISON | HBIF2B1AAXXXFDX850LCXX-XXXXXXXX | Indoor Luminaires | High-Bay | High-Bay Aisle Luminaires | Premium | FALSE | [9 empty] | 42284 | Dimmable | Continuous Below 10 | Yes |  | 3 | 13625.77 | 133.58 | 102 | 22.2 | 0.964 | 4948 | 81.8
PBQQS5RY | Orion Energy Systems Inc | ISON | HBIF2B1OAUNVFDX850NLXX-XXXXXXXX | Indoor Luminaires | High-Bay | High-Bay Luminaires for Commercial and Industrial Buildings | Premium | FALSE | [9 empty] | 42284 | Dimmable | Continuous Below 10 | Yes |  | 3 | 16530 | 173.52 | 95.26 | 14.2 | 0.952 | 4948 | 81.8
PH5ZWNAS | Orion Energy Systems Inc | ISON | HBIF2B1AAUNVFDX850NLXX-XXXXXXXX | Indoor Luminaires | High-Bay | High-Bay Aisle Luminaires | Premium | FALSE | [9 empty] | 42284 |  |  | Yes |  | 3 | 14865.52 | 156.05 | 95.26 | 14.2 | 0.952 | 4948 | 81.8
PGTUYZHT | Orion Energy Systems Inc | ISON | HBIF2B1OAUNVFDX850LFXX-XXXXXXXX | Indoor Luminaires | High-Bay | High-Bay Luminaires for Commercial and Industrial Buildings | Premium | FALSE | [9 empty] | 42284 |  |  | Yes |  | 3 | 14762.2 | 154.96 | 95.26 | 14.2 | 0.952 | 4948 | 81.8
PYEWHJ96 | Orion Energy Systems Inc | ISON | HBIF2B1OAUNVFDX850LCXX-XXXXXXXX | Indoor Luminaires | High-Bay | High-Bay Luminaires for Commercial and Industrial Buildings | Premium | FALSE | [9 empty] | 42284 |  |  | Yes |  | 3 | 14475.22 | 151.95 | 95.26 | 14.2 | 0.952 | 4948 | 81.8
P1P2JUJB | Orion Energy Systems Inc | ISON | HBIF2B1AAUNVFDX850LFXX-XXXXXXXX | Indoor Luminaires | High-Bay | High-Bay Aisle Luminaires | Premium | FALSE | [9 empty] | 42284 | Dimmable | Continuous Below 10 | Yes |  | 3 | 13958.66 | 146.53 | 95.26 | 14.2 | 0.952 | 4948 | 81.8
PWN86RCY | Orion Energy Systems Inc | ISON | HBIF2B1AAUNVFDX850LCXX-XXXXXXXX | Indoor Luminaires | High-Bay | High-Bay Aisle Luminaires | Premium | FALSE | [9 empty] | 42284 |  |  | Yes |  | 3 | 13625.77 | 143.03 | 95.26 | 14.2 | 0.952 | 4948 | 81.8
PGAQPY96 | Orion Energy Systems Inc | ISON | HBIF2C1OAXXXNDX850NLXX-XXXXXXXX | Indoor Luminaires | High-Bay | High-Bay Luminaires for Commercial and Industrial Buildings | Premium | FALSE | [9 empty] | 42284 |  |  | Yes |  | 3 | 19080 | 165.48 | 115.3 | 23 | 0.934 | 4946 | 81.9
PUT2A48U | Orion Energy Systems Inc | ISON | HBIF2C1OAXXXNDX850LFXX-XXXXXXXX | Indoor Luminaires | High-Bay | High-Bay Luminaires for Commercial and Industrial Buildings | Premium | FALSE | [9 empty] | 42284 |  |  | Yes |  | 3 | 17567.91 | 152.36 | 115.3 | 23 | 0.934 | 4946 | 81.9
P168CVQM | Orion Energy Systems Inc | ISON | HBIF2C1AAXXXNDX850NLXX-XXXXXXXX | Indoor Luminaires | High-Bay | High-Bay Luminaires for Commercial and Industrial Buildings | Premium | FALSE | [9 empty] | 42284 | Not Dimmable | Not Dimmable | Yes |  | 3 | 17533.28 | 152.06 | 115.3 | 23 | 0.934 | 4946 | 81.9
PDD2KEZ4 | Orion Energy Systems Inc | ISON | HBIF2C1OAXXXNDX850LCXX-XXXXXXXX | Indoor Luminaires | High-Bay | High-Bay Luminaires for Commercial and Industrial Buildings | Premium | FALSE | [9 empty] | 42284 | Not Dimmable | Not Dimmable | Yes |  | 3 | 17360.14 | 150.56 | 115.3 | 23 | 0.934 | 4946 | 81.9
P4TSVCYU | Orion Energy Systems Inc | ISON | HBIF2C1AAXXXNDX850LFXX-XXXXXXXX | Indoor Luminaires | High-Bay | High-Bay Luminaires for Commercial and Industrial Buildings | Premium | FALSE | [9 empty] | 42284 | Not Dimmable | Not Dimmable | Yes |  | 3 | 16759.92 | 145.35 | 115.3 | 23 | 0.934 | 4946 | 81.9
PUMT6QM2 | Orion Energy Systems Inc | ISON | HBIF2C1AAXXXNDX850LCXX-XXXXXXXX | Indoor Luminaires | High-Bay | High-Bay Luminaires for Commercial and Industrial Buildings | Premium | FALSE | [9 empty] | 42284 |  |  | Yes |  | 3 | 16298.22 | 141.35 | 115.3 | 23 | 0.934 | 4946 | 81.9
PYCVXHKA | Orion Energy Systems Inc | ISON | HBIF2C1OAUNVNDX850NLXX-XXXXXXXX | Indoor Luminaires | High-Bay | High-Bay Luminaires for Commercial and Industrial Buildings | Premium | FALSE | [9 empty] | 42284 |  |  | Yes |  | 3 | 19080 | 176.99 | 107.8 | 13.4 | 0.96 | 4946 | 81.9
PY9NXT6Z | Orion Energy Systems Inc | ISON | HBIF2C1OAUNVNDX850LFXX-XXXXXXXX | Indoor Luminaires | High-Bay | High-Bay Luminaires for Commercial and Industrial Buildings | Premium | FALSE | [9 empty] | 42284 |  |  | Yes |  | 3 | 17567.91 | 162.96 | 107.8 | 13.4 | 0.96 | 4946 | 81.9
PCCYQ77J | Orion Energy Systems Inc | ISON | HBIF2C1AAUNVNDX850NLXX-XXXXXXXX | Indoor Luminaires | High-Bay | High-Bay Luminaires for Commercial and Industrial Buildings | Premium | FALSE | [9 empty] | 42284 | Not Dimmable | Not Dimmable | Yes |  | 3 | 17533.28 | 162.64 | 107.8 | 13.4 | 0.96 | 4946 | 81.9
P3X9FP85 | Orion Energy Systems Inc | ISON | HBIF2C1OAUNVNDX850LCXX-XXXXXXXX | Indoor Luminaires | High-Bay | High-Bay Luminaires for Commercial and Industrial Buildings | Premium | FALSE | [9 empty] | 42284 | Not Dimmable | Not Dimmable | Yes |  | 3 | 17360.14 | 161.04 | 107.8 | 13.4 | 0.96 | 4946 | 81.9
PV9W8U9A | Orion Energy Systems Inc | ISON | HBIF2C1AAUNVNDX850LFXX-XXXXXXXX | Indoor Luminaires | High-Bay | High-Bay Luminaires for Commercial and Industrial Buildings | Premium | FALSE | [9 empty] | 42284 |  |  | Yes |  | 3 | 16759.92 | 155.47 | 107.8 | 13.4 | 0.96 | 4946 | 81.9
PPABWMBV | Orion Energy Systems Inc | ISON | HBIF2C1AAUNVNDX850LCXX-XXXXXXXX | Indoor Luminaires | High-Bay | High-Bay Luminaires for Commercial and Industrial Buildings | Premium | FALSE | [9 empty] | 42284 |  |  | Yes |  | 3 | 16298.22 | 151.18 | 107.8 | 13.4 | 0.96 | 4946 | 81.9
PWV7YY4K | Orion Energy Systems Inc | ISON | HBIF2C1OAXXXFDX850NLXX-XXXXXXXX | Indoor Luminaires | High-Bay | High-Bay Luminaires for Commercial and Industrial Buildings | Premium | FALSE | [9 empty] | 42284 |  |  | Yes |  | 3 | 19080 | 165.48 | 115.3 | 23 | 0.934 | 4946 | 81.9
PUHMTW9U | Orion Energy Systems Inc | ISON | HBIF2C1OAXXXFDX850LFXX-XXXXXXXX | Indoor Luminaires | High-Bay | High-Bay Luminaires for Commercial and Industrial Buildings | Premium | FALSE | [9 empty] | 42284 |  |  | Yes |  | 3 | 17567.91 | 152.36 | 115.3 | 23 | 0.934 | 4946 | 81.9
PA1XES93 | Orion Energy Systems Inc | ISON | HBIF2C1AAXXXFDX850NLXX-XXXXXXXX | Indoor Luminaires | High-Bay | High-Bay Aisle Luminaires | Premium | FALSE | [9 empty] | 42284 | Dimmable | Continuous Below 10 | Yes |  | 3 | 17533.28 | 152.06 | 115.3 | 23 | 0.934 | 4946 | 81.9
PH1M435Y | Orion Energy Systems Inc | ISON | HBIF2C1OAXXXFDX850LCXX-XXXXXXXX | Indoor Luminaires | High-Bay | High-Bay Luminaires for Commercial and Industrial Buildings | Premium | FALSE | [9 empty] | 42284 |  |  | Yes |  | 3 | 17360.14 | 150.56 | 115.3 | 23 | 0.934 | 4946 | 81.9
P3F88H8Y | Orion Energy Systems Inc | ISON | HBIF2C1AAXXXFDX850LFXX-XXXXXXXX | Indoor Luminaires | High-Bay | High-Bay Aisle Luminaires | Premium | FALSE | [9 empty] | 42284 | Dimmable | Continuous Below 10 | Yes |  | 3 | 16759.92 | 145.35 | 115.3 | 23 | 0.934 | 4946 | 81.9
PG7B6TRA | Orion Energy Systems Inc | ISON | HBIF2C1AAXXXFDX850LCXX-XXXXXXXX | Indoor Luminaires | High-Bay | High-Bay Aisle Luminaires | Premium | FALSE | [9 empty] | 42284 |  |  | Yes |  | 3 | 16298.22 | 141.35 | 115.3 | 23 | 0.934 | 4946 | 81.9
P2XEABKD | Orion Energy Systems Inc | ISON | HBIF2C1OAUNVFDX850NLXX-XXXXXXXX | Indoor Luminaires | High-Bay | High-Bay Luminaires for Commercial and Industrial Buildings | Premium | FALSE | [9 empty] | 42284 | Dimmable | Continuous Below 10 | Yes |  | 3 | 19080 | 176.99 | 107.8 | 13.4 | 0.96 | 4946 | 81.9
PDJ6RNKH | Orion Energy Systems Inc | ISON | HBIF2C1OAUNVFDX850LFXX-XXXXXXXX | Indoor Luminaires | High-Bay | High-Bay Luminaires for Commercial and Industrial Buildings | Premium | FALSE | [9 empty] | 42284 | Dimmable | Continuous Below 10 | Yes |  | 3 | 17567.91 | 162.96 | 107.8 | 13.4 | 0.96 | 4946 | 81.9
PNHD5S5Q | Orion Energy Systems Inc | ISON | HBIF2C1AAUNVFDX850NLXX-XXXXXXXX | Indoor Luminaires | High-Bay | High-Bay Aisle Luminaires | Premium | FALSE | [9 empty] | 42284 |  |  | Yes |  | 3 | 17533.28 | 162.64 | 107.8 | 13.4 | 0.96 | 4946 | 81.9
PXV5Q5V9 | Orion Energy Systems Inc | ISON | HBIF2C1OAUNVFDX850LCXX-XXXXXXXX | Indoor Luminaires | High-Bay | High-Bay Luminaires for Commercial and Industrial Buildings | Premium | FALSE | [9 empty] | 42284 |  |  | Yes |  | 3 | 17360.14 | 161.04 | 107.8 | 13.4 | 0.96 | 4946 | 81.9
PTTPYYNA | Orion Energy Systems Inc | ISON | HBIF2C1AAUNVFDX850LFXX-XXXXXXXX | Indoor Luminaires | High-Bay | High-Bay Aisle Luminaires | Premium | FALSE | [9 empty] | 42284 |  |  | Yes |  | 3 | 16759.92 | 155.47 | 107.8 | 13.4 | 0.96 | 4946 | 81.9
P2TW2V4C | Orion Energy Systems Inc | ISON | HBIF2C1AAUNVFDX850LCXX-XXXXXXXX | Indoor Luminaires | High-Bay | High-Bay Aisle Luminaires | Premium | FALSE | [9 empty] | 42284 | Dimmable | Continuous Below 10 | Yes |  | 3 | 16298.22 | 151.18 | 107.8 | 13.4 | 0.96 | 4946 | 81.9
PD466MKA | Orion Energy Systems Inc | ISON | HBIF2A1OAUNVNDX850NLXX-XXXXXXXX | Indoor Luminaires | High-Bay | High-Bay Luminaires for Commercial and Industrial Buildings | Premium | FALSE | [9 empty] | 42284 | Not Dimmable | Not Dimmable | Yes |  | 3 | 12890 | 175.11 | 73.61 | 16.3 | 0.939 | 4936 | 81.7
PS2HXEPQ | Orion Energy Systems Inc | ISON | HBIF2A1AAUNVNDX850NLXX-XXXXXXXX | Indoor Luminaires | High-Bay | High-Bay Luminaires for Commercial and Industrial Buildings | Premium | FALSE | [9 empty] | 42284 |  |  | Yes |  | 3 | 11865.86 | 161.22 | 73.6 | 16.3 | 0.939 | 4936 | 81.7
P7J7HC2Q | Orion Energy Systems Inc | ISON | HBIF2A1OAUNVNDX850LFXX-XXXXXXXX | Indoor Luminaires | High-Bay | High-Bay Luminaires for Commercial and Industrial Buildings | Premium | FALSE | [9 empty] | 42284 | Not Dimmable | Not Dimmable | Yes |  | 3 | 11708.12 | 159.07 | 73.6 | 16.3 | 0.939 | 4936 | 81.7
PDUKEE5J | Orion Energy Systems Inc | ISON | HBIF2A1OAUNVNDX850LCXX-XXXXXXXX | Indoor Luminaires | High-Bay | High-Bay Luminaires for Commercial and Industrial Buildings | Premium | FALSE | [9 empty] | 42284 | Not Dimmable | Not Dimmable | Yes |  | 3 | 11533.9 | 156.71 | 73.6 | 16.3 | 0.939 | 4936 | 81.7
PZMZTDP9 | Orion Energy Systems Inc | ISON | HBIF2A1AAUNVNDX850LFXX-XXXXXXXX | Indoor Luminaires | High-Bay | High-Bay Luminaires for Commercial and Industrial Buildings | Premium | FALSE | [9 empty] | 42284 |  |  | Yes |  | 3 | 11230.19 | 152.56 | 73.61 | 16.3 | 0.939 | 4936 | 81.7
PAZ3HYS9 | Orion Energy Systems Inc | ISON | HBIF2A1AAUNVNDX850LCXX-XXXXXXXX | Indoor Luminaires | High-Bay | High-Bay Luminaires for Commercial and Industrial Buildings | Premium | FALSE | [9 empty] | 42284 | Not Dimmable | Not Dimmable | Yes |  | 3 | 10970.03 | 149.02 | 73.61 | 16.3 | 0.939 | 4936 | 81.7
PZPCMR7V | Orion Energy Systems Inc | ISON | HBIF2A1OAUNVFDX850NLXX-XXXXXXXX | Indoor Luminaires | High-Bay | High-Bay Luminaires for Commercial and Industrial Buildings | Premium | FALSE | [9 empty] | 42284 |  |  | Yes |  | 3 | 12890 | 175.11 | 73.61 | 16.3 | 0.939 | 4936 | 81.7
PKB1VGZU | Orion Energy Systems Inc | ISON | HBIF2A1AAUNVFDX850NLXX-XXXXXXXX | Indoor Luminaires | High-Bay | High-Bay Aisle Luminaires | Premium | FALSE | [9 empty] | 42284 |  |  | Yes |  | 3 | 11865.86 | 161.22 | 73.6 | 16.3 | 0.939 | 4936 | 81.7
PWJ2UVB3 | Orion Energy Systems Inc | ISON | HBIF2A1OAUNVFDX850LFXX-XXXXXXXX | Indoor Luminaires | High-Bay | High-Bay Luminaires for Commercial and Industrial Buildings | Premium | FALSE | [9 empty] | 42284 |  |  | Yes |  | 3 | 11708.12 | 159.07 | 73.6 | 16.3 | 0.939 | 4936 | 81.7
PD81GDKS | Orion Energy Systems Inc | ISON | HBIF2A1OAUNVFDX850LCXX-XXXXXXXX | Indoor Luminaires | High-Bay | High-Bay Luminaires for Commercial and Industrial Buildings | Premium | FALSE | [9 empty] | 42284 | Dimmable | Continuous Below 10 | Yes |  | 3 | 11533.9 | 156.71 | 73.6 | 16.3 | 0.939 | 4936 | 81.7
P59Q8CD6 | Orion Energy Systems Inc | ISON | HBIF2A1AAUNVFDX850LFXX-XXXXXXXX | Indoor Luminaires | High-Bay | High-Bay Aisle Luminaires | Premium | FALSE | [9 empty] | 42284 | Dimmable | Continuous Below 10 | Yes |  | 3 | 11230.19 | 152.56 | 73.61 | 16.3 | 0.939 | 4936 | 81.7
PBJWZ975 | Orion Energy Systems Inc | ISON | HBIF2A1AAUNVFDX850LCXX-XXXXXXXX | Indoor Luminaires | High-Bay | High-Bay Aisle Luminaires | Premium | FALSE | [9 empty] | 42284 | Dimmable | Continuous Below 10 | Yes |  | 3 | 10970.03 | 149.02 | 73.61 | 16.3 | 0.939 | 4936 | 81.7
PCQPMMBN | Orion Energy Systems Inc | ISON | HBIF2D1OAXXXNDX850NLXX-XXXXXXXX | Indoor Luminaires | High-Bay | High-Bay Luminaires for Commercial and Industrial Buildings | Premium | FALSE | [9 empty] | 42284 | Not Dimmable | Not Dimmable | Yes |  | 3 | 25330 | 164.69 | 153.8 | 24.1 | 0.97 | 4928 | 81.7
PFW8Q6KY | Orion Energy Systems Inc | ISON | HBIF2D1AAXXXNDX850NLXX-XXXXXXXX | Indoor Luminaires | High-Bay | High-Bay Luminaires for Commercial and Industrial Buildings | Premium | FALSE | [9 empty] | 42284 |  |  | Yes |  | 3 | 23390.58 | 152.08 | 153.8 | 24.1 | 0.97 | 4928 | 81.7
PAUNMJV9 | Orion Energy Systems Inc | ISON | HBIF2D1OAXXXNDX850LFXX-XXXXXXXX | Indoor Luminaires | High-Bay | High-Bay Luminaires for Commercial and Industrial Buildings | Premium | FALSE | [9 empty] | 42284 | Not Dimmable | Not Dimmable | Yes |  | 3 | 23073.22 | 150.02 | 153.8 | 24.1 | 0.97 | 4928 | 81.7
PFERU4V4 | Orion Energy Systems Inc | ISON | HBIF2D1OAXXXNDX850LCXX-XXXXXXXX | Indoor Luminaires | High-Bay | High-Bay Luminaires for Commercial and Industrial Buildings | Premium | FALSE | [9 empty] | 42284 |  |  | Yes |  | 3 | 22896.9 | 148.87 | 153.8 | 24.1 | 0.97 | 4928 | 81.7
P73B1KJA | Orion Energy Systems Inc | ISON | HBIF2D1AAXXXNDX850LFXX-XXXXXXXX | Indoor Luminaires | High-Bay | High-Bay Luminaires for Commercial and Industrial Buildings | Premium | FALSE | [9 empty] | 42284 | Not Dimmable | Not Dimmable | Yes |  | 3 | 22027.1 | 143.21 | 153.8 | 24.1 | 0.97 | 4928 | 81.7
P7H8X7UB | Orion Energy Systems Inc | ISON | HBIF2D1AAXXXNDX850LCXX-XXXXXXXX | Indoor Luminaires | High-Bay | High-Bay Luminaires for Commercial and Industrial Buildings | Premium | FALSE | [9 empty] | 42284 | Not Dimmable | Not Dimmable | Yes |  | 3 | 21662.73 | 140.85 | 153.8 | 24.1 | 0.97 | 4928 | 81.7
P8Q91DQ2 | Orion Energy Systems Inc | ISON | HBIF2D1OAUNVNDX850NLXX-XXXXXXXX | Indoor Luminaires | High-Bay | High-Bay Luminaires for Commercial and Industrial Buildings | Premium | FALSE | [9 empty] | 42284 | Not Dimmable | Not Dimmable | Yes |  | 3 | 25330 | 169.88 | 149.1 | 16.4 | 0.933 | 4928 | 81.7
PX4FTN2W | Orion Energy Systems Inc | ISON | HBIF2D1AAUNVNDX850NLXX-XXXXXXXX | Indoor Luminaires | High-Bay | High-Bay Luminaires for Commercial and Industrial Buildings | Premium | FALSE | [9 empty] | 42284 |  |  | Yes |  | 3 | 23390.58 | 156.87 | 149.1 | 16.4 | 0.933 | 4928 | 81.7
PPTZB4VN | Orion Energy Systems Inc | ISON | HBIF2D1OAUNVNDX850LFXX-XXXXXXXX | Indoor Luminaires | High-Bay | High-Bay Luminaires for Commercial and Industrial Buildings | Premium | FALSE | [9 empty] | 42284 |  |  | Yes |  | 3 | 23073.22 | 154.74 | 149.1 | 16.4 | 0.933 | 4928 | 81.7
P7EKR1N7 | Orion Energy Systems Inc | ISON | HBIF2D1OAUNVNDX850LCXX-XXXXXXXX | Indoor Luminaires | High-Bay | High-Bay Luminaires for Commercial and Industrial Buildings | Premium | FALSE | [9 empty] | 42284 | Not Dimmable | Not Dimmable | Yes |  | 3 | 22896.9 | 153.56 | 149.1 | 16.4 | 0.933 | 4928 | 81.7
P32VAAV7 | Orion Energy Systems Inc | ISON | HBIF2D1AAUNVNDX850LFXX-XXXXXXXX | Indoor Luminaires | High-Bay | High-Bay Luminaires for Commercial and Industrial Buildings | Premium | FALSE | [9 empty] | 42284 | Not Dimmable | Not Dimmable | Yes |  | 3 | 22027.1 | 147.73 | 149.1 | 16.4 | 0.933 | 4928 | 81.7
P36YK4DA | Orion Energy Systems Inc | ISON | HBIF2D1AAUNVNDX850LCXX-XXXXXXXX | Indoor Luminaires | High-Bay | High-Bay Luminaires for Commercial and Industrial Buildings | Premium | FALSE | [9 empty] | 42284 | Not Dimmable | Not Dimmable | Yes |  | 3 | 21662.73 | 145.28 | 149.1 | 16.4 | 0.933 | 4928 | 81.7
PPA1326J | Orion Energy Systems Inc | ISON | HBIF2D1OAXXXFDX850NLXX-XXXXXXXX | Indoor Luminaires | High-Bay | High-Bay Luminaires for Commercial and Industrial Buildings | Premium | FALSE | [9 empty] | 42284 |  |  | Yes |  | 3 | 25330 | 164.69 | 153.8 | 24.1 | 0.97 | 4928 | 81.7
PQN8BT2T | Orion Energy Systems Inc | ISON | HBIF2D1AAXXXFDX850NLXX-XXXXXXXX | Indoor Luminaires | High-Bay | High-Bay Aisle Luminaires | Premium | FALSE | [9 empty] | 42284 |  |  | Yes |  | 3 | 23390.58 | 152.08 | 153.8 | 24.1 | 0.97 | 4928 | 81.7
P8YJUXMS | Orion Energy Systems Inc | ISON | HBIF2D1OAXXXFDX850LFXX-XXXXXXXX | Indoor Luminaires | High-Bay | High-Bay Luminaires for Commercial and Industrial Buildings | Premium | FALSE | [9 empty] | 42284 | Dimmable | Continuous Below 10 | Yes |  | 3 | 23073.22 | 150.02 | 153.8 | 24.1 | 0.97 | 4928 | 81.7
P7AD51SK | Orion Energy Systems Inc | ISON | HBIF2D1OAXXXFDX850LCXX-XXXXXXXX | Indoor Luminaires | High-Bay | High-Bay Luminaires for Commercial and Industrial Buildings | Premium | FALSE | [9 empty] | 42284 | Dimmable | Continuous Below 10 | Yes |  | 3 | 22896.9 | 148.87 | 153.8 | 24.1 | 0.97 | 4928 | 81.7
P836YJ47 | Orion Energy Systems Inc | ISON | HBIF2D1AAXXXFDX850LFXX-XXXXXXXX | Indoor Luminaires | High-Bay | High-Bay Aisle Luminaires | Premium | FALSE | [9 empty] | 42284 | Dimmable | Continuous Below 10 | Yes |  | 3 | 22027.1 | 143.21 | 153.8 | 24.1 | 0.97 | 4928 | 81.7
P4RAYMDG | Orion Energy Systems Inc | ISON | HBIF2D1AAXXXFDX850LCXX-XXXXXXXX | Indoor Luminaires | High-Bay | High-Bay Aisle Luminaires | Premium | FALSE | [9 empty] | 42284 | Dimmable | Continuous Below 10 | Yes |  | 3 | 21662.73 | 140.85 | 153.8 | 24.1 | 0.97 | 4928 | 81.7
PMCA5TZ2 | Orion Energy Systems Inc | ISON | HBIF2D1OAUNVFDX850NLXX-XXXXXXXX | Indoor Luminaires | High-Bay | High-Bay Luminaires for Commercial and Industrial Buildings | Premium | FALSE | [9 empty] | 42284 |  |  | Yes |  | 3 | 25330 | 169.88 | 149.1 | 16.4 | 0.933 | 4928 | 81.7
PSWQ5WCD | Orion Energy Systems Inc | ISON | HBIF2D1AAUNVFDX850NLXX-XXXXXXXX | Indoor Luminaires | High-Bay | High-Bay Aisle Luminaires | Premium | FALSE | [9 empty] | 42284 |  |  | Yes |  | 3 | 23390.58 | 156.87 | 149.1 | 16.4 | 0.933 | 4928 | 81.7
P97K5PZF | Orion Energy Systems Inc | ISON | HBIF2D1OAUNVFDX850LFXX-XXXXXXXX | Indoor Luminaires | High-Bay | High-Bay Luminaires for Commercial and Industrial Buildings | Premium | FALSE | [9 empty] | 42284 | Dimmable | Continuous Below 10 | Yes |  | 3 | 23073.22 | 154.74 | 149.1 | 16.4 | 0.933 | 4928 | 81.7
P3UBWN8K | Orion Energy Systems Inc | ISON | HBIF2D1OAUNVFDX850LCXX-XXXXXXXX | Indoor Luminaires | High-Bay | High-Bay Luminaires for Commercial and Industrial Buildings | Premium | FALSE | [9 empty] | 42284 | Dimmable | Continuous Below 10 | Yes |  | 3 | 22896.9 | 153.56 | 149.1 | 16.4 | 0.933 | 4928 | 81.7
P2SQWN3J | Orion Energy Systems Inc | ISON | HBIF2D1AAUNVFDX850LFXX-XXXXXXXX | Indoor Luminaires | High-Bay | High-Bay Aisle Luminaires | Premium | FALSE | [9 empty] | 42284 | Dimmable | Continuous Below 10 | Yes |  | 3 | 22027.1 | 147.73 | 149.1 | 16.4 | 0.933 | 4928 | 81.7
PPK8ZJWA | Orion Energy Systems Inc | ISON | HBIF2D1AAUNVFDX850LCXX-XXXXXXXX | Indoor Luminaires | High-Bay | High-Bay Aisle Luminaires | Premium | FALSE | [9 empty] | 42284 |  |  | Yes |  | 3 | 21662.73 | 145.28 | 149.1 | 16.4 | 0.933 | 4928 | 81.7
PE4WU4V9 | Orion Energy Systems Inc | Harris | HBHC1A1OAXXXNDX840XX-XXXXXXXX | Indoor Luminaires | High-Bay | High-Bay Aisle Luminaires | Premium | FALSE | [9 empty] | 42284 | Not Dimmable | Not Dimmable | Yes |  | 3 | 11210 | 124.94 | 89.72 | 22.9 | 0.925 | 4000 | 82
PYNRUYGW | Orion Energy Systems Inc | Harris | HBHC1A1AAXXXNDX840XX-XXXXXXXX | Indoor Luminaires | High-Bay | High-Bay Aisle Luminaires | Premium | FALSE | [9 empty] | 42284 |  |  | Yes |  | 3 | 10642.91 | 118.62 | 89.72 | 22.9 | 0.925 | 4000 | 82
P8WMKJ7X | Orion Energy Systems Inc | Harris | HBHC1B1OAXXXNDX840XX-XXXXXXXX | Indoor Luminaires | High-Bay | High-Bay Aisle Luminaires | Premium | FALSE | [9 empty] | 42284 | Not Dimmable | Not Dimmable | Yes |  | 3 | 19465 | 135.92 | 143.2 | 21 | 0.978 | 4000 | 82
PYQEYJNM | Orion Energy Systems Inc | Harris | HBHC1B1AAXXXNDX840XX-XXXXXXXX | Indoor Luminaires | High-Bay | High-Bay Aisle Luminaires | Premium | FALSE | [9 empty] | 42284 |  |  | Yes |  | 3 | 19015.65 | 132.79 | 143.2 | 21 | 0.978 | 4000 | 82
PMYSJTGC | Orion Energy Systems Inc | Harris | HBHC1C1OAXXXNDX840XX-XXXXXXXX | Indoor Luminaires | High-Bay | High-Bay Luminaires for Commercial and Industrial Buildings | Premium | FALSE | [9 empty] | 42284 |  |  | Yes |  | 3 | 22310 | 129.93 | 171.7 | 18.4 | 0.983 | 4000 | 82
PU3DVGMC | Orion Energy Systems Inc | Harris | HBHC1C1AAXXXNDX840XX-XXXXXXXX | Indoor Luminaires | High-Bay | High-Bay Aisle Luminaires | Premium | FALSE | [9 empty] | 42284 |  |  | Yes |  | 3 | 21198.03 | 123.45 | 171.7 | 18.4 | 0.983 | 4000 | 82
PWM5SGWN | Orion Energy Systems Inc | Harris | HBHC1B1OAUNVNDX840XX-XXXXXXXX | Indoor Luminaires | High-Bay | High-Bay Aisle Luminaires | Premium | FALSE | [9 empty] | 42284 |  |  | Yes |  | 3 | 19465 | 141.87 | 137.2 | 12 | 0.929 | 4000 | 82
PET9PSS3 | Orion Energy Systems Inc | Harris | HBHC1B1AAUNVNDX840XX-XXXXXXXX | Indoor Luminaires | High-Bay | High-Bay Aisle Luminaires | Premium | FALSE | [9 empty] | 42284 |  |  | Yes |  | 3 | 19015.65 | 138.9 | 136.9 | 12 | 0.929 | 4000 | 82
P9ZAHNWW | Orion Energy Systems Inc | Harris | HBHC1C1OAUNVNDX840XX-XXXXXXXX | Indoor Luminaires | High-Bay | High-Bay Luminaires for Commercial and Industrial Buildings | Premium | FALSE | [9 empty] | 42284 | Not Dimmable | Not Dimmable | Yes |  | 3 | 22310 | 135.37 | 164.8 | 11.9 | 0.949 | 4000 | 82
P8ZF74ZG | Orion Energy Systems Inc | Harris | HBHC1C1AAUNVNDX840XX-XXXXXXXX | Indoor Luminaires | High-Bay | High-Bay Aisle Luminaires | Premium | FALSE | [9 empty] | 42284 | Not Dimmable | Not Dimmable | Yes |  | 3 | 21198.03 | 128.47 | 165 | 11.9 | 0.949 | 4000 | 82
PMR6VVJ1 | Orion Energy Systems Inc | Harris | HBHC1A1OAUNVNDX840XX-XXXXXXXX | Indoor Luminaires | High-Bay | High-Bay Aisle Luminaires | Premium | FALSE | [9 empty] | 42284 |  |  | Yes |  | 3 | 11210 | 134.89 | 83.1 | 11.4 | 0.954 | 4000 | 82
PBATHVFB | Orion Energy Systems Inc | Harris | HBHC1A1AAUNVNDX840XX-XXXXXXXX | Indoor Luminaires | High-Bay | High-Bay Aisle Luminaires | Premium | FALSE | [9 empty] | 42284 | Not Dimmable | Not Dimmable | Yes |  | 3 | 10642.91 | 128.67 | 82.71 | 11.4 | 0.954 | 4000 | 82
PF7CYMWX | Orion Energy Systems Inc | ISON | HBIF2C1OAXXXNDX840NLXX-XXXXXXXX | Indoor Luminaires | High-Bay | High-Bay Luminaires for Commercial and Industrial Buildings | Premium | FALSE | [9 empty] | 42284 |  |  | Yes |  | 3 | 17805 | 154.42 | 115.3 | 23 | 0.934 | 4000 | 81.9
P8TAU75W | Orion Energy Systems Inc | ISON | HBIF2C1OAXXXNDX840LFXX-XXXXXXXX | Indoor Luminaires | High-Bay | High-Bay Luminaires for Commercial and Industrial Buildings | Premium | FALSE | [9 empty] | 42284 | Not Dimmable | Not Dimmable | Yes |  | 3 | 16393.95 | 142.18 | 115.3 | 23 | 0.934 | 4000 | 81.9
PH1RKDCV | Orion Energy Systems Inc | ISON | HBIF2C1AAXXXNDX840NLXX-XXXXXXXX | Indoor Luminaires | High-Bay | High-Bay Luminaires for Commercial and Industrial Buildings | Premium | FALSE | [9 empty] | 42284 |  |  | Yes |  | 3 | 16361.64 | 141.9 | 115.3 | 23 | 0.934 | 4000 | 81.9
P7ESDRKZ | Orion Energy Systems Inc | ISON | HBIF2C1OAXXXNDX840LCXX-XXXXXXXX | Indoor Luminaires | High-Bay | High-Bay Luminaires for Commercial and Industrial Buildings | Premium | FALSE | [9 empty] | 42284 | Not Dimmable | Not Dimmable | Yes |  | 3 | 16200.07 | 140.5 | 115.3 | 23 | 0.934 | 4000 | 81.9
PQP227MQ | Orion Energy Systems Inc | ISON | HBIF2C1AAXXXNDX840LFXX-XXXXXXXX | Indoor Luminaires | High-Bay | High-Bay Luminaires for Commercial and Industrial Buildings | Premium | FALSE | [9 empty] | 42284 |  |  | Yes |  | 3 | 15639.96 | 135.64 | 115.3 | 23 | 0.934 | 4000 | 81.9
PS5VQ33E | Orion Energy Systems Inc | ISON | HBIF2C1AAXXXNDX840LCXX-XXXXXXXX | Indoor Luminaires | High-Bay | High-Bay Luminaires for Commercial and Industrial Buildings | Premium | FALSE | [9 empty] | 42284 |  |  | Yes |  | 3 | 15209.11 | 131.9 | 115.3 | 23 | 0.934 | 4000 | 81.9
PN7T2XQK | Orion Energy Systems Inc | ISON | HBIF2C1OAUNVNDX840NLXX-XXXXXXXX | Indoor Luminaires | High-Bay | High-Bay Luminaires for Commercial and Industrial Buildings | Premium | FALSE | [9 empty] | 42284 |  |  | Yes |  | 3 | 17805 | 164.25 | 108.4 | 13.4 | 0.96 | 4000 | 81.9
P4QZDB1Y | Orion Energy Systems Inc | ISON | HBIF2C1OAUNVNDX840LFXX-XXXXXXXX | Indoor Luminaires | High-Bay | High-Bay Luminaires for Commercial and Industrial Buildings | Premium | FALSE | [9 empty] | 42284 | Not Dimmable | Not Dimmable | Yes |  | 3 | 16393.95 | 151.23 | 108.4 | 13.4 | 0.96 | 4000 | 81.9
PX4Y53FA | Orion Energy Systems Inc | ISON | HBIF2C1AAUNVNDX840NLXX-XXXXXXXX | Indoor Luminaires | High-Bay | High-Bay Luminaires for Commercial and Industrial Buildings | Premium | FALSE | [9 empty] | 42284 |  |  | Yes |  | 3 | 16361.64 | 150.93 | 108.4 | 13.4 | 0.96 | 4000 | 81.9
PGWCHAXH | Orion Energy Systems Inc | ISON | HBIF2C1OAUNVNDX840LCXX-XXXXXXXX | Indoor Luminaires | High-Bay | High-Bay Luminaires for Commercial and Industrial Buildings | Premium | FALSE | [9 empty] | 42284 |  |  | Yes |  | 3 | 16200.07 | 149.44 | 108.4 | 13.4 | 0.96 | 4000 | 81.9
PSBHQ74P | Orion Energy Systems Inc | ISON | HBIF2C1AAUNVNDX840LFXX-XXXXXXXX | Indoor Luminaires | High-Bay | High-Bay Luminaires for Commercial and Industrial Buildings | Premium | FALSE | [9 empty] | 42284 |  |  | Yes |  | 3 | 15639.96 | 144.28 | 108.4 | 13.4 | 0.96 | 4000 | 81.9
PX8169HV | Orion Energy Systems Inc | ISON | HBIF2C1AAUNVNDX840LCXX-XXXXXXXX | Indoor Luminaires | High-Bay | High-Bay Luminaires for Commercial and Industrial Buildings | Premium | FALSE | [9 empty] | 42284 |  |  | Yes |  | 3 | 15209.11 | 140.3 | 108.4 | 13.4 | 0.96 | 4000 | 81.9
P99ZUFUA | Orion Energy Systems Inc | ISON | HBIF2B1OAXXXNDX840NLXX-XXXXXXXX | Indoor Luminaires | High-Bay | High-Bay Luminaires for Commercial and Industrial Buildings | Premium | FALSE | [9 empty] | 42284 | Not Dimmable | Not Dimmable | Yes |  | 3 | 15465 | 151.61 | 102 | 22.2 | 0.964 | 4000 | 81.8
PBWKUJTB | Orion Energy Systems Inc | ISON | HBIF2B1AAXXXNDX840NLXX-XXXXXXXX | Indoor Luminaires | High-Bay | High-Bay Luminaires for Commercial and Industrial Buildings | Premium | FALSE | [9 empty] | 42284 | Not Dimmable | Not Dimmable | Yes |  | 3 | 13907.76 | 136.35 | 102 | 22.2 | 0.964 | 4000 | 81.8
PFEBJ31K | Orion Energy Systems Inc | ISON | HBIF2B1OAXXXNDX840LFXX-XXXXXXXX | Indoor Luminaires | High-Bay | High-Bay Luminaires for Commercial and Industrial Buildings | Premium | FALSE | [9 empty] | 42284 |  |  | Yes |  | 3 | 13811.1 | 135.4 | 102 | 22.2 | 0.964 | 4000 | 81.8
P34TVFF7 | Orion Energy Systems Inc | ISON | HBIF2B1OAXXXNDX840LCXX-XXXXXXXX | Indoor Luminaires | High-Bay | High-Bay Luminaires for Commercial and Industrial Buildings | Premium | FALSE | [9 empty] | 42284 | Not Dimmable | Not Dimmable | Yes |  | 3 | 13542.61 | 132.77 | 102 | 22.2 | 0.964 | 4000 | 81.8
PXVAV2K4 | Orion Energy Systems Inc | ISON | HBIF2B1AAXXXNDX840LFXX-XXXXXXXX | Indoor Luminaires | High-Bay | High-Bay Luminaires for Commercial and Industrial Buildings | Premium | FALSE | [9 empty] | 42284 |  |  | Yes |  | 3 | 13059.33 | 128.03 | 102 | 22.2 | 0.964 | 4000 | 81.8
PT6STGE3 | Orion Energy Systems Inc | ISON | HBIF2B1AAXXXNDX840LCXX-XXXXXXXX | Indoor Luminaires | High-Bay | High-Bay Luminaires for Commercial and Industrial Buildings | Premium | FALSE | [9 empty] | 42284 |  |  | Yes |  | 3 | 12747.88 | 124.97 | 102 | 22.2 | 0.964 | 4000 | 81.8
PMEPPU7P | Orion Energy Systems Inc | ISON | HBIF2B1OAUNVNDX840NLXX-XXXXXXXX | Indoor Luminaires | High-Bay | High-Bay Luminaires for Commercial and Industrial Buildings | Premium | FALSE | [9 empty] | 42284 |  |  | Yes |  | 3 | 15465 | 162.02 | 95.45 | 14.2 | 0.952 | 4000 | 81.8
PKH29NWC | Orion Energy Systems Inc | ISON | HBIF2B1AAUNVNDX840NLXX-XXXXXXXX | Indoor Luminaires | High-Bay | High-Bay Luminaires for Commercial and Industrial Buildings | Premium | FALSE | [9 empty] | 42284 |  |  | Yes |  | 3 | 13907.76 | 145.7 | 95.45 | 14.2 | 0.952 | 4000 | 81.8
PF54A41G | Orion Energy Systems Inc | ISON | HBIF2B1OAUNVNDX840LFXX-XXXXXXXX | Indoor Luminaires | High-Bay | High-Bay Luminaires for Commercial and Industrial Buildings | Premium | FALSE | [9 empty] | 42284 |  |  | Yes |  | 3 | 13811.1 | 144.69 | 95.45 | 14.2 | 0.952 | 4000 | 81.8
P2YHDREH | Orion Energy Systems Inc | ISON | HBIF2B1OAUNVNDX840LCXX-XXXXXXXX | Indoor Luminaires | High-Bay | High-Bay Luminaires for Commercial and Industrial Buildings | Premium | FALSE | [9 empty] | 42284 | Not Dimmable | Not Dimmable | Yes |  | 3 | 13542.61 | 141.88 | 95.45 | 14.2 | 0.952 | 4000 | 81.8
PV2SU5JU | Orion Energy Systems Inc | ISON | HBIF2B1AAUNVNDX840LFXX-XXXXXXXX | Indoor Luminaires | High-Bay | High-Bay Luminaires for Commercial and Industrial Buildings | Premium | FALSE | [9 empty] | 42284 |  |  | Yes |  | 3 | 13059.33 | 136.81 | 95.45 | 14.2 | 0.952 | 4000 | 81.8
PMSSBDM3 | Orion Energy Systems Inc | ISON | HBIF2B1AAUNVNDX840LCXX-XXXXXXXX | Indoor Luminaires | High-Bay | High-Bay Luminaires for Commercial and Industrial Buildings | Premium | FALSE | [9 empty] | 42284 |  |  | Yes |  | 3 | 12747.88 | 133.55 | 95.45 | 14.2 | 0.952 | 4000 | 81.8
P9HUS133 | Orion Energy Systems Inc | ISON | HBIF2D1OAXXXNDX840NLXX-XXXXXXXX | Indoor Luminaires | High-Bay | High-Bay Luminaires for Commercial and Industrial Buildings | Premium | FALSE | [9 empty] | 42284 | Not Dimmable | Not Dimmable | Yes |  | 3 | 23440 | 152.4 | 153.8 | 24.1 | 0.97 | 4000 | 81.7
PZUQP16C | Orion Energy Systems Inc | ISON | HBIF2D1AAXXXNDX840NLXX-XXXXXXXX | Indoor Luminaires | High-Bay | High-Bay Luminaires for Commercial and Industrial Buildings | Premium | FALSE | [9 empty] | 42284 |  |  | Yes |  | 3 | 21645.29 | 140.73 | 153.8 | 24.1 | 0.97 | 4000 | 81.7
PCEMNHBB | Orion Energy Systems Inc | ISON | HBIF2D1OAXXXNDX840LFXX-XXXXXXXX | Indoor Luminaires | High-Bay | High-Bay Luminaires for Commercial and Industrial Buildings | Premium | FALSE | [9 empty] | 42284 | Not Dimmable | Not Dimmable | Yes |  | 3 | 21351.61 | 138.82 | 153.8 | 24.1 | 0.97 | 4000 | 81.7
P8CNG56F | Orion Energy Systems Inc | ISON | HBIF2D1OAXXXNDX840LCXX-XXXXXXXX | Indoor Luminaires | High-Bay | High-Bay Luminaires for Commercial and Industrial Buildings | Premium | FALSE | [9 empty] | 42284 | Not Dimmable | Not Dimmable | Yes |  | 3 | 21188.45 | 137.76 | 153.8 | 24.1 | 0.97 | 4000 | 81.7
P4V72VDG | Orion Energy Systems Inc | ISON | HBIF2D1AAXXXNDX840LFXX-XXXXXXXX | Indoor Luminaires | High-Bay | High-Bay Luminaires for Commercial and Industrial Buildings | Premium | FALSE | [9 empty] | 42284 | Not Dimmable | Not Dimmable | Yes |  | 3 | 20383.55 | 132.53 | 153.8 | 24.1 | 0.97 | 4000 | 81.7
P5MQESX7 | Orion Energy Systems Inc | ISON | HBIF2D1AAXXXNDX840LCXX-XXXXXXXX | Indoor Luminaires | High-Bay | High-Bay Luminaires for Commercial and Industrial Buildings | Premium | FALSE | [9 empty] | 42284 | Not Dimmable | Not Dimmable | Yes |  | 3 | 20046.36 | 130.34 | 153.8 | 24.1 | 0.97 | 4000 | 81.7
PF5PHMRX | Orion Energy Systems Inc | ISON | HBIF2D1OAUNVNDX840NLXX-XXXXXXXX | Indoor Luminaires | High-Bay | High-Bay Luminaires for Commercial and Industrial Buildings | Premium | FALSE | [9 empty] | 42284 |  |  | Yes |  | 3 | 23440 | 157.2 | 149.1 | 16.4 | 0.933 | 4000 | 81.7
P6META92 | Orion Energy Systems Inc | ISON | HBIF2D1AAUNVNDX840NLXX-XXXXXXXX | Indoor Luminaires | High-Bay | High-Bay Luminaires for Commercial and Industrial Buildings | Premium | FALSE | [9 empty] | 42284 | Not Dimmable | Not Dimmable | Yes |  | 3 | 21645.29 | 145.17 | 149.1 | 16.4 | 0.933 | 4000 | 81.7
PER54Q1V | Orion Energy Systems Inc | ISON | HBIF2D1OAUNVNDX840LFXX-XXXXXXXX | Indoor Luminaires | High-Bay | High-Bay Luminaires for Commercial and Industrial Buildings | Premium | FALSE | [9 empty] | 42284 |  |  | Yes |  | 3 | 21351.61 | 143.2 | 149.1 | 16.4 | 0.933 | 4000 | 81.7
PQ7WKDDD | Orion Energy Systems Inc | ISON | HBIF2D1OAUNVNDX840LCXX-XXXXXXXX | Indoor Luminaires | High-Bay | High-Bay Luminaires for Commercial and Industrial Buildings | Premium | FALSE | [9 empty] | 42284 |  |  | Yes |  | 3 | 21188.45 | 142.1 | 149.1 | 16.4 | 0.933 | 4000 | 81.7
PKWCCDRQ | Orion Energy Systems Inc | ISON | HBIF2D1AAUNVNDX840LFXX-XXXXXXXX | Indoor Luminaires | High-Bay | High-Bay Luminaires for Commercial and Industrial Buildings | Premium | FALSE | [9 empty] | 42284 |  |  | Yes |  | 3 | 20383.55 | 136.71 | 149.1 | 16.4 | 0.933 | 4000 | 81.7
PCWZ6PZG | Orion Energy Systems Inc | ISON | HBIF2D1AAUNVNDX840LCXX-XXXXXXXX | Indoor Luminaires | High-Bay | High-Bay Luminaires for Commercial and Industrial Buildings | Premium | FALSE | [9 empty] | 42284 | Not Dimmable | Not Dimmable | Yes |  | 3 | 20046.36 | 134.44 | 149.1 | 16.4 | 0.933 | 4000 | 81.7
PJX4X3E9 | Orion Energy Systems Inc | ISON | HBIF2A1OAUNVNDX840NLXX-XXXXXXXX | Indoor Luminaires | High-Bay | High-Bay Luminaires for Commercial and Industrial Buildings | Premium | FALSE | [9 empty] | 42284 |  |  | Yes |  | 3 | 11920 | 161.95 | 73.6 | 16.3 | 0.939 | 4000 | 81.7
P97SS141 | Orion Energy Systems Inc | ISON | HBIF2A1AAUNVNDX840NLXX-XXXXXXXX | Indoor Luminaires | High-Bay | High-Bay Luminaires for Commercial and Industrial Buildings | Premium | FALSE | [9 empty] | 42284 | Not Dimmable | Not Dimmable | Yes |  | 3 | 10972.93 | 149.08 | 73.6 | 16.3 | 0.939 | 4000 | 81.7
PE8TY9DV | Orion Energy Systems Inc | ISON | HBIF2A1OAUNVNDX840LFXX-XXXXXXXX | Indoor Luminaires | High-Bay | High-Bay Luminaires for Commercial and Industrial Buildings | Premium | FALSE | [9 empty] | 42284 |  |  | Yes |  | 3 | 10827.06 | 147.1 | 73.6 | 16.3 | 0.939 | 4000 | 81.7
P9MWU8CG | Orion Energy Systems Inc | ISON | HBIF2A1OAUNVNDX840LCXX-XXXXXXXX | Indoor Luminaires | High-Bay | High-Bay Luminaires for Commercial and Industrial Buildings | Premium | FALSE | [9 empty] | 42284 | Not Dimmable | Not Dimmable | Yes |  | 3 | 10665.95 | 144.91 | 73.6 | 16.3 | 0.939 | 4000 | 81.7
PA2E8THP | Orion Energy Systems Inc | ISON | HBIF2A1AAUNVNDX840LFXX-XXXXXXXX | Indoor Luminaires | High-Bay | High-Bay Luminaires for Commercial and Industrial Buildings | Premium | FALSE | [9 empty] | 42284 | Not Dimmable | Not Dimmable | Yes |  | 3 | 10385.09 | 141.1 | 73.6 | 16.3 | 0.939 | 4000 | 81.7
P68RT39P | Orion Energy Systems Inc | ISON | HBIF2A1AAUNVNDX840LCXX-XXXXXXXX | Indoor Luminaires | High-Bay | High-Bay Luminaires for Commercial and Industrial Buildings | Premium | FALSE | [9 empty] | 42284 | Not Dimmable | Not Dimmable | Yes |  | 3 | 10144.51 | 137.83 | 73.6 | 16.3 | 0.939 | 4000 | 81.7
PRBW49SU | Orion Energy Systems Inc | Harris | HBHC1A1OAXXXFDX840XX-XXXXXXXX | Indoor Luminaires | High-Bay | High-Bay Luminaires for Commercial and Industrial Buildings | Premium | FALSE | [9 empty] | 42284 |  |  | Yes |  | 3 | 11210 | 124.94 | 89.72 | 22.9 | 0.925 | 4000 | 82
P97QKWC7 | Orion Energy Systems Inc | Harris | HBHC1A1AAXXXFDX840XX-XXXXXXXX | Indoor Luminaires | High-Bay | High-Bay Aisle Luminaires | Premium | FALSE | [9 empty] | 42284 | Dimmable | Continuous Below 10 | Yes |  | 3 | 10642.91 | 118.62 | 89.72 | 22.9 | 0.925 | 4000 | 82
P9YERPKD | Orion Energy Systems Inc | Harris | HBHC1B1OAXXXFDX840XX-XXXXXXXX | Indoor Luminaires | High-Bay | High-Bay Luminaires for Commercial and Industrial Buildings | Premium | FALSE | [9 empty] | 42284 | Dimmable | Continuous Below 10 | Yes |  | 3 | 19465 | 135.92 | 143.2 | 21 | 0.978 | 4000 | 82
PCHTW82N | Orion Energy Systems Inc | Harris | HBHC1B1AAXXXFDX840XX-XXXXXXXX | Indoor Luminaires | High-Bay | High-Bay Aisle Luminaires | Premium | FALSE | [9 empty] | 42284 | Dimmable | Continuous Below 10 | Yes |  | 3 | 19015.65 | 132.79 | 143.2 | 21 | 0.978 | 4000 | 82
PVH7WDP5 | Orion Energy Systems Inc | Harris | HBHC1C1OAXXXFDX840XX-XXXXXXXX | Indoor Luminaires | High-Bay | High-Bay Luminaires for Commercial and Industrial Buildings | Premium | FALSE | [9 empty] | 42284 |  |  | Yes |  | 3 | 22310 | 129.93 | 171.7 | 18.4 | 0.983 | 4000 | 82
PQUB1M7H | Orion Energy Systems Inc | Harris | HBHC1C1AAXXXFDX840XX-XXXXXXXX | Indoor Luminaires | High-Bay | High-Bay Aisle Luminaires | Premium | FALSE | [9 empty] | 42284 |  |  | Yes |  | 3 | 21198.03 | 123.45 | 171.7 | 18.4 | 0.983 | 4000 | 82
P183EU2H | Orion Energy Systems Inc | Harris | HBHC1B1OAUNVFDX840XX-XXXXXXXX | Indoor Luminaires | High-Bay | High-Bay Luminaires for Commercial and Industrial Buildings | Premium | FALSE | [9 empty] | 42284 | Dimmable | Continuous Below 10 | Yes |  | 3 | 19465 | 141.87 | 137.2 | 12 | 0.929 | 4000 | 82
P23BZZ2Z | Orion Energy Systems Inc | Harris | HBHC1B1AAUNVFDX840XX-XXXXXXXX | Indoor Luminaires | High-Bay | High-Bay Aisle Luminaires | Premium | FALSE | [9 empty] | 42284 | Dimmable | Continuous Below 10 | Yes |  | 3 | 19015.65 | 138.9 | 136.9 | 12 | 0.929 | 4000 | 82
P3K6TMNN | Orion Energy Systems Inc | Harris | HBHC1C1OAUNVFDX840XX-XXXXXXXX | Indoor Luminaires | High-Bay | High-Bay Luminaires for Commercial and Industrial Buildings | Premium | FALSE | [9 empty] | 42284 | Dimmable | Continuous Below 10 | Yes |  | 3 | 22310 | 135.37 | 164.8 | 11.9 | 0.949 | 4000 | 82
P39BPPXE | Orion Energy Systems Inc | Harris | HBHC1C1AAUNVFDX840XX-XXXXXXXX | Indoor Luminaires | High-Bay | High-Bay Aisle Luminaires | Premium | FALSE | [9 empty] | 42284 | Dimmable | Continuous Below 10 | Yes |  | 3 | 21198.03 | 128.47 | 165 | 11.9 | 0.949 | 4000 | 82
PETTHAPV | Orion Energy Systems Inc | Harris | HBHC1A1OAUNVFDX840XX-XXXXXXXX | Indoor Luminaires | High-Bay | High-Bay Luminaires for Commercial and Industrial Buildings | Premium | FALSE | [9 empty] | 42284 |  |  | Yes |  | 3 | 11210 | 134.89 | 83.1 | 11.4 | 0.954 | 4000 | 82
PWQXNVB1 | Orion Energy Systems Inc | Harris | HBHC1A1AAUNVFDX840XX-XXXXXXXX | Indoor Luminaires | High-Bay | High-Bay Aisle Luminaires | Premium | FALSE | [9 empty] | 42284 |  |  | Yes |  | 3 | 10642.91 | 128.67 | 82.71 | 11.4 | 0.954 | 4000 | 82
PM9PQCHC | Orion Energy Systems Inc | ISON | HBIF2C1OAXXXFDX840NLXX-XXXXXXXX | Indoor Luminaires | High-Bay | High-Bay Luminaires for Commercial and Industrial Buildings | Premium | FALSE | [9 empty] | 42284 |  |  | Yes |  | 3 | 17805 | 154.42 | 115.3 | 23 | 0.934 | 4000 | 81.9
PBMFN4BQ | Orion Energy Systems Inc | ISON | HBIF2C1OAXXXFDX840LFXX-XXXXXXXX | Indoor Luminaires | High-Bay | High-Bay Luminaires for Commercial and Industrial Buildings | Premium | FALSE | [9 empty] | 42284 | Dimmable | Continuous Below 10 | Yes |  | 3 | 16393.95 | 142.18 | 115.3 | 23 | 0.934 | 4000 | 81.9
P77F64XZ | Orion Energy Systems Inc | ISON | HBIF2C1AAXXXFDX840NLXX-XXXXXXXX | Indoor Luminaires | High-Bay | High-Bay Aisle Luminaires | Premium | FALSE | [9 empty] | 42284 | Dimmable | Continuous Below 10 | Yes |  | 3 | 16361.64 | 141.9 | 115.3 | 23 | 0.934 | 4000 | 81.9
P5GV5STU | Orion Energy Systems Inc | ISON | HBIF2C1OAXXXFDX840LCXX-XXXXXXXX | Indoor Luminaires | High-Bay | High-Bay Luminaires for Commercial and Industrial Buildings | Premium | FALSE | [9 empty] | 42284 | Dimmable | Continuous Below 10 | Yes |  | 3 | 16200.07 | 140.5 | 115.3 | 23 | 0.934 | 4000 | 81.9
PCT1CVRM | Orion Energy Systems Inc | ISON | HBIF2C1AAXXXFDX840LFXX-XXXXXXXX | Indoor Luminaires | High-Bay | High-Bay Aisle Luminaires | Premium | FALSE | [9 empty] | 42284 | Dimmable | Continuous Below 10 | Yes |  | 3 | 15639.96 | 135.64 | 115.3 | 23 | 0.934 | 4000 | 81.9
PS458NR8 | Orion Energy Systems Inc | ISON | HBIF2C1AAXXXFDX840LCXX-XXXXXXXX | Indoor Luminaires | High-Bay | High-Bay Aisle Luminaires | Premium | FALSE | [9 empty] | 42284 |  |  | Yes |  | 3 | 15209.11 | 131.9 | 115.3 | 23 | 0.934 | 4000 | 81.9
PNNGHCYZ | Orion Energy Systems Inc | ISON | HBIF2C1OAUNVFDX840NLXX-XXXXXXXX | Indoor Luminaires | High-Bay | High-Bay Luminaires for Commercial and Industrial Buildings | Premium | FALSE | [9 empty] | 42284 |  |  | Yes |  | 3 | 17805 | 164.25 | 108.4 | 13.4 | 0.96 | 4000 | 81.9
PPAUEWQT | Orion Energy Systems Inc | ISON | HBIF2C1OAUNVFDX840LFXX-XXXXXXXX | Indoor Luminaires | High-Bay | High-Bay Luminaires for Commercial and Industrial Buildings | Premium | FALSE | [9 empty] | 42284 |  |  | Yes |  | 3 | 16393.95 | 151.23 | 108.4 | 13.4 | 0.96 | 4000 | 81.9
PBBMBG6W | Orion Energy Systems Inc | ISON | HBIF2C1AAUNVFDX840NLXX-XXXXXXXX | Indoor Luminaires | High-Bay | High-Bay Aisle Luminaires | Premium | FALSE | [9 empty] | 42284 | Dimmable | Continuous Below 10 | Yes |  | 3 | 16361.64 | 150.93 | 108.4 | 13.4 | 0.96 | 4000 | 81.9
PT7XMS4N | Orion Energy Systems Inc | ISON | HBIF2C1OAUNVFDX840LCXX-XXXXXXXX | Indoor Luminaires | High-Bay | High-Bay Luminaires for Commercial and Industrial Buildings | Premium | FALSE | [9 empty] | 42284 |  |  | Yes |  | 3 | 16200.07 | 149.44 | 108.4 | 13.4 | 0.96 | 4000 | 81.9
PFSVJ1JV | Orion Energy Systems Inc | ISON | HBIF2C1AAUNVFDX840LFXX-XXXXXXXX | Indoor Luminaires | High-Bay | High-Bay Aisle Luminaires | Premium | FALSE | [9 empty] | 42284 |  |  | Yes |  | 3 | 15639.96 | 144.28 | 108.4 | 13.4 | 0.96 | 4000 | 81.9
PR7319ZF | Orion Energy Systems Inc | ISON | HBIF2C1AAUNVFDX840LCXX-XXXXXXXX | Indoor Luminaires | High-Bay | High-Bay Aisle Luminaires | Premium | FALSE | [9 empty] | 42284 |  |  | Yes |  | 3 | 15209.11 | 140.3 | 108.4 | 13.4 | 0.96 | 4000 | 81.9
PWB6S7PV | Orion Energy Systems Inc | ISON | HBIF2B1OAXXXFDX840NLXX-XXXXXXXX | Indoor Luminaires | High-Bay | High-Bay Luminaires for Commercial and Industrial Buildings | Premium | FALSE | [9 empty] | 42284 |  |  | Yes |  | 3 | 15465 | 151.61 | 102 | 22.2 | 0.964 | 4000 | 81.8
PHHPXBBT | Orion Energy Systems Inc | ISON | HBIF2B1AAXXXFDX840NLXX-XXXXXXXX | Indoor Luminaires | High-Bay | High-Bay Aisle Luminaires | Premium | FALSE | [9 empty] | 42284 |  |  | Yes |  | 3 | 13907.76 | 136.35 | 102 | 22.2 | 0.964 | 4000 | 81.8
PF7HB5KA | Orion Energy Systems Inc | ISON | HBIF2B1OAXXXFDX840LFXX-XXXXXXXX | Indoor Luminaires | High-Bay | High-Bay Luminaires for Commercial and Industrial Buildings | Premium | FALSE | [9 empty] | 42284 |  |  | Yes |  | 3 | 13811.1 | 135.4 | 102 | 22.2 | 0.964 | 4000 | 81.8
P3HZTFXP | Orion Energy Systems Inc | ISON | HBIF2B1OAXXXFDX840LCXX-XXXXXXXX | Indoor Luminaires | High-Bay | High-Bay Luminaires for Commercial and Industrial Buildings | Premium | FALSE | [9 empty] | 42284 | Dimmable | Continuous Below 10 | Yes |  | 3 | 13542.61 | 132.77 | 102 | 22.2 | 0.964 | 4000 | 81.8
PF3TBKE5 | Orion Energy Systems Inc | ISON | HBIF2B1AAXXXFDX840LFXX-XXXXXXXX | Indoor Luminaires | High-Bay | High-Bay Aisle Luminaires | Premium | FALSE | [9 empty] | 42284 |  |  | Yes |  | 3 | 13059.33 | 128.03 | 102 | 22.2 | 0.964 | 4000 | 81.8
P2MENZ2W | Orion Energy Systems Inc | ISON | HBIF2B1AAXXXFDX840LCXX-XXXXXXXX | Indoor Luminaires | High-Bay | High-Bay Aisle Luminaires | Premium | FALSE | [9 empty] | 42284 | Dimmable | Continuous Below 10 | Yes |  | 3 | 12747.88 | 124.97 | 102 | 22.2 | 0.964 | 4000 | 81.8
PNBCEKGW | Orion Energy Systems Inc | ISON | HBIF2B1OAUNVFDX840NLXX-XXXXXXXX | Indoor Luminaires | High-Bay | High-Bay Luminaires for Commercial and Industrial Buildings | Premium | FALSE | [9 empty] | 42284 |  |  | Yes |  | 3 | 15465 | 162.02 | 95.45 | 14.2 | 0.952 | 4000 | 81.8
PJPGS9QX | Orion Energy Systems Inc | ISON | HBIF2B1AAUNVFDX840NLXX-XXXXXXXX | Indoor Luminaires | High-Bay | High-Bay Aisle Luminaires | Premium | FALSE | [9 empty] | 42284 |  |  | Yes |  | 3 | 13907.76 | 145.7 | 95.45 | 14.2 | 0.952 | 4000 | 81.8
PT1K6WGZ | Orion Energy Systems Inc | ISON | HBIF2B1OAUNVFDX840LFXX-XXXXXXXX | Indoor Luminaires | High-Bay | High-Bay Luminaires for Commercial and Industrial Buildings | Premium | FALSE | [9 empty] | 42284 |  |  | Yes |  | 3 | 13811.1 | 144.69 | 95.45 | 14.2 | 0.952 | 4000 | 81.8
PVJZ9D5T | Orion Energy Systems Inc | ISON | HBIF2B1OAUNVFDX840LCXX-XXXXXXXX | Indoor Luminaires | High-Bay | High-Bay Luminaires for Commercial and Industrial Buildings | Premium | FALSE | [9 empty] | 42284 |  |  | Yes |  | 3 | 13542.61 | 141.88 | 95.45 | 14.2 | 0.952 | 4000 | 81.8
PCJMYRVQ | Orion Energy Systems Inc | ISON | HBIF2B1AAUNVFDX840LFXX-XXXXXXXX | Indoor Luminaires | High-Bay | High-Bay Aisle Luminaires | Premium | FALSE | [9 empty] | 42284 | Dimmable | Continuous Below 10 | Yes |  | 3 | 13059.33 | 136.81 | 95.45 | 14.2 | 0.952 | 4000 | 81.8
PF41NB9F | Orion Energy Systems Inc | ISON | HBIF2B1AAUNVFDX840LCXX-XXXXXXXX | Indoor Luminaires | High-Bay | High-Bay Aisle Luminaires | Premium | FALSE | [9 empty] | 42284 |  |  | Yes |  | 3 | 12747.88 | 133.55 | 95.45 | 14.2 | 0.952 | 4000 | 81.8
PXNJR19Z | Orion Energy Systems Inc | ISON | HBIF2D1OAXXXFDX840NLXX-XXXXXXXX | Indoor Luminaires | High-Bay | High-Bay Luminaires for Commercial and Industrial Buildings | Premium | FALSE | [9 empty] | 42284 |  |  | Yes |  | 3 | 23440 | 152.4 | 153.8 | 24.1 | 0.97 | 4000 | 81.7
PSBK9CHR | Orion Energy Systems Inc | ISON | HBIF2D1AAXXXFDX840NLXX-XXXXXXXX | Indoor Luminaires | High-Bay | High-Bay Aisle Luminaires | Premium | FALSE | [9 empty] | 42284 |  |  | Yes |  | 3 | 21645.29 | 140.73 | 153.8 | 24.1 | 0.97 | 4000 | 81.7
PYD1Y6F2 | Orion Energy Systems Inc | ISON | HBIF2D1OAXXXFDX840LFXX-XXXXXXXX | Indoor Luminaires | High-Bay | High-Bay Luminaires for Commercial and Industrial Buildings | Premium | FALSE | [9 empty] | 42284 |  |  | Yes |  | 3 | 21351.61 | 138.82 | 153.8 | 24.1 | 0.97 | 4000 | 81.7
PSJ7VV3Z | Orion Energy Systems Inc | ISON | HBIF2D1OAXXXFDX840LCXX-XXXXXXXX | Indoor Luminaires | High-Bay | High-Bay Luminaires for Commercial and Industrial Buildings | Premium | FALSE | [9 empty] | 42284 |  |  | Yes |  | 3 | 21188.45 | 137.76 | 153.8 | 24.1 | 0.97 | 4000 | 81.7
PCUSA4QQ | Orion Energy Systems Inc | ISON | HBIF2D1AAXXXFDX840LFXX-XXXXXXXX | Indoor Luminaires | High-Bay | High-Bay Aisle Luminaires | Premium | FALSE | [9 empty] | 42284 | Dimmable | Continuous Below 10 | Yes |  | 3 | 20383.55 | 132.53 | 153.8 | 24.1 | 0.97 | 4000 | 81.7
PK3AVQXM | Orion Energy Systems Inc | ISON | HBIF2D1AAXXXFDX840LCXX-XXXXXXXX | Indoor Luminaires | High-Bay | High-Bay Aisle Luminaires | Premium | FALSE | [9 empty] | 42284 |  |  | Yes |  | 3 | 20046.36 | 130.34 | 153.8 | 24.1 | 0.97 | 4000 | 81.7
PP7EWXCK | Orion Energy Systems Inc | ISON | HBIF2D1OAUNVFDX840NLXX-XXXXXXXX | Indoor Luminaires | High-Bay | High-Bay Luminaires for Commercial and Industrial Buildings | Premium | FALSE | [9 empty] | 42284 |  |  | Yes |  | 3 | 23440 | 157.2 | 149.1 | 16.4 | 0.933 | 4000 | 81.7
PJ2UF1VS | Orion Energy Systems Inc | ISON | HBIF2D1AAUNVFDX840NLXX-XXXXXXXX | Indoor Luminaires | High-Bay | High-Bay Aisle Luminaires | Premium | FALSE | [9 empty] | 42284 |  |  | Yes |  | 3 | 21645.29 | 145.17 | 149.1 | 16.4 | 0.933 | 4000 | 81.7
PHKR47N4 | Orion Energy Systems Inc | ISON | HBIF2D1OAUNVFDX840LFXX-XXXXXXXX | Indoor Luminaires | High-Bay | High-Bay Luminaires for Commercial and Industrial Buildings | Premium | FALSE | [9 empty] | 42284 |  |  | Yes |  | 3 | 21351.61 | 143.2 | 149.1 | 16.4 | 0.933 | 4000 | 81.7
PTRYRTCD | Orion Energy Systems Inc | ISON | HBIF2D1OAUNVFDX840LCXX-XXXXXXXX | Indoor Luminaires | High-Bay | High-Bay Luminaires for Commercial and Industrial Buildings | Premium | FALSE | [9 empty] | 42284 |  |  | Yes |  | 3 | 21188.45 | 142.1 | 149.1 | 16.4 | 0.933 | 4000 | 81.7
PEGE764T | Orion Energy Systems Inc | ISON | HBIF2D1AAUNVFDX840LFXX-XXXXXXXX | Indoor Luminaires | High-Bay | High-Bay Aisle Luminaires | Premium | FALSE | [9 empty] | 42284 |  |  | Yes |  | 3 | 20383.55 | 136.71 | 149.1 | 16.4 | 0.933 | 4000 | 81.7
PCDQ6VBN | Orion Energy Systems Inc | ISON | HBIF2D1AAUNVFDX840LCXX-XXXXXXXX | Indoor Luminaires | High-Bay | High-Bay Aisle Luminaires | Premium | FALSE | [9 empty] | 42284 | Dimmable | Continuous Below 10 | Yes |  | 3 | 20046.36 | 134.44 | 149.1 | 16.4 | 0.933 | 4000 | 81.7
PFAPXDTY | Orion Energy Systems Inc | ISON | HBIF2A1OAUNVFDX840NLXX-XXXXXXXX | Indoor Luminaires | High-Bay | High-Bay Luminaires for Commercial and Industrial Buildings | Premium | FALSE | [9 empty] | 42284 |  |  | Yes |  | 3 | 11920 | 161.95 | 73.6 | 16.3 | 0.939 | 4000 | 81.7
PSD22FGN | Orion Energy Systems Inc | ISON | HBIF2A1AAUNVFDX840NLXX-XXXXXXXX | Indoor Luminaires | High-Bay | High-Bay Aisle Luminaires | Premium | FALSE | [9 empty] | 42284 |  |  | Yes |  | 3 | 10972.93 | 149.08 | 73.6 | 16.3 | 0.939 | 4000 | 81.7
PVKDVJ4K | Orion Energy Systems Inc | ISON | HBIF2A1OAUNVFDX840LFXX-XXXXXXXX | Indoor Luminaires | High-Bay | High-Bay Luminaires for Commercial and Industrial Buildings | Premium | FALSE | [9 empty] | 42284 |  |  | Yes |  | 3 | 10827.06 | 147.1 | 73.6 | 16.3 | 0.939 | 4000 | 81.7
PH913A5D | Orion Energy Systems Inc | ISON | HBIF2A1OAUNVFDX840LCXX-XXXXXXXX | Indoor Luminaires | High-Bay | High-Bay Luminaires for Commercial and Industrial Buildings | Premium | FALSE | [9 empty] | 42284 |  |  | Yes |  | 3 | 10665.95 | 144.91 | 73.6 | 16.3 | 0.939 | 4000 | 81.7
P5AS8SZW | Orion Energy Systems Inc | ISON | HBIF2A1AAUNVFDX840LFXX-XXXXXXXX | Indoor Luminaires | High-Bay | High-Bay Aisle Luminaires | Premium | FALSE | [9 empty] | 42284 | Dimmable | Continuous Below 10 | Yes |  | 3 | 10385.09 | 141.1 | 73.6 | 16.3 | 0.939 | 4000 | 81.7
PH7AUVJQ | Orion Energy Systems Inc | ISON | HBIF2A1AAUNVFDX840LCXX-XXXXXXXX | Indoor Luminaires | High-Bay | High-Bay Aisle Luminaires | Premium | FALSE | [9 empty] | 42284 |  |  | Yes |  | 3 | 10144.51 | 137.83 | 73.6 | 16.3 | 0.939 | 4000 | 81.7
PZMPVF3J | Orion Energy Systems Inc | Harris | HBHC1A1OAXXXNDX835XX-XXXXXXXX | Indoor Luminaires | High-Bay | High-Bay Aisle Luminaires | Premium | FALSE | [9 empty] | 42284 |  |  | Yes |  | 3 | 11140 | 124.16 | 89.72 | 22.9 | 0.925 | 3500 | 82
PAZCMAV2 | Orion Energy Systems Inc | Harris | HBHC1A1AAXXXNDX835XX-XXXXXXXX | Indoor Luminaires | High-Bay | High-Bay Aisle Luminaires | Premium | FALSE | [9 empty] | 42284 | Not Dimmable | Not Dimmable | Yes |  | 3 | 10576.45 | 117.88 | 89.72 | 22.9 | 0.925 | 3500 | 82
PMPEMJ2X | Orion Energy Systems Inc | Harris | HBHC1B1OAXXXNDX835XX-XXXXXXXX | Indoor Luminaires | High-Bay | High-Bay Aisle Luminaires | Premium | FALSE | [9 empty] | 42284 |  |  | Yes |  | 3 | 19262.5 | 134.51 | 143.2 | 21 | 0.978 | 3500 | 82
P16XU9KG | Orion Energy Systems Inc | Harris | HBHC1B1AAXXXNDX835XX-XXXXXXXX | Indoor Luminaires | High-Bay | High-Bay Aisle Luminaires | Premium | FALSE | [9 empty] | 42284 | Not Dimmable | Not Dimmable | Yes |  | 3 | 18817.82 | 131.4 | 143.2 | 21 | 0.978 | 3500 | 82
P6CHC3SC | Orion Energy Systems Inc | Harris | HBHC1C1OAXXXNDX835XX-XXXXXXXX | Indoor Luminaires | High-Bay | High-Bay Luminaires for Commercial and Industrial Buildings | Premium | FALSE | [9 empty] | 42284 | Not Dimmable | Not Dimmable | Yes |  | 3 | 22190 | 129.23 | 171.7 | 18.4 | 0.983 | 3500 | 82
PDZR6WNV | Orion Energy Systems Inc | Harris | HBHC1C1AAXXXNDX835XX-XXXXXXXX | Indoor Luminaires | High-Bay | High-Bay Aisle Luminaires | Premium | FALSE | [9 empty] | 42284 | Not Dimmable | Not Dimmable | Yes |  | 3 | 21084.01 | 122.79 | 171.7 | 18.4 | 0.983 | 3500 | 82
PBRUN9DQ | Orion Energy Systems Inc | Harris | HBHC1B1OAUNVNDX835XX-XXXXXXXX | Indoor Luminaires | High-Bay | High-Bay Aisle Luminaires | Premium | FALSE | [9 empty] | 42284 | Not Dimmable | Not Dimmable | Yes |  | 3 | 19262.5 | 140.39 | 137.2 | 12 | 0.929 | 3500 | 82
P8EGPEKX | Orion Energy Systems Inc | Harris | HBHC1B1AAUNVNDX835XX-XXXXXXXX | Indoor Luminaires | High-Bay | High-Bay Aisle Luminaires | Premium | FALSE | [9 empty] | 42284 | Not Dimmable | Not Dimmable | Yes |  | 3 | 18817.82 | 137.45 | 136.9 | 12 | 0.929 | 3500 | 82
PSRQC745 | Orion Energy Systems Inc | Harris | HBHC1C1OAUNVNDX835XX-XXXXXXXX | Indoor Luminaires | High-Bay | High-Bay Aisle Luminaires | Premium | FALSE | [9 empty] | 42284 |  |  | Yes |  | 3 | 22190 | 134.64 | 164.8 | 11.9 | 0.949 | 3500 | 82
PPBUGZ1K | Orion Energy Systems Inc | Harris | HBHC1C1AAUNVNDX835XX-XXXXXXXX | Indoor Luminaires | High-Bay | High-Bay Aisle Luminaires | Premium | FALSE | [9 empty] | 42284 |  |  | Yes |  | 3 | 21084.01 | 127.78 | 165 | 11.9 | 0.949 | 3500 | 82
PQHX8EPA | Orion Energy Systems Inc | Harris | HBHC1A1OAUNVNDX835XX-XXXXXXXX | Indoor Luminaires | High-Bay | High-Bay Aisle Luminaires | Premium | FALSE | [9 empty] | 42284 |  |  | Yes |  | 3 | 11140 | 134.05 | 83.1 | 11.4 | 0.954 | 3500 | 82
PQ3GBMA3 | Orion Energy Systems Inc | Harris | HBHC1A1AAUNVNDX835XX-XXXXXXXX | Indoor Luminaires | High-Bay | High-Bay Aisle Luminaires | Premium | FALSE | [9 empty] | 42284 |  |  | Yes |  | 3 | 10576.45 | 127.87 | 82.71 | 11.4 | 0.954 | 3500 | 82
PEVU5XUG | Orion Energy Systems Inc | ISON | HBIF2C1OAXXXNDX835NLXX-XXXXXXXX | Indoor Luminaires | High-Bay | High-Bay Luminaires for Commercial and Industrial Buildings | Premium | FALSE | [9 empty] | 42284 |  |  | Yes |  | 3 | 17167.5 | 148.89 | 115.3 | 23 | 0.934 | 3500 | 81.9
P57DQEJZ | Orion Energy Systems Inc | ISON | HBIF2C1OAXXXNDX835LFXX-XXXXXXXX | Indoor Luminaires | High-Bay | High-Bay Luminaires for Commercial and Industrial Buildings | Premium | FALSE | [9 empty] | 42284 | Not Dimmable | Not Dimmable | Yes |  | 3 | 15806.97 | 137.09 | 115.3 | 23 | 0.934 | 3500 | 81.9
PF52FV7H | Orion Energy Systems Inc | ISON | HBIF2C1AAXXXNDX835NLXX-XXXXXXXX | Indoor Luminaires | High-Bay | High-Bay Luminaires for Commercial and Industrial Buildings | Premium | FALSE | [9 empty] | 42284 |  |  | Yes |  | 3 | 15775.82 | 136.82 | 115.3 | 23 | 0.934 | 3500 | 81.9
PRMST59Z | Orion Energy Systems Inc | ISON | HBIF2C1OAXXXNDX835LCXX-XXXXXXXX | Indoor Luminaires | High-Bay | High-Bay Luminaires for Commercial and Industrial Buildings | Premium | FALSE | [9 empty] | 42284 |  |  | Yes |  | 3 | 15620.03 | 135.47 | 115.3 | 23 | 0.934 | 3500 | 81.9
P19Q5J27 | Orion Energy Systems Inc | ISON | HBIF2C1AAXXXNDX835LFXX-XXXXXXXX | Indoor Luminaires | High-Bay | High-Bay Luminaires for Commercial and Industrial Buildings | Premium | FALSE | [9 empty] | 42284 | Not Dimmable | Not Dimmable | Yes |  | 3 | 15079.98 | 130.78 | 115.3 | 23 | 0.934 | 3500 | 81.9
PBWSN5NV | Orion Energy Systems Inc | ISON | HBIF2C1AAXXXNDX835LCXX-XXXXXXXX | Indoor Luminaires | High-Bay | High-Bay Luminaires for Commercial and Industrial Buildings | Premium | FALSE | [9 empty] | 42284 | Not Dimmable | Not Dimmable | Yes |  | 3 | 14664.55 | 127.18 | 115.3 | 23 | 0.934 | 3500 | 81.9
PYQU945Z | Orion Energy Systems Inc | ISON | HBIF2C1OAUNVNDX835NLXX-XXXXXXXX | Indoor Luminaires | High-Bay | High-Bay Luminaires for Commercial and Industrial Buildings | Premium | FALSE | [9 empty] | 42284 |  |  | Yes |  | 3 | 17167.5 | 158.37 | 108.4 | 13.4 | 0.96 | 3500 | 81.9
P4THTYJ9 | Orion Energy Systems Inc | ISON | HBIF2C1OAUNVNDX835LFXX-XXXXXXXX | Indoor Luminaires | High-Bay | High-Bay Luminaires for Commercial and Industrial Buildings | Premium | FALSE | [9 empty] | 42284 | Not Dimmable | Not Dimmable | Yes |  | 3 | 15806.97 | 145.82 | 108.4 | 13.4 | 0.96 | 3500 | 81.9
PKEFXEMG | Orion Energy Systems Inc | ISON | HBIF2C1AAUNVNDX835NLXX-XXXXXXXX | Indoor Luminaires | High-Bay | High-Bay Luminaires for Commercial and Industrial Buildings | Premium | FALSE | [9 empty] | 42284 |  |  | Yes |  | 3 | 15775.82 | 145.53 | 108.4 | 13.4 | 0.96 | 3500 | 81.9
P6KF4Y5T | Orion Energy Systems Inc | ISON | HBIF2C1OAUNVNDX835LCXX-XXXXXXXX | Indoor Luminaires | High-Bay | High-Bay Luminaires for Commercial and Industrial Buildings | Premium | FALSE | [9 empty] | 42284 | Not Dimmable | Not Dimmable | Yes |  | 3 | 15620.03 | 144.09 | 108.4 | 13.4 | 0.96 | 3500 | 81.9
P2SCX195 | Orion Energy Systems Inc | ISON | HBIF2C1AAUNVNDX835LFXX-XXXXXXXX | Indoor Luminaires | High-Bay | High-Bay Luminaires for Commercial and Industrial Buildings | Premium | FALSE | [9 empty] | 42284 | Not Dimmable | Not Dimmable | Yes |  | 3 | 15079.98 | 139.11 | 108.4 | 13.4 | 0.96 | 3500 | 81.9
PXA4VQET | Orion Energy Systems Inc | ISON | HBIF2C1AAUNVNDX835LCXX-XXXXXXXX | Indoor Luminaires | High-Bay | High-Bay Luminaires for Commercial and Industrial Buildings | Premium | FALSE | [9 empty] | 42284 |  |  | Yes |  | 3 | 14664.55 | 135.28 | 108.4 | 13.4 | 0.96 | 3500 | 81.9
PY2UW66M | Orion Energy Systems Inc | ISON | HBIF2B1OAXXXNDX835NLXX-XXXXXXXX | Indoor Luminaires | High-Bay | High-Bay Luminaires for Commercial and Industrial Buildings | Premium | FALSE | [9 empty] | 42284 |  |  | Yes |  | 3 | 14932.5 | 146.39 | 102 | 22.2 | 0.964 | 3500 | 81.8
PDU5WS62 | Orion Energy Systems Inc | ISON | HBIF2B1AAXXXNDX835NLXX-XXXXXXXX | Indoor Luminaires | High-Bay | High-Bay Luminaires for Commercial and Industrial Buildings | Premium | FALSE | [9 empty] | 42284 | Not Dimmable | Not Dimmable | Yes |  | 3 | 13428.88 | 131.65 | 102 | 22.2 | 0.964 | 3500 | 81.8
PGGZ7AAH | Orion Energy Systems Inc | ISON | HBIF2B1OAXXXNDX835LFXX-XXXXXXXX | Indoor Luminaires | High-Bay | High-Bay Luminaires for Commercial and Industrial Buildings | Premium | FALSE | [9 empty] | 42284 |  |  | Yes |  | 3 | 13335.55 | 130.74 | 102 | 22.2 | 0.964 | 3500 | 81.8
P8K13X1Z | Orion Energy Systems Inc | ISON | HBIF2B1OAXXXNDX835LCXX-XXXXXXXX | Indoor Luminaires | High-Bay | High-Bay Luminaires for Commercial and Industrial Buildings | Premium | FALSE | [9 empty] | 42284 | Not Dimmable | Not Dimmable | Yes |  | 3 | 13076.3 | 128.19 | 102 | 22.2 | 0.964 | 3500 | 81.8
P3BW6R4E | Orion Energy Systems Inc | ISON | HBIF2B1AAXXXNDX835LFXX-XXXXXXXX | Indoor Luminaires | High-Bay | High-Bay Luminaires for Commercial and Industrial Buildings | Premium | FALSE | [9 empty] | 42284 | Not Dimmable | Not Dimmable | Yes |  | 3 | 12610 | 123.6 | 102 | 22.2 | 0.964 | 3500 | 81.8
PW3U2XZ9 | Orion Energy Systems Inc | ISON | HBIF2B1AAXXXNDX835LCXX-XXXXXXXX | Indoor Luminaires | High-Bay | High-Bay Luminaires for Commercial and Industrial Buildings | Premium | FALSE | [9 empty] | 42284 |  |  | Yes |  | 3 | 12308.94 | 120.67 | 102 | 22.2 | 0.964 | 3500 | 81.8
PVMSCJNK | Orion Energy Systems Inc | ISON | HBIF2B1OAUNVNDX835NLXX-XXXXXXXX | Indoor Luminaires | High-Bay | High-Bay Luminaires for Commercial and Industrial Buildings | Premium | FALSE | [9 empty] | 42284 |  |  | Yes |  | 3 | 14932.5 | 156.44 | 95.45 | 14.2 | 0.952 | 3500 | 81.8
P3CP26GT | Orion Energy Systems Inc | ISON | HBIF2B1AAUNVNDX835NLXX-XXXXXXXX | Indoor Luminaires | High-Bay | High-Bay Luminaires for Commercial and Industrial Buildings | Premium | FALSE | [9 empty] | 42284 | Not Dimmable | Not Dimmable | Yes |  | 3 | 13428.88 | 140.69 | 95.45 | 14.2 | 0.952 | 3500 | 81.8
PUCD1M7D | Orion Energy Systems Inc | ISON | HBIF2B1OAUNVNDX835LFXX-XXXXXXXX | Indoor Luminaires | High-Bay | High-Bay Luminaires for Commercial and Industrial Buildings | Premium | FALSE | [9 empty] | 42284 |  |  | Yes |  | 3 | 13335.55 | 139.71 | 95.45 | 14.2 | 0.952 | 3500 | 81.8
PJJFKE2E | Orion Energy Systems Inc | ISON | HBIF2B1OAUNVNDX835LCXX-XXXXXXXX | Indoor Luminaires | High-Bay | High-Bay Luminaires for Commercial and Industrial Buildings | Premium | FALSE | [9 empty] | 42284 |  |  | Yes |  | 3 | 13076.3 | 136.99 | 95.45 | 14.2 | 0.952 | 3500 | 81.8
P484GNZ7 | Orion Energy Systems Inc | ISON | HBIF2B1AAUNVNDX835LFXX-XXXXXXXX | Indoor Luminaires | High-Bay | High-Bay Luminaires for Commercial and Industrial Buildings | Premium | FALSE | [9 empty] | 42284 | Not Dimmable | Not Dimmable | Yes |  | 3 | 12610 | 132.1 | 95.45 | 14.2 | 0.952 | 3500 | 81.8
PR6MFF38 | Orion Energy Systems Inc | ISON | HBIF2B1AAUNVNDX835LCXX-XXXXXXXX | Indoor Luminaires | High-Bay | High-Bay Luminaires for Commercial and Industrial Buildings | Premium | FALSE | [9 empty] | 42284 |  |  | Yes |  | 3 | 12308.94 | 128.95 | 95.45 | 14.2 | 0.952 | 3500 | 81.8
P9KKBP7F | Orion Energy Systems Inc | ISON | HBIF2D1OAXXXNDX835NLXX-XXXXXXXX | Indoor Luminaires | High-Bay | High-Bay Luminaires for Commercial and Industrial Buildings | Premium | FALSE | [9 empty] | 42284 | Not Dimmable | Not Dimmable | Yes |  | 3 | 22495 | 146.26 | 153.8 | 24.1 | 0.97 | 3500 | 81.7
PYD3T56H | Orion Energy Systems Inc | ISON | HBIF2D1AAXXXNDX835NLXX-XXXXXXXX | Indoor Luminaires | High-Bay | High-Bay Luminaires for Commercial and Industrial Buildings | Premium | FALSE | [9 empty] | 42284 |  |  | Yes |  | 3 | 20772.64 | 135.06 | 153.8 | 24.1 | 0.97 | 3500 | 81.7
PRPSHB57 | Orion Energy Systems Inc | ISON | HBIF2D1OAXXXNDX835LFXX-XXXXXXXX | Indoor Luminaires | High-Bay | High-Bay Luminaires for Commercial and Industrial Buildings | Premium | FALSE | [9 empty] | 42284 |  |  | Yes |  | 3 | 20490.8 | 133.23 | 153.8 | 24.1 | 0.97 | 3500 | 81.7
P7E2WFHG | Orion Energy Systems Inc | ISON | HBIF2D1OAXXXNDX835LCXX-XXXXXXXX | Indoor Luminaires | High-Bay | High-Bay Luminaires for Commercial and Industrial Buildings | Premium | FALSE | [9 empty] | 42284 | Not Dimmable | Not Dimmable | Yes |  | 3 | 20334.22 | 132.21 | 153.8 | 24.1 | 0.97 | 3500 | 81.7
PS99XHF1 | Orion Energy Systems Inc | ISON | HBIF2D1AAXXXNDX835LFXX-XXXXXXXX | Indoor Luminaires | High-Bay | High-Bay Luminaires for Commercial and Industrial Buildings | Premium | FALSE | [9 empty] | 42284 |  |  | Yes |  | 3 | 19561.77 | 127.18 | 153.8 | 24.1 | 0.97 | 3500 | 81.7
P5TBD6TH | Orion Energy Systems Inc | ISON | HBIF2D1AAXXXNDX835LCXX-XXXXXXXX | Indoor Luminaires | High-Bay | High-Bay Luminaires for Commercial and Industrial Buildings | Premium | FALSE | [9 empty] | 42284 | Not Dimmable | Not Dimmable | Yes |  | 3 | 19238.18 | 125.08 | 153.8 | 24.1 | 0.97 | 3500 | 81.7
PFC95ACN | Orion Energy Systems Inc | ISON | HBIF2D1OAUNVNDX835NLXX-XXXXXXXX | Indoor Luminaires | High-Bay | High-Bay Luminaires for Commercial and Industrial Buildings | Premium | FALSE | [9 empty] | 42284 |  |  | Yes |  | 3 | 22495 | 150.87 | 149.1 | 16.4 | 0.933 | 3500 | 81.7
PA6B1W55 | Orion Energy Systems Inc | ISON | HBIF2D1AAUNVNDX835NLXX-XXXXXXXX | Indoor Luminaires | High-Bay | High-Bay Luminaires for Commercial and Industrial Buildings | Premium | FALSE | [9 empty] | 42284 | Not Dimmable | Not Dimmable | Yes |  | 3 | 20772.64 | 139.32 | 149.1 | 16.4 | 0.933 | 3500 | 81.7
P7R94VQU | Orion Energy Systems Inc | ISON | HBIF2D1OAUNVNDX835LFXX-XXXXXXXX | Indoor Luminaires | High-Bay | High-Bay Luminaires for Commercial and Industrial Buildings | Premium | FALSE | [9 empty] | 42284 | Not Dimmable | Not Dimmable | Yes |  | 3 | 20490.8 | 137.42 | 149.1 | 16.4 | 0.933 | 3500 | 81.7
P36AJ5GT | Orion Energy Systems Inc | ISON | HBIF2D1OAUNVNDX835LCXX-XXXXXXXX | Indoor Luminaires | High-Bay | High-Bay Luminaires for Commercial and Industrial Buildings | Premium | FALSE | [9 empty] | 42284 | Not Dimmable | Not Dimmable | Yes |  | 3 | 20334.22 | 136.37 | 149.1 | 16.4 | 0.933 | 3500 | 81.7
P6YKXW1Z | Orion Energy Systems Inc | ISON | HBIF2D1AAUNVNDX835LFXX-XXXXXXXX | Indoor Luminaires | High-Bay | High-Bay Luminaires for Commercial and Industrial Buildings | Premium | FALSE | [9 empty] | 42284 | Not Dimmable | Not Dimmable | Yes |  | 3 | 19561.77 | 131.19 | 149.1 | 16.4 | 0.933 | 3500 | 81.7
P9HUC6C8 | Orion Energy Systems Inc | ISON | HBIF2D1AAUNVNDX835LCXX-XXXXXXXX | Indoor Luminaires | High-Bay | High-Bay Luminaires for Commercial and Industrial Buildings | Premium | FALSE | [9 empty] | 42284 | Not Dimmable | Not Dimmable | Yes |  | 3 | 19238.18 | 129.02 | 149.1 | 16.4 | 0.933 | 3500 | 81.7
PA1AGJMU | Orion Energy Systems Inc | ISON | HBIF2A1OAUNVNDX835NLXX-XXXXXXXX | Indoor Luminaires | High-Bay | High-Bay Luminaires for Commercial and Industrial Buildings | Premium | FALSE | [9 empty] | 42284 | Not Dimmable | Not Dimmable | Yes |  | 3 | 11435 | 155.36 | 73.6 | 16.3 | 0.939 | 3500 | 81.7
PXC45XQE | Orion Energy Systems Inc | ISON | HBIF2A1AAUNVNDX835NLXX-XXXXXXXX | Indoor Luminaires | High-Bay | High-Bay Luminaires for Commercial and Industrial Buildings | Premium | FALSE | [9 empty] | 42284 |  |  | Yes |  | 3 | 10526.46 | 143.02 | 73.6 | 16.3 | 0.939 | 3500 | 81.7
PFH5WQKA | Orion Energy Systems Inc | ISON | HBIF2A1OAUNVNDX835LFXX-XXXXXXXX | Indoor Luminaires | High-Bay | High-Bay Luminaires for Commercial and Industrial Buildings | Premium | FALSE | [9 empty] | 42284 |  |  | Yes |  | 3 | 10386.53 | 141.12 | 73.6 | 16.3 | 0.939 | 3500 | 81.7
PQQRQ4QT | Orion Energy Systems Inc | ISON | HBIF2A1OAUNVNDX835LCXX-XXXXXXXX | Indoor Luminaires | High-Bay | High-Bay Luminaires for Commercial and Industrial Buildings | Premium | FALSE | [9 empty] | 42284 |  |  | Yes |  | 3 | 10231.97 | 139.02 | 73.6 | 16.3 | 0.939 | 3500 | 81.7
PR24A2ZW | Orion Energy Systems Inc | ISON | HBIF2A1AAUNVNDX835LFXX-XXXXXXXX | Indoor Luminaires | High-Bay | High-Bay Luminaires for Commercial and Industrial Buildings | Premium | FALSE | [9 empty] | 42284 |  |  | Yes |  | 3 | 9962.54 | 135.36 | 73.6 | 16.3 | 0.939 | 3500 | 81.7
P6QH2RD3 | Orion Energy Systems Inc | ISON | HBIF2A1AAUNVNDX835LCXX-XXXXXXXX | Indoor Luminaires | High-Bay | High-Bay Luminaires for Commercial and Industrial Buildings | Premium | FALSE | [9 empty] | 42284 | Not Dimmable | Not Dimmable | Yes |  | 3 | 9731.75 | 132.22 | 73.6 | 16.3 | 0.939 | 3500 | 81.7
P3Q18JQY | Orion Energy Systems Inc | Harris | HBHC1A1OAXXXFDX835XX-XXXXXXXX | Indoor Luminaires | High-Bay | High-Bay Luminaires for Commercial and Industrial Buildings | Premium | FALSE | [9 empty] | 42284 | Dimmable | Continuous Below 10 | Yes |  | 3 | 11140 | 124.16 | 89.72 | 22.9 | 0.925 | 3500 | 82
PKKYA473 | Orion Energy Systems Inc | Harris | HBHC1A1AAXXXFDX835XX-XXXXXXXX | Indoor Luminaires | High-Bay | High-Bay Aisle Luminaires | Premium | FALSE | [9 empty] | 42284 |  |  | Yes |  | 3 | 10576.45 | 117.88 | 89.72 | 22.9 | 0.925 | 3500 | 82
PA13GD47 | Orion Energy Systems Inc | Harris | HBHC1B1OAXXXFDX835XX-XXXXXXXX | Indoor Luminaires | High-Bay | High-Bay Luminaires for Commercial and Industrial Buildings | Premium | FALSE | [9 empty] | 42284 | Dimmable | Continuous Below 10 | Yes |  | 3 | 19262.5 | 134.51 | 143.2 | 21 | 0.978 | 3500 | 82
PJ65V581 | Orion Energy Systems Inc | Harris | HBHC1B1AAXXXFDX835XX-XXXXXXXX | Indoor Luminaires | High-Bay | High-Bay Aisle Luminaires | Premium | FALSE | [9 empty] | 42284 |  |  | Yes |  | 3 | 18817.82 | 131.4 | 143.2 | 21 | 0.978 | 3500 | 82
P1USMXKH | Orion Energy Systems Inc | Harris | HBHC1C1OAXXXFDX835XX-XXXXXXXX | Indoor Luminaires | High-Bay | High-Bay Luminaires for Commercial and Industrial Buildings | Premium | FALSE | [9 empty] | 42284 | Dimmable | Continuous Below 10 | Yes |  | 3 | 22190 | 129.23 | 171.7 | 18.4 | 0.983 | 3500 | 82
P9P12NQB | Orion Energy Systems Inc | Harris | HBHC1C1AAXXXFDX835XX-XXXXXXXX | Indoor Luminaires | High-Bay | High-Bay Aisle Luminaires | Premium | FALSE | [9 empty] | 42284 | Dimmable | Continuous Below 10 | Yes |  | 3 | 21084.01 | 122.79 | 171.7 | 18.4 | 0.983 | 3500 | 82
PBFXH6PF | Orion Energy Systems Inc | Harris | HBHC1B1OAUNVFDX835XX-XXXXXXXX | Indoor Luminaires | High-Bay | High-Bay Luminaires for Commercial and Industrial Buildings | Premium | FALSE | [9 empty] | 42284 | Dimmable | Continuous Below 10 | Yes |  | 3 | 19262.5 | 140.39 | 137.2 | 12 | 0.929 | 3500 | 82
P49D9CN8 | Orion Energy Systems Inc | Harris | HBHC1B1AAUNVFDX835XX-XXXXXXXX | Indoor Luminaires | High-Bay | High-Bay Aisle Luminaires | Premium | FALSE | [9 empty] | 42284 | Dimmable | Continuous Below 10 | Yes |  | 3 | 18817.82 | 137.45 | 136.9 | 12 | 0.929 | 3500 | 82
PCRUUVP1 | Orion Energy Systems Inc | Harris | HBHC1C1OAUNVFDX835XX-XXXXXXXX | Indoor Luminaires | High-Bay | High-Bay Luminaires for Commercial and Industrial Buildings | Premium | FALSE | [9 empty] | 42284 | Dimmable | Continuous Below 10 | Yes |  | 3 | 22190 | 134.64 | 164.8 | 11.9 | 0.949 | 3500 | 82
PU1YVZJ9 | Orion Energy Systems Inc | Harris | HBHC1C1AAUNVFDX835XX-XXXXXXXX | Indoor Luminaires | High-Bay | High-Bay Aisle Luminaires | Premium | FALSE | [9 empty] | 42284 |  |  | Yes |  | 3 | 21084.01 | 127.78 | 165 | 11.9 | 0.949 | 3500 | 82
P5Z1TXQM | Orion Energy Systems Inc | Harris | HBHC1A1OAUNVFDX835XX-XXXXXXXX | Indoor Luminaires | High-Bay | High-Bay Luminaires for Commercial and Industrial Buildings | Premium | FALSE | [9 empty] | 42284 | Dimmable | Continuous Below 10 | Yes |  | 3 | 11140 | 134.05 | 83.1 | 11.4 | 0.954 | 3500 | 82
PSBRWFQC | Orion Energy Systems Inc | Harris | HBHC1A1AAUNVFDX835XX-XXXXXXXX | Indoor Luminaires | High-Bay | High-Bay Aisle Luminaires | Premium | FALSE | [9 empty] | 42284 |  |  | Yes |  | 3 | 10576.45 | 127.87 | 82.71 | 11.4 | 0.954 | 3500 | 82
P56RUX6E | Orion Energy Systems Inc | ISON | HBIF2C1OAXXXFDX835NLXX-XXXXXXXX | Indoor Luminaires | High-Bay | High-Bay Luminaires for Commercial and Industrial Buildings | Premium | FALSE | [9 empty] | 42284 | Dimmable | Continuous Below 10 | Yes |  | 3 | 17167.5 | 148.89 | 115.3 | 23 | 0.934 | 3500 | 81.9
PUEF5H1V | Orion Energy Systems Inc | ISON | HBIF2C1OAXXXFDX835LFXX-XXXXXXXX | Indoor Luminaires | High-Bay | High-Bay Luminaires for Commercial and Industrial Buildings | Premium | FALSE | [9 empty] | 42284 |  |  | Yes |  | 3 | 15806.97 | 137.09 | 115.3 | 23 | 0.934 | 3500 | 81.9
PVECDQ7C | Orion Energy Systems Inc | ISON | HBIF2C1AAXXXFDX835NLXX-XXXXXXXX | Indoor Luminaires | High-Bay | High-Bay Aisle Luminaires | Premium | FALSE | [9 empty] | 42284 |  |  | Yes |  | 3 | 15775.82 | 136.82 | 115.3 | 23 | 0.934 | 3500 | 81.9
P8PHF8H3 | Orion Energy Systems Inc | ISON | HBIF2C1OAXXXFDX835LCXX-XXXXXXXX | Indoor Luminaires | High-Bay | High-Bay Luminaires for Commercial and Industrial Buildings | Premium | FALSE | [9 empty] | 42284 | Dimmable | Continuous Below 10 | Yes |  | 3 | 15620.03 | 135.47 | 115.3 | 23 | 0.934 | 3500 | 81.9
PYRMA5JJ | Orion Energy Systems Inc | ISON | HBIF2C1AAXXXFDX835LFXX-XXXXXXXX | Indoor Luminaires | High-Bay | High-Bay Aisle Luminaires | Premium | FALSE | [9 empty] | 42284 |  |  | Yes |  | 3 | 15079.98 | 130.78 | 115.3 | 23 | 0.934 | 3500 | 81.9
PSE3784H | Orion Energy Systems Inc | ISON | HBIF2C1AAXXXFDX835LCXX-XXXXXXXX | Indoor Luminaires | High-Bay | High-Bay Aisle Luminaires | Premium | FALSE | [9 empty] | 42284 |  |  | Yes |  | 3 | 14664.55 | 127.18 | 115.3 | 23 | 0.934 | 3500 | 81.9
P67E4UEG | Orion Energy Systems Inc | ISON | HBIF2C1OAUNVFDX835NLXX-XXXXXXXX | Indoor Luminaires | High-Bay | High-Bay Luminaires for Commercial and Industrial Buildings | Premium | FALSE | [9 empty] | 42284 | Dimmable | Continuous Below 10 | Yes |  | 3 | 17167.5 | 158.37 | 108.4 | 13.4 | 0.96 | 3500 | 81.9
P14JV1F6 | Orion Energy Systems Inc | ISON | HBIF2C1OAUNVFDX835LFXX-XXXXXXXX | Indoor Luminaires | High-Bay | High-Bay Luminaires for Commercial and Industrial Buildings | Premium | FALSE | [9 empty] | 42284 | Dimmable | Continuous Below 10 | Yes |  | 3 | 15806.97 | 145.82 | 108.4 | 13.4 | 0.96 | 3500 | 81.9
PX1F1HDD | Orion Energy Systems Inc | ISON | HBIF2C1AAUNVFDX835NLXX-XXXXXXXX | Indoor Luminaires | High-Bay | High-Bay Aisle Luminaires | Premium | FALSE | [9 empty] | 42284 |  |  | Yes |  | 3 | 15775.82 | 145.53 | 108.4 | 13.4 | 0.96 | 3500 | 81.9
PK8S3UHW | Orion Energy Systems Inc | ISON | HBIF2C1OAUNVFDX835LCXX-XXXXXXXX | Indoor Luminaires | High-Bay | High-Bay Luminaires for Commercial and Industrial Buildings | Premium | FALSE | [9 empty] | 42284 |  |  | Yes |  | 3 | 15620.03 | 144.09 | 108.4 | 13.4 | 0.96 | 3500 | 81.9
PYWQJR76 | Orion Energy Systems Inc | ISON | HBIF2C1AAUNVFDX835LFXX-XXXXXXXX | Indoor Luminaires | High-Bay | High-Bay Aisle Luminaires | Premium | FALSE | [9 empty] | 42284 |  |  | Yes |  | 3 | 15079.98 | 139.11 | 108.4 | 13.4 | 0.96 | 3500 | 81.9
PBFW5KFN | Orion Energy Systems Inc | ISON | HBIF2C1AAUNVFDX835LCXX-XXXXXXXX | Indoor Luminaires | High-Bay | High-Bay Aisle Luminaires | Premium | FALSE | [9 empty] | 42284 | Dimmable | Continuous Below 10 | Yes |  | 3 | 14664.55 | 135.28 | 108.4 | 13.4 | 0.96 | 3500 | 81.9
PHY3D9D5 | Orion Energy Systems Inc | ISON | HBIF2B1OAXXXFDX835NLXX-XXXXXXXX | Indoor Luminaires | High-Bay | High-Bay Luminaires for Commercial and Industrial Buildings | Premium | FALSE | [9 empty] | 42284 |  |  | Yes |  | 3 | 14932.5 | 146.39 | 102 | 22.2 | 0.964 | 3500 | 81.8
PCC7AEMH | Orion Energy Systems Inc | ISON | HBIF2B1AAXXXFDX835NLXX-XXXXXXXX | Indoor Luminaires | High-Bay | High-Bay Aisle Luminaires | Premium | FALSE | [9 empty] | 42284 | Dimmable | Continuous Below 10 | Yes |  | 3 | 13428.88 | 131.65 | 102 | 22.2 | 0.964 | 3500 | 81.8
PXHX3PG7 | Orion Energy Systems Inc | ISON | HBIF2B1OAXXXFDX835LFXX-XXXXXXXX | Indoor Luminaires | High-Bay | High-Bay Luminaires for Commercial and Industrial Buildings | Premium | FALSE | [9 empty] | 42284 |  |  | Yes |  | 3 | 13335.55 | 130.74 | 102 | 22.2 | 0.964 | 3500 | 81.8
P7ZAYHJ9 | Orion Energy Systems Inc | ISON | HBIF2B1OAXXXFDX835LCXX-XXXXXXXX | Indoor Luminaires | High-Bay | High-Bay Luminaires for Commercial and Industrial Buildings | Premium | FALSE | [9 empty] | 42284 | Dimmable | Continuous Below 10 | Yes |  | 3 | 13076.3 | 128.19 | 102 | 22.2 | 0.964 | 3500 | 81.8
PARBSZM1 | Orion Energy Systems Inc | ISON | HBIF2B1AAXXXFDX835LFXX-XXXXXXXX | Indoor Luminaires | High-Bay | High-Bay Aisle Luminaires | Premium | FALSE | [9 empty] | 42284 | Dimmable | Continuous Below 10 | Yes |  | 3 | 12610 | 123.6 | 102 | 22.2 | 0.964 | 3500 | 81.8
P9QF4BBG | Orion Energy Systems Inc | ISON | HBIF2B1AAXXXFDX835LCXX-XXXXXXXX | Indoor Luminaires | High-Bay | High-Bay Aisle Luminaires | Premium | FALSE | [9 empty] | 42284 | Dimmable | Continuous Below 10 | Yes |  | 3 | 12308.94 | 120.67 | 102 | 22.2 | 0.964 | 3500 | 81.8
PSQJJZYH | Orion Energy Systems Inc | ISON | HBIF2B1OAUNVFDX835NLXX-XXXXXXXX | Indoor Luminaires | High-Bay | High-Bay Luminaires for Commercial and Industrial Buildings | Premium | FALSE | [9 empty] | 42284 |  |  | Yes |  | 3 | 14932.5 | 156.44 | 95.45 | 14.2 | 0.952 | 3500 | 81.8
P8GQYRQ8 | Orion Energy Systems Inc | ISON | HBIF2B1AAUNVFDX835NLXX-XXXXXXXX | Indoor Luminaires | High-Bay | High-Bay Aisle Luminaires | Premium | FALSE | [9 empty] | 42284 | Dimmable | Continuous Below 10 | Yes |  | 3 | 13428.88 | 140.69 | 95.45 | 14.2 | 0.952 | 3500 | 81.8
PCS3RKD2 | Orion Energy Systems Inc | ISON | HBIF2B1OAUNVFDX835LFXX-XXXXXXXX | Indoor Luminaires | High-Bay | High-Bay Luminaires for Commercial and Industrial Buildings | Premium | FALSE | [9 empty] | 42284 | Dimmable | Continuous Below 10 | Yes |  | 3 | 13335.55 | 139.71 | 95.45 | 14.2 | 0.952 | 3500 | 81.8
PVS6YDGJ | Orion Energy Systems Inc | ISON | HBIF2B1OAUNVFDX835LCXX-XXXXXXXX | Indoor Luminaires | High-Bay | High-Bay Luminaires for Commercial and Industrial Buildings | Premium | FALSE | [9 empty] | 42284 |  |  | Yes |  | 3 | 13076.3 | 136.99 | 95.45 | 14.2 | 0.952 | 3500 | 81.8
PHHN2XPX | Orion Energy Systems Inc | ISON | HBIF2B1AAUNVFDX835LFXX-XXXXXXXX | Indoor Luminaires | High-Bay | High-Bay Aisle Luminaires | Premium | FALSE | [9 empty] | 42284 |  |  | Yes |  | 3 | 12610 | 132.1 | 95.45 | 14.2 | 0.952 | 3500 | 81.8
PGXK28XB | Orion Energy Systems Inc | ISON | HBIF2B1AAUNVFDX835LCXX-XXXXXXXX | Indoor Luminaires | High-Bay | High-Bay Aisle Luminaires | Premium | FALSE | [9 empty] | 42284 |  |  | Yes |  | 3 | 12308.94 | 128.95 | 95.45 | 14.2 | 0.952 | 3500 | 81.8
PFQME6EF | Orion Energy Systems Inc | ISON | HBIF2D1OAXXXFDX835NLXX-XXXXXXXX | Indoor Luminaires | High-Bay | High-Bay Luminaires for Commercial and Industrial Buildings | Premium | FALSE | [9 empty] | 42284 |  |  | Yes |  | 3 | 22495 | 146.26 | 153.8 | 24.1 | 0.97 | 3500 | 81.7
PZGNDU8J | Orion Energy Systems Inc | ISON | HBIF2D1AAXXXFDX835NLXX-XXXXXXXX | Indoor Luminaires | High-Bay | High-Bay Aisle Luminaires | Premium | FALSE | [9 empty] | 42284 |  |  | Yes |  | 3 | 20772.64 | 135.06 | 153.8 | 24.1 | 0.97 | 3500 | 81.7
PD5ATEQ6 | Orion Energy Systems Inc | ISON | HBIF2D1OAXXXFDX835LFXX-XXXXXXXX | Indoor Luminaires | High-Bay | High-Bay Luminaires for Commercial and Industrial Buildings | Premium | FALSE | [9 empty] | 42284 | Dimmable | Continuous Below 10 | Yes |  | 3 | 20490.8 | 133.23 | 153.8 | 24.1 | 0.97 | 3500 | 81.7
PPWYP6DT | Orion Energy Systems Inc | ISON | HBIF2D1OAXXXFDX835LCXX-XXXXXXXX | Indoor Luminaires | High-Bay | High-Bay Luminaires for Commercial and Industrial Buildings | Premium | FALSE | [9 empty] | 42284 |  |  | Yes |  | 3 | 20334.22 | 132.21 | 153.8 | 24.1 | 0.97 | 3500 | 81.7
PG2T9S43 | Orion Energy Systems Inc | ISON | HBIF2D1AAXXXFDX835LFXX-XXXXXXXX | Indoor Luminaires | High-Bay | High-Bay Aisle Luminaires | Premium | FALSE | [9 empty] | 42284 |  |  | Yes |  | 3 | 19561.77 | 127.18 | 153.8 | 24.1 | 0.97 | 3500 | 81.7
PSC3FMGJ | Orion Energy Systems Inc | ISON | HBIF2D1AAXXXFDX835LCXX-XXXXXXXX | Indoor Luminaires | High-Bay | High-Bay Aisle Luminaires | Premium | FALSE | [9 empty] | 42284 |  |  | Yes |  | 3 | 19238.18 | 125.08 | 153.8 | 24.1 | 0.97 | 3500 | 81.7
PJWVTUTW | Orion Energy Systems Inc | ISON | HBIF2D1OAUNVFDX835NLXX-XXXXXXXX | Indoor Luminaires | High-Bay | High-Bay Luminaires for Commercial and Industrial Buildings | Premium | FALSE | [9 empty] | 42284 |  |  | Yes |  | 3 | 22495 | 150.87 | 149.1 | 16.4 | 0.933 | 3500 | 81.7
PCKRMWGK | Orion Energy Systems Inc | ISON | HBIF2D1AAUNVFDX835NLXX-XXXXXXXX | Indoor Luminaires | High-Bay | High-Bay Aisle Luminaires | Premium | FALSE | [9 empty] | 42284 | Dimmable | Continuous Below 10 | Yes |  | 3 | 20772.64 | 139.32 | 149.1 | 16.4 | 0.933 | 3500 | 81.7
PEQZ8GUG | Orion Energy Systems Inc | ISON | HBIF2D1OAUNVFDX835LFXX-XXXXXXXX | Indoor Luminaires | High-Bay | High-Bay Luminaires for Commercial and Industrial Buildings | Premium | FALSE | [9 empty] | 42284 |  |  | Yes |  | 3 | 20490.8 | 137.42 | 149.1 | 16.4 | 0.933 | 3500 | 81.7
P8AYK2XH | Orion Energy Systems Inc | ISON | HBIF2D1OAUNVFDX835LCXX-XXXXXXXX | Indoor Luminaires | High-Bay | High-Bay Luminaires for Commercial and Industrial Buildings | Premium | FALSE | [9 empty] | 42284 | Dimmable | Continuous Below 10 | Yes |  | 3 | 20334.22 | 136.37 | 149.1 | 16.4 | 0.933 | 3500 | 81.7
P2ZQ15AQ | Orion Energy Systems Inc | ISON | HBIF2D1AAUNVFDX835LFXX-XXXXXXXX | Indoor Luminaires | High-Bay | High-Bay Aisle Luminaires | Premium | FALSE | [9 empty] | 42284 | Dimmable | Continuous Below 10 | Yes |  | 3 | 19561.77 | 131.19 | 149.1 | 16.4 | 0.933 | 3500 | 81.7
P8V2XRCT | Orion Energy Systems Inc | ISON | HBIF2D1AAUNVFDX835LCXX-XXXXXXXX | Indoor Luminaires | High-Bay | High-Bay Aisle Luminaires | Premium | FALSE | [9 empty] | 42284 | Dimmable | Continuous Below 10 | Yes |  | 3 | 19238.18 | 129.02 | 149.1 | 16.4 | 0.933 | 3500 | 81.7
PVWPZPHS | Orion Energy Systems Inc | ISON | HBIF2A1OAUNVFDX835NLXX-XXXXXXXX | Indoor Luminaires | High-Bay | High-Bay Luminaires for Commercial and Industrial Buildings | Premium | FALSE | [9 empty] | 42284 |  |  | Yes |  | 3 | 11435 | 155.36 | 73.6 | 16.3 | 0.939 | 3500 | 81.7
PEEZMBNP | Orion Energy Systems Inc | ISON | HBIF2A1AAUNVFDX835NLXX-XXXXXXXX | Indoor Luminaires | High-Bay | High-Bay Aisle Luminaires | Premium | FALSE | [9 empty] | 42284 |  |  | Yes |  | 3 | 10526.46 | 143.02 | 73.6 | 16.3 | 0.939 | 3500 | 81.7
PC3P7MT4 | Orion Energy Systems Inc | ISON | HBIF2A1OAUNVFDX835LFXX-XXXXXXXX | Indoor Luminaires | High-Bay | High-Bay Luminaires for Commercial and Industrial Buildings | Premium | FALSE | [9 empty] | 42284 | Dimmable | Continuous Below 10 | Yes |  | 3 | 10386.53 | 141.12 | 73.6 | 16.3 | 0.939 | 3500 | 81.7
PF4A4SYC | Orion Energy Systems Inc | ISON | HBIF2A1OAUNVFDX835LCXX-XXXXXXXX | Indoor Luminaires | High-Bay | High-Bay Luminaires for Commercial and Industrial Buildings | Premium | FALSE | [9 empty] | 42284 |  |  | Yes |  | 3 | 10231.97 | 139.02 | 73.6 | 16.3 | 0.939 | 3500 | 81.7
PB542WWD | Orion Energy Systems Inc | ISON | HBIF2A1AAUNVFDX835LFXX-XXXXXXXX | Indoor Luminaires | High-Bay | High-Bay Aisle Luminaires | Premium | FALSE | [9 empty] | 42284 | Dimmable | Continuous Below 10 | Yes |  | 3 | 9962.54 | 135.36 | 73.6 | 16.3 | 0.939 | 3500 | 81.7
PWYQ6NPQ | Orion Energy Systems Inc | ISON | HBIF2A1AAUNVFDX835LCXX-XXXXXXXX | Indoor Luminaires | High-Bay | High-Bay Aisle Luminaires | Premium | FALSE | [9 empty] | 42284 |  |  | Yes |  | 3 | 9731.75 | 132.22 | 73.6 | 16.3 | 0.939 | 3500 | 81.7
PKVC3W3S | Orion Energy Systems Inc | Harris | HBHC1C1AAXXXNDX830XX-XXXXXXXX | Indoor Luminaires | High-Bay | High-Bay Aisle Luminaires | Premium | FALSE | [9 empty] | 42284 |  |  | Yes |  | 3 | 20970 | 122.13 | 171.7 | 18.4 | 0.983 | 3071 | 82
P4KR6NFK | Orion Energy Systems Inc | Harris | HBHC1C1AAUNVNDX830XX-XXXXXXXX | Indoor Luminaires | High-Bay | High-Bay Aisle Luminaires | Premium | FALSE | [9 empty] | 42284 | Not Dimmable | Not Dimmable | Yes |  | 3 | 20970 | 127.09 | 165 | 11.9 | 0.949 | 3071 | 82
PU19CH1Q | Orion Energy Systems Inc | Harris | HBHC1C1AAUNVFDX830XX-XXXXXXXX | Indoor Luminaires | High-Bay | High-Bay Aisle Luminaires | Premium | FALSE | [9 empty] | 42284 |  |  | Yes |  | 3 | 20970 | 127.09 | 165 | 11.9 | 0.949 | 3071 | 82
PTD153MU | Orion Energy Systems Inc | Harris | HBHC1B1AAXXXNDX830XX-XXXXXXXX | Indoor Luminaires | High-Bay | High-Bay Aisle Luminaires | Premium | FALSE | [9 empty] | 42284 |  |  | Yes |  | 3 | 18620 | 130.02 | 143.2 | 21 | 0.978 | 3068 | 82
PEWS7W39 | Orion Energy Systems Inc | Harris | HBHC1B1AAUNVNDX830XX-XXXXXXXX | Indoor Luminaires | High-Bay | High-Bay Aisle Luminaires | Premium | FALSE | [9 empty] | 42284 |  |  | Yes |  | 3 | 18620 | 136.01 | 136.9 | 12 | 0.929 | 3068 | 82
PWWKSCE4 | Orion Energy Systems Inc | Harris | HBHC1A1AAUNVNDX830XX-XXXXXXXX | Indoor Luminaires | High-Bay | High-Bay Aisle Luminaires | Premium | FALSE | [9 empty] | 42284 |  |  | Yes |  | 3 | 10510 | 127.07 | 82.71 | 11.4 | 0.954 | 3068 | 82
PUXNXUHU | Orion Energy Systems Inc | Harris | HBHC1B1AAXXXFDX830XX-XXXXXXXX | Indoor Luminaires | High-Bay | High-Bay Aisle Luminaires | Premium | FALSE | [9 empty] | 42284 |  |  | Yes |  | 3 | 18620 | 130.02 | 143.2 | 21 | 0.978 | 3068 | 82
PBE6QZKN | Orion Energy Systems Inc | Harris | HBHC1B1AAUNVFDX830XX-XXXXXXXX | Indoor Luminaires | High-Bay | High-Bay Aisle Luminaires | Premium | FALSE | [9 empty] | 42284 | Dimmable | Continuous Below 10 | Yes |  | 3 | 18620 | 136.01 | 136.9 | 12 | 0.929 | 3068 | 82
PZ6K3YE6 | Orion Energy Systems Inc | Harris | HBHC1A1AAUNVFDX830XX-XXXXXXXX | Indoor Luminaires | High-Bay | High-Bay Aisle Luminaires | Premium | FALSE | [9 empty] | 42284 |  |  | Yes |  | 3 | 10510 | 127.07 | 82.71 | 11.4 | 0.954 | 3068 | 82
PK928QQ8 | Orion Energy Systems Inc | Harris | HBHC1A1OAUNVNDX830XX-XXXXXXXX | Indoor Luminaires | High-Bay | High-Bay Aisle Luminaires | Premium | FALSE | [9 empty] | 42284 |  |  | Yes |  | 3 | 11070 | 133.29 | 83.05 | 11.4 | 0.954 | 3065 | 82.2
PU4GG2SD | Orion Energy Systems Inc | Harris | HBHC1A1OAUNVFDX830XX-XXXXXXXX | Indoor Luminaires | High-Bay | High-Bay Luminaires for Commercial and Industrial Buildings | Premium | FALSE | [9 empty] | 42284 |  |  | Yes |  | 3 | 11070 | 133.29 | 83.05 | 11.4 | 0.954 | 3065 | 82.2
PRKS21HZ | Orion Energy Systems Inc | Harris | HBHC1A1OAXXXNDX830XX-XXXXXXXX | Indoor Luminaires | High-Bay | High-Bay Aisle Luminaires | Premium | FALSE | [9 empty] | 42284 |  |  | Yes |  | 3 | 11070 | 123.38 | 89.72 | 22.9 | 0.925 | 3064 | 82.1
PSN9QP5Q | Orion Energy Systems Inc | Harris | HBHC1A1AAXXXNDX830XX-XXXXXXXX | Indoor Luminaires | High-Bay | High-Bay Aisle Luminaires | Premium | FALSE | [9 empty] | 42284 |  |  | Yes |  | 3 | 10510 | 117.14 | 89.72 | 22.9 | 0.925 | 3064 | 82
P4JXUD4R | Orion Energy Systems Inc | Harris | HBHC1C1OAXXXNDX830XX-XXXXXXXX | Indoor Luminaires | High-Bay | High-Bay Luminaires for Commercial and Industrial Buildings | Premium | FALSE | [9 empty] | 42284 | Not Dimmable | Not Dimmable | Yes |  | 3 | 22070 | 128.53 | 171.7 | 18.4 | 0.983 | 3064 | 82
PX4NYUVC | Orion Energy Systems Inc | Harris | HBHC1C1OAUNVNDX830XX-XXXXXXXX | Indoor Luminaires | High-Bay | High-Bay Aisle Luminaires | Premium | FALSE | [9 empty] | 42284 |  |  | Yes |  | 3 | 22070 | 133.91 | 164.8 | 11.9 | 0.949 | 3064 | 82
PG1F7FVE | Orion Energy Systems Inc | Harris | HBHC1A1OAXXXFDX830XX-XXXXXXXX | Indoor Luminaires | High-Bay | High-Bay Luminaires for Commercial and Industrial Buildings | Premium | FALSE | [9 empty] | 42284 |  |  | Yes |  | 3 | 11070 | 123.38 | 89.72 | 22.9 | 0.925 | 3064 | 82.1
P61K476U | Orion Energy Systems Inc | Harris | HBHC1C1OAXXXFDX830XX-XXXXXXXX | Indoor Luminaires | High-Bay | High-Bay Luminaires for Commercial and Industrial Buildings | Premium | FALSE | [9 empty] | 42284 | Dimmable | Continuous Below 10 | Yes |  | 3 | 22070 | 128.53 | 171.7 | 18.4 | 0.983 | 3064 | 82
P4ME7KJS | Orion Energy Systems Inc | Harris | HBHC1C1OAUNVFDX830XX-XXXXXXXX | Indoor Luminaires | High-Bay | High-Bay Luminaires for Commercial and Industrial Buildings | Premium | FALSE | [9 empty] | 42284 | Dimmable | Continuous Below 10 | Yes |  | 3 | 22070 | 133.91 | 164.8 | 11.9 | 0.949 | 3064 | 82
PBGVTKJD | Orion Energy Systems Inc | ISON | HBIF2D1AAXXXNDX830LCXX-XXXXXXXX | Indoor Luminaires | High-Bay | High-Bay Luminaires for Commercial and Industrial Buildings | Premium | FALSE | [9 empty] | 42284 | Not Dimmable | Not Dimmable | Yes |  | 3 | 18430 | 119.83 | 153.8 | 24.1 | 0.97 | 3063 | 83.5
PQD5HQC8 | Orion Energy Systems Inc | ISON | HBIF2D1AAUNVNDX830LCXX-XXXXXXXX | Indoor Luminaires | High-Bay | High-Bay Luminaires for Commercial and Industrial Buildings | Premium | FALSE | [9 empty] | 42284 |  |  | Yes |  | 3 | 18430 | 126.23 | 146 | 16.4 | 0.933 | 3063 | 83.5
PXU9QZDJ | Orion Energy Systems Inc | ISON | HBIF2D1AAUNVFDX830LCXX-XXXXXXXX | Indoor Luminaires | High-Bay | High-Bay Aisle Luminaires | Premium | FALSE | [9 empty] | 42284 |  |  | Yes |  | 3 | 18430 | 126.23 | 146 | 16.4 | 0.933 | 3063 | 83.5
PV7HV5CK | Orion Energy Systems Inc | ISON | HBIF2D1AAXXXNDX830LFXX-XXXXXXXX | Indoor Luminaires | High-Bay | High-Bay Luminaires for Commercial and Industrial Buildings | Premium | FALSE | [9 empty] | 42284 |  |  | Yes |  | 3 | 18740 | 121.84 | 153.8 | 24.1 | 0.97 | 3060 | 83
PYRFM7V4 | Orion Energy Systems Inc | ISON | HBIF2D1AAUNVNDX830LFXX-XXXXXXXX | Indoor Luminaires | High-Bay | High-Bay Luminaires for Commercial and Industrial Buildings | Premium | FALSE | [9 empty] | 42284 |  |  | Yes |  | 3 | 18740 | 128.44 | 145.9 | 16.4 | 0.933 | 3060 | 83
PFZKKNXB | Orion Energy Systems Inc | ISON | HBIF2D1AAXXXFDX830LFXX-XXXXXXXX | Indoor Luminaires | High-Bay | High-Bay Aisle Luminaires | Premium | FALSE | [9 empty] | 42284 |  |  | Yes |  | 3 | 18740 | 121.84 | 153.8 | 24.1 | 0.97 | 3060 | 83
P3N6U91G | Orion Energy Systems Inc | ISON | HBIF2D1AAUNVFDX830LFXX-XXXXXXXX | Indoor Luminaires | High-Bay | High-Bay Aisle Luminaires | Premium | FALSE | [9 empty] | 42284 | Dimmable | Continuous Below 10 | Yes |  | 3 | 18740 | 128.44 | 145.9 | 16.4 | 0.933 | 3060 | 83
P9EAEY89 | Orion Energy Systems Inc | ISON | HBIF2D1OAXXXNDX830LCXX-XXXXXXXX | Indoor Luminaires | High-Bay | High-Bay Luminaires for Commercial and Industrial Buildings | Premium | FALSE | [9 empty] | 42284 | Not Dimmable | Not Dimmable | Yes |  | 3 | 19480 | 126.65 | 153.8 | 24.1 | 0.97 | 3056 | 83.7
PPC5YCT9 | Orion Energy Systems Inc | ISON | HBIF2D1OAUNVNDX830LCXX-XXXXXXXX | Indoor Luminaires | High-Bay | High-Bay Luminaires for Commercial and Industrial Buildings | Premium | FALSE | [9 empty] | 42284 |  |  | Yes |  | 3 | 19480 | 133.42 | 146 | 16.4 | 0.933 | 3056 | 83.7
P1CS42PY | Orion Energy Systems Inc | Harris | HBHC1B1OAXXXNDX830XX-XXXXXXXX | Indoor Luminaires | High-Bay | High-Bay Aisle Luminaires | Premium | FALSE | [9 empty] | 42284 | Not Dimmable | Not Dimmable | Yes |  | 3 | 19060 | 133.1 | 143.2 | 21 | 0.978 | 3056 | 82
PBVJPYAQ | Orion Energy Systems Inc | Harris | HBHC1B1OAUNVNDX830XX-XXXXXXXX | Indoor Luminaires | High-Bay | High-Bay Aisle Luminaires | Premium | FALSE | [9 empty] | 42284 | Not Dimmable | Not Dimmable | Yes |  | 3 | 19060 | 140.97 | 135.2 | 12 | 0.929 | 3056 | 82
PRF4FB57 | Orion Energy Systems Inc | ISON | HBIF2D1OAXXXFDX830LCXX-XXXXXXXX | Indoor Luminaires | High-Bay | High-Bay Luminaires for Commercial and Industrial Buildings | Premium | FALSE | [9 empty] | 42284 |  |  | Yes |  | 3 | 19480 | 126.65 | 153.8 | 24.1 | 0.97 | 3056 | 83.7
P6NPS67A | Orion Energy Systems Inc | ISON | HBIF2D1OAUNVFDX830LCXX-XXXXXXXX | Indoor Luminaires | High-Bay | High-Bay Luminaires for Commercial and Industrial Buildings | Premium | FALSE | [9 empty] | 42284 | Dimmable | Continuous Below 10 | Yes |  | 3 | 19480 | 133.42 | 146 | 16.4 | 0.933 | 3056 | 83.7
PJ1HETS9 | Orion Energy Systems Inc | Harris | HBHC1B1OAXXXFDX830XX-XXXXXXXX | Indoor Luminaires | High-Bay | High-Bay Luminaires for Commercial and Industrial Buildings | Premium | FALSE | [9 empty] | 42284 |  |  | Yes |  | 3 | 19060 | 133.1 | 143.2 | 21 | 0.978 | 3056 | 82
P8SY645Q | Orion Energy Systems Inc | Harris | HBHC1B1OAUNVFDX830XX-XXXXXXXX | Indoor Luminaires | High-Bay | High-Bay Luminaires for Commercial and Industrial Buildings | Premium | FALSE | [9 empty] | 42284 | Dimmable | Continuous Below 10 | Yes |  | 3 | 19060 | 140.97 | 135.2 | 12 | 0.929 | 3056 | 82
PZAVVWGS | Orion Energy Systems Inc | ISON | HBIF2D1AAXXXNDX830NLXX-XXXXXXXX | Indoor Luminaires | High-Bay | High-Bay Luminaires for Commercial and Industrial Buildings | Premium | FALSE | [9 empty] | 42284 |  |  | Yes |  | 3 | 19900 | 129.38 | 153.8 | 24.1 | 0.97 | 3055 | 83
PAZ4KW6Q | Orion Energy Systems Inc | ISON | HBIF2D1AAUNVNDX830NLXX-XXXXXXXX | Indoor Luminaires | High-Bay | High-Bay Luminaires for Commercial and Industrial Buildings | Premium | FALSE | [9 empty] | 42284 | Not Dimmable | Not Dimmable | Yes |  | 3 | 19900 | 136.11 | 146.2 | 16.4 | 0.933 | 3055 | 83
PNQ767WY | Orion Energy Systems Inc | ISON | HBIF2D1AAXXXFDX830NLXX-XXXXXXXX | Indoor Luminaires | High-Bay | High-Bay Aisle Luminaires | Premium | FALSE | [9 empty] | 42284 |  |  | Yes |  | 3 | 19900 | 129.38 | 153.8 | 24.1 | 0.97 | 3055 | 83
P1J85B3H | Orion Energy Systems Inc | ISON | HBIF2D1AAUNVFDX830NLXX-XXXXXXXX | Indoor Luminaires | High-Bay | High-Bay Aisle Luminaires | Premium | FALSE | [9 empty] | 42284 | Dimmable | Continuous Below 10 | Yes |  | 3 | 19900 | 136.11 | 146.2 | 16.4 | 0.933 | 3055 | 83
PHVXZWZS | Orion Energy Systems Inc | ISON | HBIF2D1OAXXXNDX830LFXX-XXXXXXXX | Indoor Luminaires | High-Bay | High-Bay Luminaires for Commercial and Industrial Buildings | Premium | FALSE | [9 empty] | 42284 |  |  | Yes |  | 3 | 19630 | 127.63 | 153.8 | 24.1 | 0.97 | 3050 | 83.1
PVPDDAE7 | Orion Energy Systems Inc | ISON | HBIF2D1OAUNVNDX830LFXX-XXXXXXXX | Indoor Luminaires | High-Bay | High-Bay Luminaires for Commercial and Industrial Buildings | Premium | FALSE | [9 empty] | 42284 |  |  | Yes |  | 3 | 19630 | 134.45 | 146 | 16.4 | 0.933 | 3050 | 83.1
PHAZRTHC | Orion Energy Systems Inc | ISON | HBIF2D1OAXXXFDX830LFXX-XXXXXXXX | Indoor Luminaires | High-Bay | High-Bay Luminaires for Commercial and Industrial Buildings | Premium | FALSE | [9 empty] | 42284 |  |  | Yes |  | 3 | 19630 | 127.63 | 153.8 | 24.1 | 0.97 | 3050 | 83.1
PJYU4J18 | Orion Energy Systems Inc | ISON | HBIF2D1OAUNVFDX830LFXX-XXXXXXXX | Indoor Luminaires | High-Bay | High-Bay Luminaires for Commercial and Industrial Buildings | Premium | FALSE | [9 empty] | 42284 |  |  | Yes |  | 3 | 19630 | 134.45 | 146 | 16.4 | 0.933 | 3050 | 83.1
P8DCXYNE | Orion Energy Systems Inc | ISON | HBIF2C1OAXXXNDX830NLXX-XXXXXXXX | Indoor Luminaires | High-Bay | High-Bay Luminaires for Commercial and Industrial Buildings | Premium | FALSE | [9 empty] | 42284 | Not Dimmable | Not Dimmable | Yes |  | 3 | 16530 | 143.36 | 115.3 | 23 | 0.934 | 3047 | 83.3
PTCTNRNV | Orion Energy Systems Inc | ISON | HBIF2C1OAUNVNDX830NLXX-XXXXXXXX | Indoor Luminaires | High-Bay | High-Bay Luminaires for Commercial and Industrial Buildings | Premium | FALSE | [9 empty] | 42284 |  |  | Yes |  | 3 | 16530 | 152.49 | 108.4 | 13.4 | 0.96 | 3047 | 83.3
PEWSZR7X | Orion Energy Systems Inc | ISON | HBIF2C1OAXXXFDX830NLXX-XXXXXXXX | Indoor Luminaires | High-Bay | High-Bay Luminaires for Commercial and Industrial Buildings | Premium | FALSE | [9 empty] | 42284 |  |  | Yes |  | 3 | 16530 | 143.36 | 115.3 | 23 | 0.934 | 3047 | 83.3
P9YMVSKB | Orion Energy Systems Inc | ISON | HBIF2C1OAUNVFDX830NLXX-XXXXXXXX | Indoor Luminaires | High-Bay | High-Bay Luminaires for Commercial and Industrial Buildings | Premium | FALSE | [9 empty] | 42284 | Dimmable | Continuous Below 10 | Yes |  | 3 | 16530 | 152.49 | 108.4 | 13.4 | 0.96 | 3047 | 83.3
PJXJDSQM | Orion Energy Systems Inc | ISON | HBIF2A1OAUNVNDX830NLXX-XXXXXXXX | Indoor Luminaires | High-Bay | High-Bay Luminaires for Commercial and Industrial Buildings | Premium | FALSE | [9 empty] | 42284 |  |  | Yes |  | 3 | 10950 | 149.77 | 73.11 | 16.3 | 0.939 | 3044 | 83.3
PSA1WZ8A | Orion Energy Systems Inc | ISON | HBIF2A1OAUNVFDX830NLXX-XXXXXXXX | Indoor Luminaires | High-Bay | High-Bay Luminaires for Commercial and Industrial Buildings | Premium | FALSE | [9 empty] | 42284 |  |  | Yes |  | 3 | 10950 | 149.77 | 73.11 | 16.3 | 0.939 | 3044 | 83.3
PQ5EBF8T | Orion Energy Systems Inc | ISON | HBIF2B1AAXXXNDX830LCXX-XXXXXXXX | Indoor Luminaires | High-Bay | High-Bay Luminaires for Commercial and Industrial Buildings | Premium | FALSE | [9 empty] | 42284 |  |  | Yes |  | 3 | 11870 | 116.37 | 102 | 22.2 | 0.964 | 3042 | 83.8
PJM7RGQ1 | Orion Energy Systems Inc | ISON | HBIF2B1AAUNVNDX830LCXX-XXXXXXXX | Indoor Luminaires | High-Bay | High-Bay Luminaires for Commercial and Industrial Buildings | Premium | FALSE | [9 empty] | 42284 |  |  | Yes |  | 3 | 11870 | 127.55 | 93.06 | 14.2 | 0.952 | 3042 | 83.8
P9VDM62W | Orion Energy Systems Inc | ISON | HBIF2B1AAXXXFDX830LCXX-XXXXXXXX | Indoor Luminaires | High-Bay | High-Bay Aisle Luminaires | Premium | FALSE | [9 empty] | 42284 | Dimmable | Continuous Below 10 | Yes |  | 3 | 11870 | 116.37 | 102 | 22.2 | 0.964 | 3042 | 83.8
PP9Z9UPU | Orion Energy Systems Inc | ISON | HBIF2B1AAUNVFDX830LCXX-XXXXXXXX | Indoor Luminaires | High-Bay | High-Bay Aisle Luminaires | Premium | FALSE | [9 empty] | 42284 |  |  | Yes |  | 3 | 11870 | 127.55 | 93.06 | 14.2 | 0.952 | 3042 | 83.8
P4X3TWQ1 | Orion Energy Systems Inc | ISON | HBIF2B1AAXXXNDX830LFXX-XXXXXXXX | Indoor Luminaires | High-Bay | High-Bay Luminaires for Commercial and Industrial Buildings | Premium | FALSE | [9 empty] | 42284 | Not Dimmable | Not Dimmable | Yes |  | 3 | 12160 | 119.21 | 102 | 22.2 | 0.964 | 3038 | 83.3
PDFURGV6 | Orion Energy Systems Inc | ISON | HBIF2B1AAUNVNDX830LFXX-XXXXXXXX | Indoor Luminaires | High-Bay | High-Bay Luminaires for Commercial and Industrial Buildings | Premium | FALSE | [9 empty] | 42284 | Not Dimmable | Not Dimmable | Yes |  | 3 | 12160 | 130.57 | 93.13 | 14.2 | 0.952 | 3038 | 83.3
PSDS4KJG | Orion Energy Systems Inc | ISON | HBIF2B1AAXXXFDX830LFXX-XXXXXXXX | Indoor Luminaires | High-Bay | High-Bay Aisle Luminaires | Premium | FALSE | [9 empty] | 42284 |  |  | Yes |  | 3 | 12160 | 119.21 | 102 | 22.2 | 0.964 | 3038 | 83.3
PQ93NYRK | Orion Energy Systems Inc | ISON | HBIF2B1AAUNVFDX830LFXX-XXXXXXXX | Indoor Luminaires | High-Bay | High-Bay Aisle Luminaires | Premium | FALSE | [9 empty] | 42284 |  |  | Yes |  | 3 | 12160 | 130.57 | 93.13 | 14.2 | 0.952 | 3038 | 83.3
PR4G4FRX | Orion Energy Systems Inc | ISON | HBIF2C1AAXXXNDX830LCXX-XXXXXXXX | Indoor Luminaires | High-Bay | High-Bay Luminaires for Commercial and Industrial Buildings | Premium | FALSE | [9 empty] | 42284 |  |  | Yes |  | 3 | 14120 | 122.46 | 115.3 | 23 | 0.934 | 3036 | 83.9
PBYXHJ7Z | Orion Energy Systems Inc | ISON | HBIF2C1AAUNVNDX830LCXX-XXXXXXXX | Indoor Luminaires | High-Bay | High-Bay Luminaires for Commercial and Industrial Buildings | Premium | FALSE | [9 empty] | 42284 | Not Dimmable | Not Dimmable | Yes |  | 3 | 14120 | 131.83 | 107.1 | 13.4 | 0.96 | 3036 | 83.9
P9F1RN12 | Orion Energy Systems Inc | ISON | HBIF2C1AAXXXFDX830LCXX-XXXXXXXX | Indoor Luminaires | High-Bay | High-Bay Aisle Luminaires | Premium | FALSE | [9 empty] | 42284 | Dimmable | Continuous Below 10 | Yes |  | 3 | 14120 | 122.46 | 115.3 | 23 | 0.934 | 3036 | 83.9
PB2U36KA | Orion Energy Systems Inc | ISON | HBIF2C1AAUNVFDX830LCXX-XXXXXXXX | Indoor Luminaires | High-Bay | High-Bay Aisle Luminaires | Premium | FALSE | [9 empty] | 42284 | Dimmable | Continuous Below 10 | Yes |  | 3 | 14120 | 131.83 | 107.1 | 13.4 | 0.96 | 3036 | 83.9
PHKZSG7H | Orion Energy Systems Inc | ISON | HBIF2B1OAXXXNDX830LCXX-XXXXXXXX | Indoor Luminaires | High-Bay | High-Bay Luminaires for Commercial and Industrial Buildings | Premium | FALSE | [9 empty] | 42284 |  |  | Yes |  | 3 | 12610 | 123.62 | 102 | 22.2 | 0.964 | 3035 | 84
PSWKYTKB | Orion Energy Systems Inc | ISON | HBIF2B1OAUNVNDX830LCXX-XXXXXXXX | Indoor Luminaires | High-Bay | High-Bay Luminaires for Commercial and Industrial Buildings | Premium | FALSE | [9 empty] | 42284 |  |  | Yes |  | 3 | 12610 | 135.53 | 93.04 | 14.2 | 0.952 | 3035 | 84
PJQFJ75X | Orion Energy Systems Inc | ISON | HBIF2A1AAUNVNDX830LCXX-XXXXXXXX | Indoor Luminaires | High-Bay | High-Bay Luminaires for Commercial and Industrial Buildings | Premium | FALSE | [9 empty] | 42284 |  |  | Yes |  | 3 | 9319 | 128.69 | 72.41 | 16.3 | 0.939 | 3035 | 83.9
P9FV6PCW | Orion Energy Systems Inc | ISON | HBIF2B1OAXXXFDX830LCXX-XXXXXXXX | Indoor Luminaires | High-Bay | High-Bay Luminaires for Commercial and Industrial Buildings | Premium | FALSE | [9 empty] | 42284 | Dimmable | Continuous Below 10 | Yes |  | 3 | 12610 | 123.62 | 102 | 22.2 | 0.964 | 3035 | 84
PFUWAXXN | Orion Energy Systems Inc | ISON | HBIF2B1OAUNVFDX830LCXX-XXXXXXXX | Indoor Luminaires | High-Bay | High-Bay Luminaires for Commercial and Industrial Buildings | Premium | FALSE | [9 empty] | 42284 |  |  | Yes |  | 3 | 12610 | 135.53 | 93.04 | 14.2 | 0.952 | 3035 | 84
PT3EN6P8 | Orion Energy Systems Inc | ISON | HBIF2B1AAXXXNDX830NLXX-XXXXXXXX | Indoor Luminaires | High-Bay | High-Bay Luminaires for Commercial and Industrial Buildings | Premium | FALSE | [9 empty] | 42284 |  |  | Yes |  | 3 | 12950 | 126.96 | 102 | 22.2 | 0.964 | 3033 | 83.3
PP4G8HZV | Orion Energy Systems Inc | ISON | HBIF2B1AAUNVNDX830NLXX-XXXXXXXX | Indoor Luminaires | High-Bay | High-Bay Luminaires for Commercial and Industrial Buildings | Premium | FALSE | [9 empty] | 42284 |  |  | Yes |  | 3 | 12950 | 139.03 | 93.14 | 14.2 | 0.952 | 3033 | 83.3
PZYVX2UX | Orion Energy Systems Inc | ISON | HBIF2B1AAXXXFDX830NLXX-XXXXXXXX | Indoor Luminaires | High-Bay | High-Bay Aisle Luminaires | Premium | FALSE | [9 empty] | 42284 |  |  | Yes |  | 3 | 12950 | 126.96 | 102 | 22.2 | 0.964 | 3033 | 83.3
PKHYKMU6 | Orion Energy Systems Inc | ISON | HBIF2B1AAUNVFDX830NLXX-XXXXXXXX | Indoor Luminaires | High-Bay | High-Bay Aisle Luminaires | Premium | FALSE | [9 empty] | 42284 |  |  | Yes |  | 3 | 12950 | 139.03 | 93.14 | 14.2 | 0.952 | 3033 | 83.3
P7YKXFA7 | Orion Energy Systems Inc | ISON | HBIF2C1AAXXXNDX830NLXX-XXXXXXXX | Indoor Luminaires | High-Bay | High-Bay Luminaires for Commercial and Industrial Buildings | Premium | FALSE | [9 empty] | 42284 | Not Dimmable | Not Dimmable | Yes |  | 3 | 15190 | 131.74 | 115.3 | 23 | 0.934 | 3032 | 83.4
PMT2NEFH | Orion Energy Systems Inc | ISON | HBIF2C1AAXXXNDX830LFXX-XXXXXXXX | Indoor Luminaires | High-Bay | High-Bay Luminaires for Commercial and Industrial Buildings | Premium | FALSE | [9 empty] | 42284 |  |  | Yes |  | 3 | 14520 | 125.93 | 115.3 | 23 | 0.934 | 3032 | 83.4
P61FJD6F | Orion Energy Systems Inc | ISON | HBIF2C1AAUNVNDX830NLXX-XXXXXXXX | Indoor Luminaires | High-Bay | High-Bay Luminaires for Commercial and Industrial Buildings | Premium | FALSE | [9 empty] | 42284 | Not Dimmable | Not Dimmable | Yes |  | 3 | 15190 | 141.83 | 107.1 | 13.4 | 0.96 | 3032 | 83.4
P35CZMM7 | Orion Energy Systems Inc | ISON | HBIF2C1AAUNVNDX830LFXX-XXXXXXXX | Indoor Luminaires | High-Bay | High-Bay Luminaires for Commercial and Industrial Buildings | Premium | FALSE | [9 empty] | 42284 | Not Dimmable | Not Dimmable | Yes |  | 3 | 14520 | 135.57 | 107.1 | 13.4 | 0.96 | 3032 | 83.4
PY1357NT | Orion Energy Systems Inc | ISON | HBIF2C1AAXXXFDX830NLXX-XXXXXXXX | Indoor Luminaires | High-Bay | High-Bay Aisle Luminaires | Premium | FALSE | [9 empty] | 42284 |  |  | Yes |  | 3 | 15190 | 131.74 | 115.3 | 23 | 0.934 | 3032 | 83.4
P4Y8MS9J | Orion Energy Systems Inc | ISON | HBIF2C1AAXXXFDX830LFXX-XXXXXXXX | Indoor Luminaires | High-Bay | High-Bay Aisle Luminaires | Premium | FALSE | [9 empty] | 42284 | Dimmable | Continuous Below 10 | Yes |  | 3 | 14520 | 125.93 | 115.3 | 23 | 0.934 | 3032 | 83.4
PNK5PK2Z | Orion Energy Systems Inc | ISON | HBIF2C1AAUNVFDX830NLXX-XXXXXXXX | Indoor Luminaires | High-Bay | High-Bay Aisle Luminaires | Premium | FALSE | [9 empty] | 42284 |  |  | Yes |  | 3 | 15190 | 141.83 | 107.1 | 13.4 | 0.96 | 3032 | 83.4
PWY9EN48 | Orion Energy Systems Inc | ISON | HBIF2C1AAUNVFDX830LFXX-XXXXXXXX | Indoor Luminaires | High-Bay | High-Bay Aisle Luminaires | Premium | FALSE | [9 empty] | 42284 |  |  | Yes |  | 3 | 14520 | 135.57 | 107.1 | 13.4 | 0.96 | 3032 | 83.4
PAZCHSHX | Orion Energy Systems Inc | ISON | HBIF2A1OAUNVNDX830LCXX-XXXXXXXX | Indoor Luminaires | High-Bay | High-Bay Luminaires for Commercial and Industrial Buildings | Premium | FALSE | [9 empty] | 42284 | Not Dimmable | Not Dimmable | Yes |  | 3 | 9798 | 135.42 | 72.35 | 16.3 | 0.939 | 3031 | 84.1
PXYJHARS | Orion Energy Systems Inc | ISON | HBIF2A1OAUNVFDX830LCXX-XXXXXXXX | Indoor Luminaires | High-Bay | High-Bay Luminaires for Commercial and Industrial Buildings | Premium | FALSE | [9 empty] | 42284 |  |  | Yes |  | 3 | 9798 | 135.42 | 72.35 | 16.3 | 0.939 | 3031 | 84.1
P3M4P1F1 | Orion Energy Systems Inc | ISON | HBIF2D1OAXXXNDX830NLXX-XXXXXXXX | Indoor Luminaires | High-Bay | High-Bay Luminaires for Commercial and Industrial Buildings | Premium | FALSE | [9 empty] | 42284 | Not Dimmable | Not Dimmable | Yes |  | 3 | 21550 | 140.11 | 153.8 | 24.1 | 0.97 | 3030 | 83.4
PCSTUC67 | Orion Energy Systems Inc | ISON | HBIF2D1OAUNVNDX830NLXX-XXXXXXXX | Indoor Luminaires | High-Bay | High-Bay Luminaires for Commercial and Industrial Buildings | Premium | FALSE | [9 empty] | 42284 | Not Dimmable | Not Dimmable | Yes |  | 3 | 21550 | 147.8 | 145.8 | 16.4 | 0.933 | 3030 | 83.4
PF2U49PD | Orion Energy Systems Inc | ISON | HBIF2A1AAUNVNDX830LFXX-XXXXXXXX | Indoor Luminaires | High-Bay | High-Bay Luminaires for Commercial and Industrial Buildings | Premium | FALSE | [9 empty] | 42284 |  |  | Yes |  | 3 | 9540 | 131.65 | 72.46 | 16.3 | 0.939 | 3030 | 83.4
P5R7W78D | Orion Energy Systems Inc | ISON | HBIF2D1OAXXXFDX830NLXX-XXXXXXXX | Indoor Luminaires | High-Bay | High-Bay Luminaires for Commercial and Industrial Buildings | Premium | FALSE | [9 empty] | 42284 | Dimmable | Continuous Below 10 | Yes |  | 3 | 21550 | 140.11 | 153.8 | 24.1 | 0.97 | 3030 | 83.4
PT9NHAWZ | Orion Energy Systems Inc | ISON | HBIF2D1OAUNVFDX830NLXX-XXXXXXXX | Indoor Luminaires | High-Bay | High-Bay Luminaires for Commercial and Industrial Buildings | Premium | FALSE | [9 empty] | 42284 |  |  | Yes |  | 3 | 21550 | 147.8 | 145.8 | 16.4 | 0.933 | 3030 | 83.4
PZTA6FAA | Orion Energy Systems Inc | ISON | HBIF2A1AAUNVFDX830LFXX-XXXXXXXX | Indoor Luminaires | High-Bay | High-Bay Aisle Luminaires | Premium | FALSE | [9 empty] | 42284 |  |  | Yes |  | 3 | 9540 | 131.65 | 72.46 | 16.3 | 0.939 | 3030 | 83.4
PCTPWUKK | Orion Energy Systems Inc | ISON | HBIF2C1OAXXXNDX830LCXX-XXXXXXXX | Indoor Luminaires | High-Bay | High-Bay Luminaires for Commercial and Industrial Buildings | Premium | FALSE | [9 empty] | 42284 | Not Dimmable | Not Dimmable | Yes |  | 3 | 15040 | 130.44 | 115.3 | 23 | 0.934 | 3029 | 84.1
PVYDMQT7 | Orion Energy Systems Inc | ISON | HBIF2C1OAUNVNDX830LCXX-XXXXXXXX | Indoor Luminaires | High-Bay | High-Bay Luminaires for Commercial and Industrial Buildings | Premium | FALSE | [9 empty] | 42284 |  |  | Yes |  | 3 | 15040 | 140.42 | 107.1 | 13.4 | 0.96 | 3029 | 84.1
PZ2BXNDX | Orion Energy Systems Inc | ISON | HBIF2B1OAXXXNDX830NLXX-XXXXXXXX | Indoor Luminaires | High-Bay | High-Bay Luminaires for Commercial and Industrial Buildings | Premium | FALSE | [9 empty] | 42284 |  |  | Yes |  | 3 | 14400 | 141.17 | 102 | 22.2 | 0.964 | 3029 | 83.4
PZ5PWUPP | Orion Energy Systems Inc | ISON | HBIF2B1OAUNVNDX830NLXX-XXXXXXXX | Indoor Luminaires | High-Bay | High-Bay Luminaires for Commercial and Industrial Buildings | Premium | FALSE | [9 empty] | 42284 |  |  | Yes |  | 3 | 14400 | 150.86 | 95.45 | 14.2 | 0.952 | 3029 | 83.4
PBUA2DMX | Orion Energy Systems Inc | ISON | HBIF2C1OAXXXFDX830LCXX-XXXXXXXX | Indoor Luminaires | High-Bay | High-Bay Luminaires for Commercial and Industrial Buildings | Premium | FALSE | [9 empty] | 42284 | Dimmable | Continuous Below 10 | Yes |  | 3 | 15040 | 130.44 | 115.3 | 23 | 0.934 | 3029 | 84.1
PBGUQA83 | Orion Energy Systems Inc | ISON | HBIF2C1OAUNVFDX830LCXX-XXXXXXXX | Indoor Luminaires | High-Bay | High-Bay Luminaires for Commercial and Industrial Buildings | Premium | FALSE | [9 empty] | 42284 | Dimmable | Continuous Below 10 | Yes |  | 3 | 15040 | 140.42 | 107.1 | 13.4 | 0.96 | 3029 | 84.1
PWACDFJ4 | Orion Energy Systems Inc | ISON | HBIF2B1OAXXXFDX830NLXX-XXXXXXXX | Indoor Luminaires | High-Bay | High-Bay Luminaires for Commercial and Industrial Buildings | Premium | FALSE | [9 empty] | 42284 |  |  | Yes |  | 3 | 14400 | 141.17 | 102 | 22.2 | 0.964 | 3029 | 83.4
PUW8C6DM | Orion Energy Systems Inc | ISON | HBIF2B1OAUNVFDX830NLXX-XXXXXXXX | Indoor Luminaires | High-Bay | High-Bay Luminaires for Commercial and Industrial Buildings | Premium | FALSE | [9 empty] | 42284 |  |  | Yes |  | 3 | 14400 | 150.86 | 95.45 | 14.2 | 0.952 | 3029 | 83.4
PGCY1Q7K | Orion Energy Systems Inc | ISON | HBIF2B1OAXXXNDX830LFXX-XXXXXXXX | Indoor Luminaires | High-Bay | High-Bay Luminaires for Commercial and Industrial Buildings | Premium | FALSE | [9 empty] | 42284 |  |  | Yes |  | 3 | 12860 | 126.07 | 102 | 22.2 | 0.964 | 3028 | 83.4
P8UCGP17 | Orion Energy Systems Inc | ISON | HBIF2B1OAUNVNDX830LFXX-XXXXXXXX | Indoor Luminaires | High-Bay | High-Bay Luminaires for Commercial and Industrial Buildings | Premium | FALSE | [9 empty] | 42284 | Not Dimmable | Not Dimmable | Yes |  | 3 | 12860 | 138.13 | 93.1 | 14.2 | 0.952 | 3028 | 83.4
PX2CCM5W | Orion Energy Systems Inc | ISON | HBIF2B1OAXXXFDX830LFXX-XXXXXXXX | Indoor Luminaires | High-Bay | High-Bay Luminaires for Commercial and Industrial Buildings | Premium | FALSE | [9 empty] | 42284 |  |  | Yes |  | 3 | 12860 | 126.07 | 102 | 22.2 | 0.964 | 3028 | 83.4
PD43NAVB | Orion Energy Systems Inc | ISON | HBIF2B1OAUNVFDX830LFXX-XXXXXXXX | Indoor Luminaires | High-Bay | High-Bay Luminaires for Commercial and Industrial Buildings | Premium | FALSE | [9 empty] | 42284 | Dimmable | Continuous Below 10 | Yes |  | 3 | 12860 | 138.13 | 93.1 | 14.2 | 0.952 | 3028 | 83.4
PEMP6VQ6 | Orion Energy Systems Inc | ISON | HBIF2A1OAUNVNDX830LFXX-XXXXXXXX | Indoor Luminaires | High-Bay | High-Bay Luminaires for Commercial and Industrial Buildings | Premium | FALSE | [9 empty] | 42284 |  |  | Yes |  | 3 | 9946 | 137.48 | 72.34 | 16.3 | 0.939 | 3026 | 83.5
PX2EVEUU | Orion Energy Systems Inc | ISON | HBIF2A1AAUNVNDX830NLXX-XXXXXXXX | Indoor Luminaires | High-Bay | High-Bay Luminaires for Commercial and Industrial Buildings | Premium | FALSE | [9 empty] | 42284 |  |  | Yes |  | 3 | 10080 | 139.03 | 72.5 | 16.3 | 0.939 | 3026 | 83.4
PDRUYV24 | Orion Energy Systems Inc | ISON | HBIF2A1OAUNVFDX830LFXX-XXXXXXXX | Indoor Luminaires | High-Bay | High-Bay Luminaires for Commercial and Industrial Buildings | Premium | FALSE | [9 empty] | 42284 | Dimmable | Continuous Below 10 | Yes |  | 3 | 9946 | 137.48 | 72.34 | 16.3 | 0.939 | 3026 | 83.5
PF2E9ZBR | Orion Energy Systems Inc | ISON | HBIF2A1AAUNVFDX830NLXX-XXXXXXXX | Indoor Luminaires | High-Bay | High-Bay Aisle Luminaires | Premium | FALSE | [9 empty] | 42284 |  |  | Yes |  | 3 | 10080 | 139.03 | 72.5 | 16.3 | 0.939 | 3026 | 83.4
PSBHFQQP | Orion Energy Systems Inc | ISON | HBIF2C1OAXXXNDX830LFXX-XXXXXXXX | Indoor Luminaires | High-Bay | High-Bay Luminaires for Commercial and Industrial Buildings | Premium | FALSE | [9 empty] | 42284 |  |  | Yes |  | 3 | 15220 | 132 | 115.3 | 23 | 0.934 | 3022 | 83.4
PDK5S4Y7 | Orion Energy Systems Inc | ISON | HBIF2C1OAUNVNDX830LFXX-XXXXXXXX | Indoor Luminaires | High-Bay | High-Bay Luminaires for Commercial and Industrial Buildings | Premium | FALSE | [9 empty] | 42284 | Not Dimmable | Not Dimmable | Yes |  | 3 | 15220 | 142.11 | 107.1 | 13.4 | 0.96 | 3022 | 83.4
PH7BKR76 | Orion Energy Systems Inc | ISON | HBIF2C1OAXXXFDX830LFXX-XXXXXXXX | Indoor Luminaires | High-Bay | High-Bay Luminaires for Commercial and Industrial Buildings | Premium | FALSE | [9 empty] | 42284 |  |  | Yes |  | 3 | 15220 | 132 | 115.3 | 23 | 0.934 | 3022 | 83.4
PDXFM2V9 | Orion Energy Systems Inc | ISON | HBIF2C1OAUNVFDX830LFXX-XXXXXXXX | Indoor Luminaires | High-Bay | High-Bay Luminaires for Commercial and Industrial Buildings | Premium | FALSE | [9 empty] | 42284 | Dimmable | Continuous Below 10 | Yes |  | 3 | 15220 | 142.11 | 107.1 | 13.4 | 0.96 | 3022 | 83.4
PZBFZJ5H | On Time Lighting | DVPE LED | OTLDVPE-L-SMN-4-2L-DIRA-CC-UNVLT-H-850-U | Indoor Luminaires | High-Bay | Low-Bay Luminaires for Commercial and Industrial Buildings | Standard | FALSE | [9 empty] | 42284 |  |  | NotYetVerified |  | 3 | 7163 | 92.5 | 77.468 | 6.47 | 0.997 | 5000 | 84.4
PU5DFC4F | On Time Lighting | DVPE LED | OTLDVPE-L-SMM-4-2L-DIRA-CC-FORTIMO-H-850-U | Indoor Luminaires | High-Bay | Low-Bay Luminaires for Commercial and Industrial Buildings | Standard | FALSE | [9 empty] | 42284 |  |  | NotYetVerified |  | 3 | 7800 | 106 | 73 | 20 | 0.9 | 5000 | 83
PQ3PXAAV | On Time Lighting | DVPEW LED | OTLDVPEW-L-SMM-4-CC-UNVLT-H-850-U | Indoor Luminaires | High-Bay | High-Bay Luminaires for Commercial and Industrial Buildings | Standard | FALSE | [9 empty] | 42284 |  |  | NotYetVerified |  | 3 | 21000 | 116 | 180 | 20 | 0.9 | 5000 | 82
P2VVPRJK | On Time Lighting | DVPEW LED | OTLDVPEW-L-SMM-4-CC-FORTIMO-L-850-U | Indoor Luminaires | High-Bay | High-Bay Luminaires for Commercial and Industrial Buildings | Standard | FALSE | [9 empty] | 42284 |  |  | NotYetVerified |  | 3 | 16750 | 113 | 149 | 20 | 0.9 | 5000 | 82
P6V9HPS4 | On Time Lighting | DVPE LED | OTLDVPE-L-SMW-4-2L-DIRA-CC-OSRAM-L-840-U | Indoor Luminaires | High-Bay | Low-Bay Luminaires for Commercial and Industrial Buildings | Standard | FALSE | [9 empty] | 42284 |  |  | NotYetVerified |  | 3 | 5700 | 109 | 53 | 20 | 0.9 | 5000 | 82
P24T7MMT | On Time Lighting | DVPE LED | OTLDVPE-L-LIRA-FORTIMO-840-55W-3K | Indoor Luminaires | High-Bay | Low-Bay Luminaires for Commercial and Industrial Buildings | Standard | FALSE | [9 empty] | 42284 |  |  | NotYetVerified |  | 3 | 7894 | 80.135 | 98.5 |  |  | 4040 | 83.5
P7WJ8F2R | On Time Lighting | DVPEW LED | OTLDVPEW-i-L-SMW-4-CC-UPDATE-H-840-U | Indoor Luminaires | High-Bay | High-Bay Luminaires for Commercial and Industrial Buildings | Standard | FALSE | [9 empty] | 42284 |  |  | NotYetVerified |  | 3 | 13860 | 91.8 | 151 | 20 | 0.9 | 4000 | 85
PDVWYQ95 | On Time Lighting | DVPE LED | OTLDVPE-L-SMM-4-2L-DIRA-CC-FORTIMO-H-840-U | Indoor Luminaires | High-Bay | Low-Bay Luminaires for Commercial and Industrial Buildings | Standard | FALSE | [9 empty] | 42284 |  |  | NotYetVerified |  | 3 | 7700 | 105 | 73 | 20 | 0.9 | 4000 | 83
PT5HG9WY | On Time Lighting | DVPEW LED | OTLDVPEW-L-SMM-4-CC-UNVLT-H-840-U | Indoor Luminaires | High-Bay | High-Bay Luminaires for Commercial and Industrial Buildings | Standard | FALSE | [9 empty] | 42284 |  |  | NotYetVerified |  | 3 | 20000 | 111 | 180 | 20 | 0.9 | 4000 | 82
PRFYX37S | On Time Lighting | DVPEW LED | OTLDVPEW-L-SMM-4-CC-FORTIMO-L-840-U | Indoor Luminaires | High-Bay | High-Bay Luminaires for Commercial and Industrial Buildings | Standard | FALSE | [9 empty] | 42284 |  |  | NotYetVerified |  | 3 | 16500 | 111 | 149 | 20 | 0.9 | 4000 | 82
PG5QP4HV | On Time Lighting | DVPE LED | OTLDVPE-L-SMN-4-2L-DIRA-CC-UNVLT-H-840-U | Indoor Luminaires | High-Bay | Low-Bay Luminaires for Commercial and Industrial Buildings | Standard | FALSE | [9 empty] | 42284 |  |  | NotYetVerified |  | 3 | 7000 | 90 | 77 | 20 | 0.9 | 4000 | 82
PDTKRC6X | On Time Lighting | DVPE LED | OTLDVPE-L-SMW-4-2L-DIRA-CC-OSRAM-L-850-U | Indoor Luminaires | High-Bay | Low-Bay Luminaires for Commercial and Industrial Buildings | Standard | FALSE | [9 empty] | 42284 |  |  | NotYetVerified |  | 3 | 5500 | 106 | 53 | 20 | 0.9 | 4000 | 82
P519NBWB | On Time Lighting | DVPE LED | OTLDVPE-L-SMM-4-2L-DIRA-CC-FORTIMO-H-835-U | Indoor Luminaires | High-Bay | Low-Bay Luminaires for Commercial and Industrial Buildings | Standard | FALSE | [9 empty] | 42284 |  |  | NotYetVerified |  | 3 | 7600 | 103 | 73 | 20 | 0.9 | 3500 | 83
PCBD3QCZ | On Time Lighting | DVPEW LED | OTLDVPEW-L-SMM-4-CC-UNVLT-H-835-U | Indoor Luminaires | High-Bay | High-Bay Luminaires for Commercial and Industrial Buildings | Standard | FALSE | [9 empty] | 42284 |  |  | NotYetVerified |  | 3 | 19100 | 106 | 180 | 20 | 0.9 | 3500 | 82
PTEGHJUB | On Time Lighting | DVPEW LED | OTLDVPEW-L-SMM-4-CC-FORTIMO-L-835-U | Indoor Luminaires | High-Bay | High-Bay Luminaires for Commercial and Industrial Buildings | Standard | FALSE | [9 empty] | 42284 |  |  | NotYetVerified |  | 3 | 16250 | 109 | 149 | 20 | 0.9 | 3500 | 82
PUPAHES6 | On Time Lighting | DVPE LED | OTLDVPE-L-SMN-4-2L-DIRA-CC-UNVLT-H-835-U | Indoor Luminaires | High-Bay | Low-Bay Luminaires for Commercial and Industrial Buildings | Standard | FALSE | [9 empty] | 42284 |  |  | NotYetVerified |  | 3 | 6800 | 88 | 77 | 20 | 0.9 | 3500 | 82
P1U11NPZ | Flex Lighting Solutions | Flextronics | GRWP3H-AFDC-AAH | Indoor Luminaires | High-Bay | High-Bay Luminaires for Commercial and Industrial Buildings | Premium | FALSE | [9 empty] | 42284 | Dimmable | Continuous Above 10 | NotYetVerified | GRWP3H-UL-6M-50-WIDE-CA-HV | 3 | 39411 | 127.7 | 308.52 | 7.33 | 0.99 | 5000 | 82
P46A8GV5 | Flex Lighting Solutions | Flextronics | ES3PH-ACDC-AAH | Indoor Luminaires | High-Bay | High-Bay Luminaires for Commercial and Industrial Buildings | Premium | FALSE | [9 empty] | 42284 | Dimmable | Continuous Above 10 | NotYetVerified | ES3PH-UL-6M-50-WIDE-CA-HV | 3 | 65546 | 138.7 | 472.5 | 7.55 | 0.99 | 5000 | 80.4
P6DA1TH6 | Flex Lighting Solutions | Flextronics | ES3PH-ACDC-CAH | Indoor Luminaires | High-Bay | High-Bay Luminaires for Commercial and Industrial Buildings | Premium | FALSE | [9 empty] | 42284 | Dimmable | Continuous Above 10 | NotYetVerified | ES3PH-UL-6M-50-AISLE-CA-HV | 3 | 64563 | 136.6 | 472.5 | 7.55 | 0.99 | 5000 | 80.4
PJ9AV2PK | Flex Lighting Solutions | Flextronics | ES3PH-AFDC-AAH | Indoor Luminaires | High-Bay | High-Bay Luminaires for Commercial and Industrial Buildings | Premium | FALSE | [9 empty] | 42284 |  |  | NotYetVerified | ES3PH-UL-6MS-50-WIDE-CA-HV | 3 | 32773 | 138.7 | 236.25 | 7.55 | 0.99 | 5000 | 80.4
PCJFJWSZ | Flex Lighting Solutions | Flextronics | ES3PH-AFDC-CAH | Indoor Luminaires | High-Bay | High-Bay Luminaires for Commercial and Industrial Buildings | Premium | FALSE | [9 empty] | 42284 | Dimmable | Continuous Above 10 | NotYetVerified | ES3PH-UL-6MS-50-AISLE-CA-HV | 3 | 32282 | 136.6 | 236.25 | 7.55 | 0.99 | 5000 | 80.4
PMUWS7UW | Flex Lighting Solutions | Flextronics | GRWP3H-ACDC-AAH | Indoor Luminaires | High-Bay | High-Bay Luminaires for Commercial and Industrial Buildings | Premium | FALSE | [9 empty] | 42284 |  |  | NotYetVerified | GRWP3H-UL-6MS-50-WIDE-CA-HV | 3 | 78822 | 127.7 | 617.05 | 7.33 | 0.99 | 5000 | 80.4
P8UMMU3V | Flex Lighting Solutions | Flextronics | GRWP3H-ACCC-AAH | Indoor Luminaires | High-Bay | High-Bay Luminaires for Commercial and Industrial Buildings | Premium | FALSE | [9 empty] | 42284 | Dimmable | Continuous Above 10 | NotYetVerified | GRWP3H-UL-6MS-40-WIDE-CA-HV | 3 | 74716 | 119.8 | 623.6 | 7.33 | 0.99 | 4086 | 80.3
PX919N4C | Flex Lighting Solutions | Flextronics | ES3PH-ACCC-AAH | Indoor Luminaires | High-Bay | High-Bay Luminaires for Commercial and Industrial Buildings | Premium | FALSE | [9 empty] | 42284 |  |  | NotYetVerified | ES3PH-UL-6M-40-WIDE-CA-HV | 3 | 62132 | 130.1 | 477.52 | 7.55 | 0.99 | 4057 | 80.4
PCKZNFUC | Flex Lighting Solutions | Flextronics | ES3V-ACDC-CAH | Indoor Luminaires | High-Bay | High-Bay Aisle Luminaires | Premium | FALSE | [9 empty] | 42284 | Dimmable | Continuous Above 10 | NotYetVerified | ES3V-UL-6M-50-AISLE-CA-HV | 3 | 35488 | 119 | 298 | 9 | 1 | 4012 | 82
PHE2B8VT | Flex Lighting Solutions | Flextronics | ES3V-ACCC-CAH | Indoor Luminaires | High-Bay | High-Bay Aisle Luminaires | Premium | FALSE | [9 empty] | 42284 |  |  | NotYetVerified | ES3V-UL-6M-40-AISLE-CA-HV | 3 | 33640 | 113 | 298 | 9 | 1 | 4012 | 82
PC71HMRA | Flex Lighting Solutions | Flextronics | ES3V-AFDC-CAH | Indoor Luminaires | High-Bay | High-Bay Aisle Luminaires | Premium | FALSE | [9 empty] | 42284 | Dimmable | Continuous Above 10 | NotYetVerified | ES3V-UL-6MS-50-AISLE-CA-HV | 3 | 17744 | 119 | 149 | 9 | 1 | 4012 | 82
P23ATRUY | Flex Lighting Solutions | Flextronics | ES3V-AFCC-CAH | Indoor Luminaires | High-Bay | High-Bay Aisle Luminaires | Premium | FALSE | [9 empty] | 42284 | Dimmable | Continuous Above 10 | NotYetVerified | ES3V-UL-6MS-40-AISLE-CA-HV | 3 | 16820 | 113 | 149 | 9 | 1 | 4012 | 82
P7MBGCV2 | Flex Lighting Solutions | Flextronics | ES3V-ACDC-CAB | Indoor Luminaires | High-Bay | High-Bay Aisle Luminaires | Premium | FALSE | [9 empty] | 42284 | Dimmable | Continuous Above 10 | NotYetVerified | ES3V-UL-6M-50-AISLE-CA-LV | 3 | 35582 | 120 | 298 | 10 | 1 | 4009 | 82
P2BZUX2E | Flex Lighting Solutions | Flextronics | ES3V-ACCC-CAB | Indoor Luminaires | High-Bay | High-Bay Aisle Luminaires | Premium | FALSE | [9 empty] | 42284 | Dimmable | Continuous Above 10 | NotYetVerified | ES3V-UL-6M-40-AISLE-CA-LV | 3 | 33736 | 113 | 298 | 10 | 1 | 4009 | 82
P6WX7N74 | Flex Lighting Solutions | Flextronics | ES3V-AFDC-CAB | Indoor Luminaires | High-Bay | High-Bay Aisle Luminaires | Premium | FALSE | [9 empty] | 42284 | Dimmable | Continuous Above 10 | NotYetVerified | ES3V-UL-6MS-50-AISLE-CA-LV | 3 | 17791 | 120 | 149 | 10 | 1 | 4009 | 82
PEAE14VR | Flex Lighting Solutions | Flextronics | ES3VH-AEDC-AAH | Indoor Luminaires | High-Bay | High-Bay Luminaires for Commercial and Industrial Buildings | Premium | FALSE | [9 empty] | 42284 |  |  | NotYetVerified | ES3VH-UL-4MS-50-WIDE-CA-HV | 3 | 16361 | 121 | 135 | 12 | 1 | 4006 | 82
PPFY4K21 | Flex Lighting Solutions | Flextronics | ES3V-ABDC-CAH | Indoor Luminaires | High-Bay | High-Bay Aisle Luminaires | Premium | FALSE | [9 empty] | 42284 |  |  | NotYetVerified | ES3V-UL-4M-50-AISLE-CA-HV | 3 | 24014 | 118 | 204 | 11 | 1 | 3993 | 82
P96DXYNV | Flex Lighting Solutions | Flextronics | ES3V-ABCC-CAH | Indoor Luminaires | High-Bay | High-Bay Aisle Luminaires | Premium | FALSE | [9 empty] | 42284 | Dimmable | Continuous Above 10 | NotYetVerified | ES3V-UL-4M-40-AISLE-CA-HV | 3 | 22763 | 112 | 204 | 11 | 1 | 3993 | 82
P9YB7PY4 | Flex Lighting Solutions | Flextronics | ES3V-AEDC-CAH | Indoor Luminaires | High-Bay | High-Bay Aisle Luminaires | Premium | FALSE | [9 empty] | 42284 | Dimmable | Continuous Above 10 | NotYetVerified | ES3V-UL-4MS-50-AISLE-CA-HV | 3 | 12007 | 118 | 102 | 11 | 1 | 3993 | 82
P7VWRSW5 | Flex Lighting Solutions | Flextronics | ES3V-AADC-CAH | Indoor Luminaires | High-Bay | High-Bay Aisle Luminaires | Premium | FALSE | [9 empty] | 42284 | Dimmable | Continuous Above 10 | NotYetVerified | ES3V-UL-2M-50-AISLE-CA-HV | 3 | 12007 | 118 | 102 | 11 | 1 | 3993 | 82
PS68HY5E | Flex Lighting Solutions | Flextronics | ES3V-AACC-CAH | Indoor Luminaires | High-Bay | High-Bay Aisle Luminaires | Premium | FALSE | [9 empty] | 42284 |  |  | NotYetVerified | ES3V-UL-2M-40-AISLE-CA-HV | 3 | 11382 | 112 | 102 | 11 | 1 | 3993 | 82
PHHC1M1C | Flex Lighting Solutions | Flextronics | ES3V-AECC-CAH | Indoor Luminaires | High-Bay | High-Bay Aisle Luminaires | Premium | FALSE | [9 empty] | 42284 |  |  | NotYetVerified | ES3V-UL-4MS-40-AISLE-CA-HV | 3 | 11382 | 112 | 102 | 11 | 1 | 3993 | 82
P29AF8U9 | Flex Lighting Solutions | Flextronics | ES3V-ABDC-CAB | Indoor Luminaires | High-Bay | High-Bay Aisle Luminaires | Premium | FALSE | [9 empty] | 42284 | Dimmable | Continuous Above 10 | NotYetVerified | ES3V-UL-4M-50-AISLE-CA-LV | 3 | 23925 | 120 | 200 | 15 | 1 | 3991 | 82
PCK1TS4W | Flex Lighting Solutions | Flextronics | ES3V-ABCC-CAB | Indoor Luminaires | High-Bay | High-Bay Aisle Luminaires | Premium | FALSE | [9 empty] | 42284 | Dimmable | Continuous Above 10 | NotYetVerified | ES3V-UL-4M-40-AISLE-CA-LV | 3 | 22679 | 113 | 200 | 15 | 1 | 3991 | 82
PFAPVGHD | Flex Lighting Solutions | Flextronics | ES3V-AADC-CAB | Indoor Luminaires | High-Bay | High-Bay Aisle Luminaires | Premium | FALSE | [9 empty] | 42284 |  |  | NotYetVerified | ES3V-UL-2M-50-AISLE-CA-LV | 3 | 11962 | 120 | 100 | 15 | 1 | 3991 | 82
P9ET2YPY | Flex Lighting Solutions | Flextronics | ES3V-AEDC-CAB | Indoor Luminaires | High-Bay | High-Bay Aisle Luminaires | Premium | FALSE | [9 empty] | 42284 | Dimmable | Continuous Above 10 | NotYetVerified | ES3V-UL-4MS-50-AISLE-CA-LV | 3 | 11962 | 120 | 100 | 15 | 1 | 3991 | 82
PTW8GCHK | Flex Lighting Solutions | Flextronics | ES3V-AECC-CAB | Indoor Luminaires | High-Bay | High-Bay Aisle Luminaires | Premium | FALSE | [9 empty] | 42284 |  |  | NotYetVerified | ES3V-UL-4MS-40-AISLE-CA-LV | 3 | 11339 | 113 | 100 | 15 | 1 | 3991 | 82
P554NTSC | Flex Lighting Solutions | Flextronics | ES3V-AACC-CAB | Indoor Luminaires | High-Bay | High-Bay Aisle Luminaires | Premium | FALSE | [9 empty] | 42284 | Dimmable | Continuous Above 10 | NotYetVerified | ES3V-UL-2M-40-AISLE-CA-LV | 3 | 11339 | 113 | 100 | 15 | 1 | 3991 | 82
PYSXUC88 | Flex Lighting Solutions | Flextronics | ES3P-ABDC-CAH | Indoor Luminaires | High-Bay | High-Bay Aisle Luminaires | Premium | FALSE | [9 empty] | 42284 |  |  | NotYetVerified | ES3P-UL-4M-50-AISLE-CA-HV | 3 | 23403 | 132 | 178 | 12 | 1 | 3986 | 82
PKSGG2Z2 | Flex Lighting Solutions | Flextronics | ES3P-ABCC-CAH | Indoor Luminaires | High-Bay | High-Bay Aisle Luminaires | Premium | FALSE | [9 empty] | 42284 |  |  | NotYetVerified | ES3P-UL-4M-40-AISLE-CA-HV | 3 | 22184 | 125 | 178 | 12 | 1 | 3986 | 82
PGSZN2HX | Flex Lighting Solutions | Flextronics | ES3P-AEDC-CAH | Indoor Luminaires | High-Bay | High-Bay Aisle Luminaires | Premium | FALSE | [9 empty] | 42284 |  |  | NotYetVerified | ES3P-UL-4MS-50-AISLE-CA-HV | 3 | 11702 | 132 | 89 | 12 | 1 | 3986 | 82
P8EFRWGD | Flex Lighting Solutions | Flextronics | ES3P-AADC-CAH | Indoor Luminaires | High-Bay | High-Bay Aisle Luminaires | Premium | FALSE | [9 empty] | 42284 | Dimmable | Continuous Above 10 | NotYetVerified | ES3P-UL-2M-50-AISLE-CA-HV | 3 | 11702 | 132 | 89 | 12 | 1 | 3986 | 82
PD9WC554 | Flex Lighting Solutions | Flextronics | ES3P-AACC-CAH | Indoor Luminaires | High-Bay | High-Bay Aisle Luminaires | Premium | FALSE | [9 empty] | 42284 | Dimmable | Continuous Above 10 | NotYetVerified | ES3P-UL-2M-40-AISLE-CA-HV | 3 | 11092 | 125 | 89 | 12 | 1 | 3986 | 82
P8CHY334 | Flex Lighting Solutions | Flextronics | ES3P-AECC-CAH | Indoor Luminaires | High-Bay | High-Bay Aisle Luminaires | Premium | FALSE | [9 empty] | 42284 | Dimmable | Continuous Above 10 | NotYetVerified | ES3P-UL-4MS-40-AISLE-CA-HV | 3 | 11092 | 125 | 89 | 12 | 1 | 3986 | 82
PXB51DZK | Flex Lighting Solutions | Flextronics | ES3P-ACDC-CAH | Indoor Luminaires | High-Bay | High-Bay Aisle Luminaires | Premium | FALSE | [9 empty] | 42284 |  |  | NotYetVerified | ES3P-UL-6M-50-AISLE-CA-HV | 3 | 35665 | 138 | 259 | 12 | 1 | 3980 | 82
P595V29S | Flex Lighting Solutions | Flextronics | ES3P-ACDC-CAB | Indoor Luminaires | High-Bay | High-Bay Aisle Luminaires | Premium | FALSE | [9 empty] | 42284 | Dimmable | Continuous Above 10 | NotYetVerified | ES3P-UL-6M-50-AISLE-CA-LV | 3 | 35511 | 135 | 263 | 12 | 1 | 3980 | 82
PNBBEB37 | Flex Lighting Solutions | Flextronics | ES3P-ACCC-CAB | Indoor Luminaires | High-Bay | High-Bay Aisle Luminaires | Premium | FALSE | [9 empty] | 42284 |  |  | NotYetVerified | ES3P-UL-6M-40-AISLE-CA-LV | 3 | 33661 | 128 | 263 | 12 | 1 | 3980 | 82
PNMUGD2D | Flex Lighting Solutions | Flextronics | ES3P-ACCC-CAH | Indoor Luminaires | High-Bay | High-Bay Aisle Luminaires | Premium | FALSE | [9 empty] | 42284 |  |  | NotYetVerified | ES3P-UL-6M-40-AISLE-CA-HV | 3 | 33265 | 128 | 259 | 12 | 1 | 3980 | 82
PW9AW551 | Flex Lighting Solutions | Flextronics | ES3P-AFDC-CAH | Indoor Luminaires | High-Bay | High-Bay Aisle Luminaires | Premium | FALSE | [9 empty] | 42284 |  |  | NotYetVerified | ES3P-UL-6MS-50-AISLE-CA-HV | 3 | 17832 | 138 | 130 | 12 | 1 | 3980 | 82
PCJSBCR7 | Flex Lighting Solutions | Flextronics | ES3P-AFDC-CAB | Indoor Luminaires | High-Bay | High-Bay Aisle Luminaires | Premium | FALSE | [9 empty] | 42284 | Dimmable | Continuous Above 10 | NotYetVerified | ES3P-UL-6MS-50-AISLE-CA-LV | 3 | 17756 | 135 | 131 | 12 | 1 | 3980 | 82
PRDFZTEE | Flex Lighting Solutions | Flextronics | ES3P-AFCC-CAB | Indoor Luminaires | High-Bay | High-Bay Aisle Luminaires | Premium | FALSE | [9 empty] | 42284 |  |  | NotYetVerified | ES3P-UL-6MS-40-AISLE-CA-LV | 3 | 16831 | 128 | 131 | 12 | 1 | 3980 | 82
PY6HFE56 | Flex Lighting Solutions | Flextronics | ES3P-AFCC-CAH | Indoor Luminaires | High-Bay | High-Bay Aisle Luminaires | Premium | FALSE | [9 empty] | 42284 |  |  | NotYetVerified | ES3P-UL-6MS-40-AISLE-CA-HV | 3 | 16633 | 128 | 130 | 12 | 1 | 3980 | 82
P2BBP2MM | Flex Lighting Solutions | Flextronics | ES3PH-AEDC-AAB | Indoor Luminaires | High-Bay | High-Bay Luminaires for Commercial and Industrial Buildings | Premium | FALSE | [9 empty] | 42284 | Dimmable | Continuous Above 10 | NotYetVerified | ES3PH-UL-4MS-50-WIDE-CA-LV | 3 | 16328 | 142 | 115 | 12 | 1 | 3978 | 82
PUU4NW49 | Flex Lighting Solutions | Flextronics | ES3PH-AEDC-AAH | Indoor Luminaires | High-Bay | High-Bay Luminaires for Commercial and Industrial Buildings | Premium | FALSE | [9 empty] | 42284 |  |  | NotYetVerified | ES3PH-UL-4MS-50-WIDE-CA-HV | 3 | 16285 | 144 | 113 | 12 | 1 | 3978 | 82
PSA9UFM6 | Flex Lighting Solutions | Flextronics | ES3PH-AECC-AAB | Indoor Luminaires | High-Bay | High-Bay Luminaires for Commercial and Industrial Buildings | Premium | FALSE | [9 empty] | 42284 |  |  | NotYetVerified | ES3PH-UL-4MS-40-WIDE-CA-LV | 3 | 15477 | 135 | 115 | 12 | 1 | 3978 | 82
PUGWZGEH | Flex Lighting Solutions | Flextronics | ES3PH-AECC-AAH | Indoor Luminaires | High-Bay | High-Bay Luminaires for Commercial and Industrial Buildings | Premium | FALSE | [9 empty] | 42284 |  |  | NotYetVerified | ES3PH-UL-4MS-40-WIDE-CA-HV | 3 | 15437 | 136 | 113 | 12 | 1 | 3978 | 82
PRWDCQB3 | Flex Lighting Solutions | Flextronics | ES3PH-AEDC-ABB | Indoor Luminaires | High-Bay | High-Bay Luminaires for Commercial and Industrial Buildings | Premium | FALSE | [9 empty] | 42284 |  |  | NotYetVerified | ES3PH-UL-4MS-50-WIDE-FP-LV | 3 | 14839 | 129 | 115 | 12 | 1 | 3978 | 82
PHVV37M4 | Flex Lighting Solutions | Flextronics | ES3PH-AEDC-ABH | Indoor Luminaires | High-Bay | High-Bay Luminaires for Commercial and Industrial Buildings | Premium | FALSE | [9 empty] | 42284 |  |  | NotYetVerified | ES3PH-UL-4MS-50-WIDE-FP-HV | 3 | 14800 | 131 | 113 | 12 | 1 | 3978 | 82
PZKM4AEJ | Flex Lighting Solutions | Flextronics | ES3PH-AEDC-CAB | Indoor Luminaires | High-Bay | High-Bay Luminaires for Commercial and Industrial Buildings | Premium | FALSE | [9 empty] | 42284 |  |  | NotYetVerified | ES3PH-UL-4MS-50-AISLE-CA-LV | 3 | 14616 | 127 | 115 | 12 | 1 | 3978 | 82
PQK5QAVK | Flex Lighting Solutions | Flextronics | ES3PH-AEDC-CAH | Indoor Luminaires | High-Bay | High-Bay Luminaires for Commercial and Industrial Buildings | Premium | FALSE | [9 empty] | 42284 |  |  | NotYetVerified | ES3PH-UL-4MS-50-AISLE-CA-HV | 3 | 14578 | 129 | 113 | 12 | 1 | 3978 | 82
PMYWY2KU | Flex Lighting Solutions | Flextronics | ES3PH-AECC-ABH | Indoor Luminaires | High-Bay | High-Bay Luminaires for Commercial and Industrial Buildings | Premium | FALSE | [9 empty] | 42284 |  |  | NotYetVerified | ES3PH-UL-4MS-40-WIDE-FP-HV | 3 | 14029 | 124 | 113 | 12 | 1 | 3978 | 82
PSAG7925 | Flex Lighting Solutions | Flextronics | ES3PH-AECC-CAH | Indoor Luminaires | High-Bay | High-Bay Luminaires for Commercial and Industrial Buildings | Premium | FALSE | [9 empty] | 42284 |  |  | NotYetVerified | ES3PH-UL-4MS-40-AISLE-CA-HV | 3 | 13819 | 122 | 113 | 12 | 1 | 3978 | 82
PWQYYNY1 | Flex Lighting Solutions | Flextronics | ES3V-ADDC-CAH | Indoor Luminaires | High-Bay | Low-Bay Luminaires for Commercial and Industrial Buildings | Premium | FALSE | [9 empty] | 42284 |  |  | NotYetVerified | ES3V-UL-2MS-50-AISLE-CA-HV | 3 | 5875 | 111 | 53 | 12 | 1 | 3975 | 82
PPUWXAFG | Flex Lighting Solutions | Flextronics | ES3V-ADCC-CAH | Indoor Luminaires | High-Bay | Low-Bay Luminaires for Commercial and Industrial Buildings | Premium | FALSE | [9 empty] | 42284 |  |  | NotYetVerified | ES3V-UL-2MS-40-AISLE-CA-HV | 3 | 5569 | 105 | 53 | 12 | 1 | 3975 | 82
PTJZA8WS | Flex Lighting Solutions | Flextronics | ES3V-ADDC-CAB | Indoor Luminaires | High-Bay | Low-Bay Luminaires for Commercial and Industrial Buildings | Premium | FALSE | [9 empty] | 42284 |  |  | NotYetVerified | ES3V-UL-2MS-50-AISLE-CA-LV | 3 | 5999 | 116 | 52 | 9 | 1 | 3975 | 82
PXC6MAD3 | Flex Lighting Solutions | Flextronics | ES3P-ABDC-CAB | Indoor Luminaires | High-Bay | High-Bay Aisle Luminaires | Premium | FALSE | [9 empty] | 42284 |  |  | NotYetVerified | ES3P-UL-4M-50-AISLE-CA-LV | 3 | 23042 | 134 | 172 | 17 | 1 | 3966 | 82
PKN8JWT6 | Flex Lighting Solutions | Flextronics | ES3P-ABCC-CAB | Indoor Luminaires | High-Bay | High-Bay Aisle Luminaires | Premium | FALSE | [9 empty] | 42284 |  |  | NotYetVerified | ES3P-UL-4M-40-AISLE-CA-LV | 3 | 21841 | 127 | 172 | 17 | 1 | 3966 | 82
PHT2B53R | Flex Lighting Solutions | Flextronics | ES3P-AEDC-CAB | Indoor Luminaires | High-Bay | High-Bay Aisle Luminaires | Premium | FALSE | [9 empty] | 42284 |  |  | NotYetVerified | ES3P-UL-4MS-50-AISLE-CA-LV | 3 | 11521 | 134 | 86 | 17 | 1 | 3966 | 82
P38PY9S1 | Flex Lighting Solutions | Flextronics | ES3P-AADC-CAB | Indoor Luminaires | High-Bay | High-Bay Aisle Luminaires | Premium | FALSE | [9 empty] | 42284 | Dimmable | Continuous Above 10 | NotYetVerified | ES3P-UL-2M-50-AISLE-CA-LV | 3 | 11521 | 134 | 86 | 17 | 1 | 3966 | 82
PJGQFUHW | Flex Lighting Solutions | Flextronics | ES3P-AACC-CAB | Indoor Luminaires | High-Bay | High-Bay Aisle Luminaires | Premium | FALSE | [9 empty] | 42284 |  |  | NotYetVerified | ES3P-UL-2M-40-AISLE-CA-LV | 3 | 10921 | 127 | 86 | 17 | 1 | 3966 | 82
PJ6AAXU6 | Flex Lighting Solutions | Flextronics | ES3P-AECC-CAB | Indoor Luminaires | High-Bay | High-Bay Aisle Luminaires | Premium | FALSE | [9 empty] | 42284 |  |  | NotYetVerified | ES3P-UL-4MS-40-AISLE-CA-LV | 3 | 10921 | 127 | 86 | 17 | 1 | 3966 | 82
PZ6X6B3P | Flex Lighting Solutions | Flextronics | ES3P-ADDC-CAH | Indoor Luminaires | High-Bay | Low-Bay Luminaires for Commercial and Industrial Buildings | Premium | FALSE | [9 empty] | 42284 |  |  | NotYetVerified | ES3P-UL-2MS-50-AISLE-CA-HV | 3 | 5816 | 125 | 47 | 13 | 1 | 3954 | 82
P8E3AYDZ | Flex Lighting Solutions | Flextronics | ES3P-ADCC-CAH | Indoor Luminaires | High-Bay | Low-Bay Luminaires for Commercial and Industrial Buildings | Premium | FALSE | [9 empty] | 42284 | Dimmable | Continuous Above 10 | NotYetVerified | ES3P-UL-2MS-40-AISLE-CA-HV | 3 | 5513 | 118 | 47 | 13 | 1 | 3954 | 82
P4BVC52Y | Flex Lighting Solutions | Flextronics | ES3P-ADDC-CAB | Indoor Luminaires | High-Bay | Low-Bay Luminaires for Commercial and Industrial Buildings | Premium | FALSE | [9 empty] | 42284 | Dimmable | Continuous Above 10 | NotYetVerified | ES3P-UL-2MS-50-AISLE-CA-LV | 3 | 5847 | 131 | 45 | 10 | 1 | 3952 | 82
P44N12G7 | Flex Lighting Solutions | Flextronics | ES3P-ADCC-CAB | Indoor Luminaires | High-Bay | Low-Bay Luminaires for Commercial and Industrial Buildings | Premium | FALSE | [9 empty] | 42284 | Dimmable | Continuous Above 10 | NotYetVerified | ES3P-UL-2MS-40-AISLE-CA-LV | 3 | 5543 | 124 | 45 | 10 | 1 | 3952 | 82
PFGFP3BS | CIXI YUANHUI LIGHTING ELECTRIC CO.LTD | YUANHUI | HBRF150V1P | Indoor Luminaires | High-Bay | High-Bay Luminaires for Commercial and Industrial Buildings | Standard | FALSE | [9 empty] | 42284 |  |  | No |  | 3 | 15631 | 101.82 | 153.5 | 10.44 | 0.9083 | 5000 | 85
PW7G13NR | CIXI YUANHUI LIGHTING ELECTRIC CO.LTD | YUANHUI | HBRF150V1N | Indoor Luminaires | High-Bay | High-Bay Luminaires for Commercial and Industrial Buildings | Standard | FALSE | [9 empty] | 42284 |  |  | No |  | 3 | 13940 | 90.5 | 154 | 10.32 | 0.9092 | 4000 | 84.1
PPUBQYDM | CIXI YUANHUI LIGHTING ELECTRIC CO.LTD | YUANHUI | HBRF150V1W | Indoor Luminaires | High-Bay | High-Bay Luminaires for Commercial and Industrial Buildings | Standard | FALSE | [9 empty] | 42284 |  |  | No |  | 3 | 13940 | 90.5 | 154 | 10.32 | 0.9092 | 3000 | 84.1
PPEW8ZHP | PA-CO Lighting | PA-CO Lighting | PENE-48-LED-00-300-50-347 [all SP options excludes wireguards] | Indoor Luminaires | High-Bay | High-Bay Luminaires for Commercial and Industrial Buildings | Premium | FALSE | [9 empty] | 42284 | Dimmable | Continuous Below 10 | Yes |  | 3 | 31962 | 121.8 | 262.4 | 8.44 | 0.9858 | 5246 | 83.74
PV3V4F7Y | Nuwave LLC | ALSET | 52050 | Indoor Luminaires | High-Bay | High-Bay Luminaires for Commercial and Industrial Buildings | Premium | TRUE | 29245.46 | 131.42 | 222.54 | 9.1 | 0.891 | 4250 | 85.5 | 5 | 50000 | 42283 |  |  | No | Uppdated 7/25/2016 | 4 | 29245 | 131 | 222 | 3.5 | 0.9 | 4250 | 85.5
P72HFUE2 | Nuwave LLC | ALSET | 52051 | Indoor Luminaires | High-Bay | High-Bay Luminaires for Commercial and Industrial Buildings | Premium | FALSE | [9 empty] | 42283 |  |  | No | Uppdated 7/25/2016 | 4 | 29589 | 134 | 220 | 3.3 | 0.9 | 5206 | 84.6
P7KQ9DD7 | LG Electronics Inc. | LG | H1857P901SB | Indoor Luminaires | High-Bay | High-Bay Luminaires for Commercial and Industrial Buildings | Standard | TRUE | 22601 | 126.8 | 178.3 | 7.7 | 0.964 | 5739 | 84.9 | 5 | 50000 | 42282 |  |  | Yes |  | 3 | 19500 | 108 | 180 | 20 | 0.9 | 5700 | 83
P6RMXYMB | LG Electronics Inc. | LG | H1840P551SB | Indoor Luminaires | High-Bay | High-Bay Luminaires for Commercial and Industrial Buildings | Standard | TRUE | 19337 | 105.2 | 183.9 | 7.7 | 0.962 | 4114 | 81.1 | 5 | 50000 | 42282 |  |  | Yes |  | 3 | 19000 | 106 | 180 | 20 | 0.9 | 4000 | 83
PES7CKSD | Shanghai Supertek Lighting Co. Ltd | SUPERTEK | HB34A-200W | Indoor Luminaires | High-Bay | High-Bay Luminaires for Commercial and Industrial Buildings | Premium | TRUE | 20355.4 | 109.96 | 185.1 | 12.8 | 0.947 | 4989 | 75.9 | 5 | 50000 | 42282 |  |  | No |  | 3 | 20500 | 110 | 200 | 12.8 | 0.947 | 5000 | 75
PYBADJ1E | HeSaLight A/S | HeSaLight | HL-HB-200 | Indoor Luminaires | High-Bay | High-Bay Luminaires for Commercial and Industrial Buildings | Standard | TRUE | 17936 | 81.31 | 220.6 | 13.7 | 0.946 | 5883 | 77.9 | 5 | 50000 | 42282 |  |  | NotYetVerified |  | 3 | 18000 | 82 | 220 |  | 0.9 | 5700 | 70
PNNR3P48 | HeSaLight A/S | HeSaLight | HL-HB-400 | Indoor Luminaires | High-Bay | High-Bay Luminaires for Commercial and Industrial Buildings | Standard | TRUE | 39022 | 88.17 | 442.6 | 13.5 | 0.945 | 5189 | 71.5 | 5 | 50000 | 42282 |  |  | NotYetVerified |  | 3 | 35000 | 100 |  |  | 0.9 | 5000
PS9YT82E | LG Electronics Inc. | LG | H1257P901SD | Indoor Luminaires | High-Bay | High-Bay Luminaires for Commercial and Industrial Buildings | Standard | TRUE | 14272 | 127.3 | 112.1 | 16.2 | 0.942 | 5772 | 85.2 | 5 | 50000 | 42282 |  |  | Yes |  | 3 | 13000 | 113 | 115 | 20 | 0.9 | 5700 | 83
P4C8694B | HeSaLight A/S | HeSaLight | HL-HB-150 | Indoor Luminaires | High-Bay | High-Bay Luminaires for Commercial and Industrial Buildings | Standard | TRUE | 14303 | 84.63 | 169 | 12.5 | 0.94 | 5511 | 73.3 | 5 | 50000 | 42282 |  |  | NotYetVerified |  | 3 | 13000 | 100 | 165 |  | 0.9 | 5700
PF7YVGD1 | LG Electronics Inc. | LG | H1240P551SB | Indoor Luminaires | High-Bay | High-Bay Luminaires for Commercial and Industrial Buildings | Standard | TRUE | 11680 | 104 | 112.3 | 18.7 | 0.933 | 4112 | 83.6 | 5 | 50000 | 42282 |  |  | Yes |  | 3 | 11900 | 103 | 115 | 20 | 0.9 | 4000 | 83
PCW3VQDH | National Energy&Light | NEL | NEL-LB60W-35K | Indoor Luminaires | High-Bay | Low-Bay Luminaires for Commercial and Industrial Buildings | Standard | TRUE | 6597.9 | 108.22 | 60.97 | 12.86 | 0.921 | 3547 | 83 | 5 | 50000 | 42282 |  |  | NotYetVerified |  | 3 | 6600 | 110 | 60 | 20 | 0.92 | 3500 | 85
PKNZD4F8 | LG Electronics Inc. | LG | H1857P901SD | Indoor Luminaires | High-Bay | High-Bay Luminaires for Commercial and Industrial Buildings | Standard | FALSE | [9 empty] | 42282 |  |  | Yes |  | 3 | 20800 | 116 | 180 | 20 | 0.9 | 5700 | 83
P1JB3EYV | LG Electronics Inc. | LG | H1857P551SD | Indoor Luminaires | High-Bay | High-Bay Luminaires for Commercial and Industrial Buildings | Standard | FALSE | [9 empty] | 42282 |  |  | Yes |  | 3 | 20800 | 116 | 180 | 20 | 0.9 | 5700 | 83
P195ZJET | LG Electronics Inc. | LG | H1857P551SB | Indoor Luminaires | High-Bay | High-Bay Luminaires for Commercial and Industrial Buildings | Standard | FALSE | [9 empty] | 42282 |  |  | Yes |  | 3 | 19500 | 108 | 180 | 20 | 0.9 | 5700 | 83
PYNVZ5QJ | LG Electronics Inc. | LG | H1257P551SD | Indoor Luminaires | High-Bay | High-Bay Luminaires for Commercial and Industrial Buildings | Standard | FALSE | [9 empty] | 42282 |  |  | Yes |  | 3 | 13000 | 113 | 115 | 20 | 0.9 | 5700 | 83
PANF9RME | LG Electronics Inc. | LG | H1257P901SB | Indoor Luminaires | High-Bay | High-Bay Luminaires for Commercial and Industrial Buildings | Standard | FALSE | [9 empty] | 42282 |  |  | Yes |  | 3 | 12200 | 106 | 115 | 20 | 0.9 | 5700 | 83
PA51QKGG | LG Electronics Inc. | LG | H1257P551SB | Indoor Luminaires | High-Bay | High-Bay Luminaires for Commercial and Industrial Buildings | Standard | FALSE | [9 empty] | 42282 |  |  | Yes |  | 3 | 12200 | 106 | 115 | 20 | 0.9 | 5700 | 83
PU89944M | LG Electronics Inc. | LG | H1840P901SD | Indoor Luminaires | High-Bay | High-Bay Luminaires for Commercial and Industrial Buildings | Standard | FALSE | [9 empty] | 42282 |  |  | Yes |  | 3 | 20300 | 113 | 180 | 20 | 0.9 | 4000 | 83
PR7Z2B5V | LG Electronics Inc. | LG | H1840P551SD | Indoor Luminaires | High-Bay | High-Bay Luminaires for Commercial and Industrial Buildings | Standard | FALSE | [9 empty] | 42282 |  |  | Yes |  | 3 | 20300 | 113 | 180 | 20 | 0.9 | 4000 | 83
PFUKRJKP | LG Electronics Inc. | LG | H1840P901SB | Indoor Luminaires | High-Bay | High-Bay Luminaires for Commercial and Industrial Buildings | Standard | FALSE | [9 empty] | 42282 |  |  | Yes |  | 3 | 19000 | 106 | 180 | 20 | 0.9 | 4000 | 83
PV9XHZWP | LG Electronics Inc. | LG | H1240P551SD | Indoor Luminaires | High-Bay | High-Bay Luminaires for Commercial and Industrial Buildings | Standard | FALSE | [9 empty] | 42282 |  |  | Yes |  | 3 | 12700 | 110 | 115 | 20 | 0.9 | 4000 | 83
PBKQXZVC | LG Electronics Inc. | LG | H1240P901SD | Indoor Luminaires | High-Bay | High-Bay Luminaires for Commercial and Industrial Buildings | Standard | FALSE | [9 empty] | 42282 |  |  | Yes |  | 3 | 12700 | 110 | 115 | 20 | 0.9 | 4000 | 83
PXWZHQ4F | LG Electronics Inc. | LG | H1240P901SB | Indoor Luminaires | High-Bay | High-Bay Luminaires for Commercial and Industrial Buildings | Standard | FALSE | [9 empty] | 42282 |  |  | Yes |  | 3 | 11900 | 103 | 115 | 20 | 0.9 | 4000 | 83
PMUKKAUX | MHT Lighting | MHT Lighting | MHTL-HBa-220E-4K-U-PM-DB | Indoor Luminaires | High-Bay | High-Bay Luminaires for Commercial and Industrial Buildings | Standard | TRUE | 21640 | 98 | 220.82 | 10.92 | 0.949 | 3942 | 83.3 | 5 | 100000 | 42279 |  |  | NotYetVerified |  | 3
P7WC4V61 | MHT Lighting | MHT Lighting | MHTL-HBa-220E-4K-U-PM-DB | Indoor Luminaires | High-Bay | High-Bay Aisle Luminaires | Standard | TRUE | 21640 | 98 | 220.82 | 10.92 | 0.949 | 3942 | 83.3 | 5 | 100000 | 42279 |  |  | NotYetVerified |  | 3
PCM47US4 | MHT Lighting | MHT Lighting | MHTL-HB-145E-4K-U-DB | Indoor Luminaires | High-Bay | High-Bay Luminaires for Commercial and Industrial Buildings | Standard | TRUE | 13120 | 91.1 | 143.99 | 12.42 | 0.948 | 3972 | 86 | 5 |  | 42279 |  |  | NotYetVerified |  | 3
PG4JDVKH | MHT Lighting | MHT Lighting | MHTL-HBA-145E-4K-U | Indoor Luminaires | High-Bay | High-Bay Luminaires for Commercial and Industrial Buildings | Standard | TRUE | 13187 | 91.8 | 143.71 | 12.39 | 0.948 | 3933 | 83.1 | 5 | 100000 | 42279 |  |  | NotYetVerified |  | 3
P2WMYGR2 | MHT Lighting | MHT Lighting | MHTL-HBA-145E-4K-U | Indoor Luminaires | High-Bay | High-Bay Aisle Luminaires | Standard | TRUE | 13187 | 91.8 | 143.71 | 12.39 | 0.948 | 3933 | 83.1 | 5 | 100000 | 42279 |  |  | NotYetVerified |  | 3
P4A58DD9 | A2Z Green Lighting | A2Z Green Lighting | HBPAD040-100NI (5700K) | Indoor Luminaires | High-Bay | High-Bay Luminaires for Commercial and Industrial Buildings | Standard | TRUE | 14171 | 134.1 | 105.7 | 13.23 | 0.943 | 5639 | 82.2 | 5 | 50000 | 42279 |  |  | NotYetVerified |  | 3 | 14171 | 134.1 | 105.7 | 13.23 | 0.943 | 5700 | 82
PTJ6K84U | MHT Lighting | MHT Lighting | MHTL-HBa-340E-4K-U-PM-DB | Indoor Luminaires | High-Bay | High-Bay Aisle Luminaires | Standard | TRUE | 31480 | 92 | 341.38 | 16.63 | 0.94 | 3968 | 83.5 | 5 |  | 42279 |  |  | NotYetVerified |  | 3
PRQG5Z67 | MHT Lighting | MHT Lighting | MHTL-HBa-340E-4K-U-PM-DB | Indoor Luminaires | High-Bay | High-Bay Luminaires for Commercial and Industrial Buildings | Standard | TRUE | 31480 | 92 | 341.38 | 16.63 | 0.94 | 3968 | 83.5 | 5 |  | 42279 |  |  | NotYetVerified |  | 3
PJKKKNEU | MHT Lighting | MHT Lighting | MHTL-HBA-110E-4K-U | Indoor Luminaires | High-Bay | High-Bay Luminaires for Commercial and Industrial Buildings | Standard | TRUE | 9926 | 91.9 | 108.04 | 15.58 | 0.94 | 3899 | 82.9 | 5 | 100000 | 42279 |  |  | NotYetVerified |  | 3
PH33G1E4 | MHT Lighting | MHT Lighting | MHTL-HBA-110E-4K-U | Indoor Luminaires | High-Bay | High-Bay Aisle Luminaires | Standard | TRUE | 9926 | 91.9 | 108.04 | 15.58 | 0.94 | 3899 | 82.9 | 5 | 100000 | 42279 |  |  | NotYetVerified |  | 3
P8JNFVYF | MHT Lighting | MHT Lighting | MHTL-HB-195E-4K-U-DB | Indoor Luminaires | High-Bay | High-Bay Luminaires for Commercial and Industrial Buildings | Standard | TRUE | 17494 | 90.3 | 193.73 | 12.71 | 0.939 | 4039 | 86 | 5 |  | 42279 |  |  | NotYetVerified |  | 3
PRN7UQHZ | MHT Lighting | MHT Lighting | MHTL-HBA-195E-4K-U | Indoor Luminaires | High-Bay | High-Bay Aisle Luminaires | Standard | TRUE | 18637 | 96.2 | 193.75 | 12.6 | 0.939 | 3999 | 83.4 | 5 | 100000 | 42279 |  |  | NotYetVerified |  | 3
PGM3EGPY | MHT Lighting | MHT Lighting | MHTL-HBA-195E-4K-U | Indoor Luminaires | High-Bay | High-Bay Luminaires for Commercial and Industrial Buildings | Standard | TRUE | 18637 | 96.2 | 193.75 | 12.6 | 0.939 | 3999 | 83.4 | 5 | 100000 | 42279 |  |  | NotYetVerified |  | 3
PVZKFQR5 | MHT Lighting | MHT Lighting | MHTL-HBa-295E-4K-U-PM-DB | Indoor Luminaires | High-Bay | High-Bay Luminaires for Commercial and Industrial Buildings | Standard | TRUE | 28900 | 98.3 | 294.16 | 18.19 | 0.927 | 3999 | 83.3 | 5 |  | 42279 |  |  | NotYetVerified |  | 3
PKKHCQZT | MHT Lighting | MHT Lighting | MHTL-HBa-295E-4K-U-PM-DB | Indoor Luminaires | High-Bay | High-Bay Aisle Luminaires | Standard | TRUE | 28900 | 98.3 | 294.16 | 18.19 | 0.927 | 3999 | 83.3 | 5 |  | 42279 |  |  | NotYetVerified |  | 3
PHA4RZRP | MHT Lighting | MHT Lighting | MHTL-HB-110E-4K-U-DB | Indoor Luminaires | High-Bay | High-Bay Luminaires for Commercial and Industrial Buildings | Standard | TRUE | 9955 | 106.8 | 106.8 | 9.29 | 0.912 | 3981 | 85 | 5 |  | 42279 |  |  | NotYetVerified |  | 3
PVW2DXX8 | A2Z Green Lighting | A2Z Green Lighting | HBPAD150-300NI (5700K) | Indoor Luminaires | High-Bay | High-Bay Luminaires for Commercial and Industrial Buildings | Standard | TRUE | 32942 | 109.4 | 301.2 | 14.21 | 0.905 | 5785 | 82.4 | 5 | 50000 | 42279 |  |  | NotYetVerified |  | 3 | 32942 | 109.4 | 292.9 | 14.21 | 0.905 | 5700 | 82
PHWRRVY1 | Shenzhen FYT LED Co. Ltd | FYT LED | FYT-T60W-4000K | Indoor Luminaires | High-Bay | Low-Bay Luminaires for Commercial and Industrial Buildings | Standard | TRUE | 6929.14 | 116.105 | 59.68 | 19.17 | 0.8811 | 3906 | 82.5 | 5 | 50000 | 42279 |  |  | No |  | 3 | 6966 | 116.105 | 60 | 19.17 | 0.99 | 4000 | 83
PZNVVMTM | Shenzhen FYT LED Co. Ltd | FYT LED | FYT-T100W-4000K | Indoor Luminaires | High-Bay | High-Bay Luminaires for Commercial and Industrial Buildings | Standard | TRUE | 11000.69 | 108.349 | 101.53 | 20.33 | 0.8725 | 3964 | 82.5 | 5 | 50000 | 42279 |  |  | No |  | 3 | 10835 | 108.349 | 100 | 20.33 | 0.999 | 4000 | 83
PAE4E91H | Shenzhen FYT LED Co. Ltd | FYT LED | FYT-T100W-5000K | Indoor Luminaires | High-Bay | High-Bay Luminaires for Commercial and Industrial Buildings | Standard | FALSE | [9 empty] | 42279 |  |  | No |  | 3 | 11006 | 110.059 | 100 | 20.33 | 0.999 | 5000 | 84
P8MBNPHP | Shenzhen FYT LED Co. Ltd | FYT LED | FYT-T60W-5000K | Indoor Luminaires | High-Bay | Low-Bay Luminaires for Commercial and Industrial Buildings | Standard | FALSE | [9 empty] | 42279 |  |  | No |  | 3 | 7083 | 118.048 | 60 | 19.17 | 0.99 | 5000 | 83
P2HEK2VU | A2Z Green Lighting | A2Z Green Lighting | HBPAD125-250NI (5700K) | Indoor Luminaires | High-Bay | High-Bay Luminaires for Commercial and Industrial Buildings | Standard | FALSE | [9 empty] | 42279 | Not Dimmable | Not Dimmable | NotYetVerified |  | 3 | 28886 | 115.9 | 249.3 | 16.26 | 0.901 | 5700 | 82
PEVAGT5X | A2Z Green Lighting | A2Z Green Lighting | HBPAD100-200NI (5700K) | Indoor Luminaires | High-Bay | High-Bay Luminaires for Commercial and Industrial Buildings | Standard | FALSE | [9 empty] | 42279 | Not Dimmable | Not Dimmable | NotYetVerified |  | 3 | 24499 | 122.6 | 200.7 | 14.53 | 0.909 | 5700 | 82
PX6M2SCA | A2Z Green Lighting | A2Z Green Lighting | HBPAD075-150NI (5700K) | Indoor Luminaires | High-Bay | High-Bay Luminaires for Commercial and Industrial Buildings | Standard | FALSE | [9 empty] | 42279 | Not Dimmable | Not Dimmable | NotYetVerified |  | 3 | 18894 | 125.7 | 150.3 | 13.76 | 0.936 | 5700 | 82
P1YK4WW5 | Core Products Canada Ltd. | 100W 150W 200W LED High Bay Light | HB1005-1 [120 Beam angle 5000K] | Indoor Luminaires | High-Bay | High-Bay Luminaires for Commercial and Industrial Buildings | Standard | TRUE | 9682.61 | 100.19 | 96.64 | 10.5 | 0.969 | 5046 | 81.6 | 5 | 50000 | 42278 |  |  | NotYetVerified |  | 3 | 9680 | 100.16 | 96.64 | 7 | 0.99 | 5000
P4DX1UG2P | Optilumen Inc | Optilumen | LHB160-55 | Indoor Luminaires | High-Bay | High-Bay Luminaires for Commercial and Industrial Buildings | Standard | TRUE | 19800 | 118.6 | 167 | 8.22 | 0.968 | 5171 | 82.7 | 5 |  | 42278 |  |  | NotYetVerified |  | 3
PM652EZY2 | Optilumen Inc | Optilumen | LHB120-55 | Indoor Luminaires | High-Bay | High-Bay Luminaires for Commercial and Industrial Buildings | Standard | TRUE | 15030 | 120 | 125.3 | 8.09 | 0.968 | 5154 | 82.6 | 5 |  | 42278 |  |  | NotYetVerified |  | 3
PQYDKTUH | Industrial Lighting Products | Industrial Lighting Products | HB-380WLED-UNIV-50-FRL-XXXXX [Excluding SD480 option] | Indoor Luminaires | High-Bay | High-Bay Luminaires for Commercial and Industrial Buildings | Premium | TRUE | 43230 | 112.7 | 383.6 | 14.5 | 0.952 | 5182 | 84.4 | 5 | 50000 | 42278 |  |  | NotYetVerified |  | 3 | 43230 | 112.7 | 383.6 | 14.5 | 0.952 | 5182 | 80
PQT44559 | Industrial Lighting Products | Industrial Lighting Products | HB-380WLED-UNIV-30-FRL-XXXXX [Excluding SD480 option] | Indoor Luminaires | High-Bay | High-Bay Luminaires for Commercial and Industrial Buildings | Premium | TRUE | 42640 | 112 | 381.8 | 14.5 | 0.952 | 3069 | 80.3 | 5 | 50000 | 42278 |  |  | NotYetVerified |  | 3 | 42640 | 111.68 | 381.8 | 14.5 | 0.952 | 3069 | 80
PPWQYVEV | Yigeda Lighting Ltd | Yigeda | 15N10C9050 | Indoor Luminaires | High-Bay | High-Bay Luminaires for Commercial and Industrial Buildings | Standard | TRUE | 11952 | 84.01 | 142.28 | 12.04 | 0.9477 | 5028 | 73 | 5 | 303000 | 42278 |  |  | NotYetVerified |  | 3 |  | 84 | 150 |  | 0.98 | 5000 | 73
P29HX4WW | Yigeda Lighting Ltd | Yigeda | 20N10C9050 | Indoor Luminaires | High-Bay | High-Bay Luminaires for Commercial and Industrial Buildings | Standard | TRUE | 16642 | 81.06 | 205.3 | 14.16 | 0.9469 | 5468 | 75 | 5 | 109000 | 42278 |  |  | NotYetVerified |  | 3 |  | 81 | 200 |  | 0.98 | 5000 | 75
PMMF2RBR | Shanghai Sheenly Lighting Co. Ltd. | SHEENLY | SL-BAY-230W-DW-WM-060-G-R1 | Indoor Luminaires | High-Bay | High-Bay Luminaires for Commercial and Industrial Buildings | Standard | TRUE | 21980 | 91.7 | 240.4 | 9.4 | 0.939 | 5235 | 81.6 | 5 | 50000 | 42278 |  |  | Yes |  | 3 | 21980 | 91.7 | 240.4 | 9.4 | 0.939 | 5235 | 81.6
PTU3XTZ4 | Shanghai Sheenly Lighting Co. Ltd. | SHEENLY | SL-BAY-200W-DW-WM-090-P-R2 | Indoor Luminaires | High-Bay | High-Bay Luminaires for Commercial and Industrial Buildings | Standard | TRUE | 17860 | 99.7 | 179.1 | 11.7 | 0.935 | 5248 | 82.1 | 5 | 50000 | 42278 |  |  | Yes |  | 3 | 17850 | 99.7 | 179.1 | 11.7 | 0.935 | 5000 | 80
PZ9Y9SSW | Shanghai Sheenly Lighting Co. Ltd. | SHEENLY | SL-BAY-160W-DW-WM-060-G-R1 | Indoor Luminaires | High-Bay | High-Bay Luminaires for Commercial and Industrial Buildings | Standard | TRUE | 14670 | 96.4 | 152.5 | 13 | 0.932 | 5200 | 81.5 | 5 | 50000 | 42278 |  |  | Yes |  | 3 | 14670 | 96.4 | 152.5 | 13 | 0.932 | 5200 | 81.5
P1HC3XXD | Yigeda Lighting Ltd | Yigeda | LR09S27N40 | Indoor Luminaires | High-Bay | Low-Bay Luminaires for Commercial and Industrial Buildings | Standard | TRUE | 7815.06 | 88.14 | 88.67 | 17.33 | 0.928 | 3967 | 84.6 | 5 | 50000 | 42278 |  |  | NotYetVerified |  | 3 | 7815 | 88 | 88 |  |  | 4000 | 85
P4W1WSSB | Ephesus Lighting Inc. | Ephesus Lighting | VX-XX-64-750-5-VL-56-XXX-XX-G | Indoor Luminaires | High-Bay | High-Bay Luminaires for Commercial and Industrial Buildings | Standard | TRUE | 14436 | 90 | 160.42 | 14.18 | 0.903 | 5713 | 73.6 | 5 | 50000 | 42278 |  |  | NotYetVerified |  | 3 | 14436 | 90 | 160.42 |  | 0.996 | 5713 | 73.6
PHNY2P3H | Yigeda Lighting Ltd | Yigeda | LR09S27N50 | Indoor Luminaires | High-Bay | Low-Bay Luminaires for Commercial and Industrial Buildings | Standard | FALSE | [9 empty] | 42278 |  |  | NotYetVerified |  | 3 | 8242.13 | 92 | 89.62 |  |  | 5000 | 86
PU6CZC4B | Yigeda Lighting Ltd | Yigeda | LR06S27N50 | Indoor Luminaires | High-Bay | Low-Bay Luminaires for Commercial and Industrial Buildings | Standard | FALSE | [9 empty] | 42278 |  |  | NotYetVerified |  | 3 | 5326.48 | 93.53 | 57 |  |  | 5000 | 85
PK5YXEK6 | Core Products Canada Ltd. | 100W 150W 200W LED High Bay Light | HB2005-1 [120 Beam angle 5000K] | Indoor Luminaires | High-Bay | High-Bay Luminaires for Commercial and Industrial Buildings | Standard | FALSE | [9 empty] | 42278 |  |  | NotYetVerified |  | 3 | 20480 | 104.91 | 195.21 | 7 | 0.99 | 5000
PE6CE925 | Core Products Canada Ltd. | 100W 150W 200W LED High Bay Light | HB1505-1 [120 Beam angle 5000K] | Indoor Luminaires | High-Bay | High-Bay Luminaires for Commercial and Industrial Buildings | Standard | FALSE | [9 empty] | 42278 |  |  | NotYetVerified |  | 3 | 15600 | 105.65 | 147.66 | 7 | 0.99 | 5000
PXWDHHZ9 | Industrial Lighting Products | Industrial Lighting Products | HB-380WLED-UNIV-50-XXXXX [Excluding SD480 option] | Indoor Luminaires | High-Bay | High-Bay Luminaires for Commercial and Industrial Buildings | Premium | FALSE | [9 empty] | 42278 |  |  | NotYetVerified |  | 3 | 47924 | 124.61 | 384.6 | 14.5 | 0.952 | 5000 | 80
PSFJR5T8 | Industrial Lighting Products | Industrial Lighting Products | HB-380WLED-UNIV-40-XXXXX [Excluding SD480 option] | Indoor Luminaires | High-Bay | High-Bay Luminaires for Commercial and Industrial Buildings | Premium | FALSE | [9 empty] | 42278 |  |  | NotYetVerified |  | 3 | 47780 | 124.23 | 384.6 | 14.5 | 0.952 | 4000 | 80
PFCNXUMW | Industrial Lighting Products | Industrial Lighting Products | HB-380WLED-UNIV-40-FRL-XXXXX [Excluding SD480 option] | Indoor Luminaires | High-Bay | High-Bay Luminaires for Commercial and Industrial Buildings | Premium | FALSE | [9 empty] | 42278 |  |  | NotYetVerified |  | 3 | 43100 | 112.36 | 383.6 | 14.5 | 0.952 | 4000 | 80
PZC3BT68 | Industrial Lighting Products | Industrial Lighting Products | HB-380WLED-UNIV-35-XXXXX [Excluding SD480 option] | Indoor Luminaires | High-Bay | High-Bay Luminaires for Commercial and Industrial Buildings | Premium | FALSE | [9 empty] | 42278 |  |  | NotYetVerified |  | 3 | 47636 | 123.86 | 384.6 | 14.5 | 0.952 | 3500 | 80
PZDM2C8J | Industrial Lighting Products | Industrial Lighting Products | HB-380WLED-UNIV-35-FRL-XXXXX [Excluding SD480 option] | Indoor Luminaires | High-Bay | High-Bay Luminaires for Commercial and Industrial Buildings | Premium | FALSE | [9 empty] | 42278 |  |  | NotYetVerified |  | 3 | 42971 | 112.02 | 383.6 | 14.5 | 0.952 | 3500 | 80
PGHXTE4A | Industrial Lighting Products | Industrial Lighting Products | HB-380WLED-UNIV-30-XXXXX [Excluding SD480 option] | Indoor Luminaires | High-Bay | High-Bay Luminaires for Commercial and Industrial Buildings | Premium | FALSE | [9 empty] | 42278 |  |  | NotYetVerified |  | 3 | 47493 | 123.49 | 384.6 | 14.5 | 0.952 | 3000 | 80
PV3TZ5SA | Ephesus Lighting Inc. | Ephesus Lighting | VX-XX-64-900-5EL-VL-56-XXX-XX-G | Indoor Luminaires | High-Bay | High-Bay Luminaires for Commercial and Industrial Buildings | Standard | FALSE | [9 empty] | 42278 |  |  | NotYetVerified |  | 3 | 18841 | 98.8 | 190.7 |  | 0.953 | 5816 | 68
P7KTF9G3 | Ephesus Lighting Inc. | Ephesus Lighting | VX-XX-64-900-5W-VL-56-XXX-XX-G | Indoor Luminaires | High-Bay | High-Bay Luminaires for Commercial and Industrial Buildings | Standard | FALSE | [9 empty] | 42278 |  |  | NotYetVerified |  | 3 | 18841 | 98.8 | 190.7 |  | 0.953 | 5816 | 68
P64JAED3 | Ephesus Lighting Inc. | Ephesus Lighting | VX-XX-64-900-5N-VL-56-XXX-XX-G | Indoor Luminaires | High-Bay | High-Bay Luminaires for Commercial and Industrial Buildings | Standard | FALSE | [9 empty] | 42278 |  |  | NotYetVerified |  | 3 | 18841 | 98.8 | 190.7 |  | 0.953 | 5816 | 68
P59YJUXM | Ephesus Lighting Inc. | Ephesus Lighting | VX-XX-64-900-5EW-VL-56-XXX-XX-G | Indoor Luminaires | High-Bay | High-Bay Luminaires for Commercial and Industrial Buildings | Standard | FALSE | [9 empty] | 42278 |  |  | NotYetVerified |  | 3 | 18841 | 98.8 | 190.7 |  | 0.953 | 5816 | 68
PST29PVW | Ephesus Lighting Inc. | Ephesus Lighting | VX-XX-64-750-5EW-VL-56-XXX-XX-G | Indoor Luminaires | High-Bay | High-Bay Luminaires for Commercial and Industrial Buildings | Standard | FALSE | [9 empty] | 42278 |  |  | NotYetVerified |  | 3 | 14436 | 90 | 160.42 |  | 0.996 | 5713 | 73.6
PMS195HE | Ephesus Lighting Inc. | Ephesus Lighting | VX-XX-64-750-5N-VL-56-XXX-XX-G | Indoor Luminaires | High-Bay | High-Bay Luminaires for Commercial and Industrial Buildings | Standard | FALSE | [9 empty] | 42278 |  |  | NotYetVerified |  | 3 | 14436 | 90 | 160.42 |  | 0.996 | 5713 | 73.6
PCNZN9PB | Ephesus Lighting Inc. | Ephesus Lighting | VX-XX-64-750-5EL-VL-56-XXX-XX-G | Indoor Luminaires | High-Bay | High-Bay Luminaires for Commercial and Industrial Buildings | Standard | FALSE | [9 empty] | 42278 |  |  | NotYetVerified |  | 3 | 14436 | 90 | 160.42 |  | 0.996 | 5713 | 73.6
P9THHAUE | Ephesus Lighting Inc. | Ephesus Lighting | VX-XX-64-750-5W-VL-56-XXX-XX-G | Indoor Luminaires | High-Bay | High-Bay Luminaires for Commercial and Industrial Buildings | Standard | FALSE | [9 empty] | 42278 |  |  | NotYetVerified |  | 3 | 14436 | 90 | 160.42 |  | 0.996 | 5713 | 73.6
PZ6MVGX7 | Ephesus Lighting Inc. | Ephesus Lighting | VX-XX-256-750-5EL-V[LH]-56-XXX-XX-G | Indoor Luminaires | High-Bay | High-Bay Luminaires for Commercial and Industrial Buildings | Standard | FALSE | [9 empty] | 42278 |  |  | NotYetVerified |  | 3 | 61119 | 97.7 | 625.7 |  | 0.997 | 5408 | 70
PR39SXSS | Ephesus Lighting Inc. | Ephesus Lighting | VX-XX-256-750-5W-V[LH]-56-XXX-XX-G | Indoor Luminaires | High-Bay | High-Bay Luminaires for Commercial and Industrial Buildings | Standard | FALSE | [9 empty] | 42278 |  |  | NotYetVerified |  | 3 | 61119 | 97.7 | 625.7 |  | 0.997 | 5408 | 70
P58BR9MV | Ephesus Lighting Inc. | Ephesus Lighting | VX-XX-256-750-5N-V[LH]-56-XXX-XX-G | Indoor Luminaires | High-Bay | High-Bay Luminaires for Commercial and Industrial Buildings | Standard | FALSE | [9 empty] | 42278 |  |  | NotYetVerified |  | 3 | 61119 | 97.7 | 625.7 |  | 0.997 | 5408 | 70
P4SUYA7A | Ephesus Lighting Inc. | Ephesus Lighting | VX-XX-256-750-5EW-V[LH]-56-XXX-XX-G | Indoor Luminaires | High-Bay | High-Bay Luminaires for Commercial and Industrial Buildings | Standard | FALSE | [9 empty] | 42278 |  |  | NotYetVerified |  | 3 | 61119 | 97.7 | 625.7 |  | 0.997 | 5408 | 70
PWSCQ3VN | RTG Lighting Inc | RTG Lighting | HB-LED-660-208W-57K-MV | Indoor Luminaires | High-Bay | High-Bay Luminaires for Commercial and Industrial Buildings | Standard | TRUE | 20627.36 | 98.847 | 208.68 | 10.09 | 0.9856 | 5530 | 84.4 | 5 | 50000 | 42277 |  |  | NotYetVerified |  | 3 | 20627.36 | 98.84 | 208.68 | 20 | 0.997 | 5700 | 84.4
P26Q2XQB | RTG Lighting Inc | RTG Lighting | HB-LED-660-140W-57K-MV | Indoor Luminaires | High-Bay | High-Bay Luminaires for Commercial and Industrial Buildings | Standard | TRUE | 14177.24 | 101.687 | 139.42 | 10.27 | 0.9855 | 5428 | 84.3 | 5 | 50000 | 42277 |  |  | NotYetVerified |  | 3 | 14177.24 | 101.68 | 139.42 | 20 | 0.997 | 5700 | 83.5
PE58RJK1 | RTG Lighting Inc | RTG Lighting | HB-LED-660-280W-4K-MV | Indoor Luminaires | High-Bay | High-Bay Luminaires for Commercial and Industrial Buildings | Standard | TRUE | 28173.12 | 101.47 | 277.63 | 9.6 | 0.984 | 4142 | 83.3 | 5 | 50000 | 42277 |  |  | NotYetVerified |  | 3 | 28173.1 | 101.47 | 277.63 | 20 | 0.998 | 4000 | 83.3
P9KAJVBB | Dongbu Lightec | LumiDas Linear Highbay | SLH200-CH-24-ND-S | Indoor Luminaires | High-Bay | High-Bay Luminaires for Commercial and Industrial Buildings | Standard | TRUE | 24877 | 125.2 | 198.7 | 11.64 | 0.964 | 4036 | 83.1 | 5 | 50000 | 42277 |  |  | Yes |  | 3 | 24000 | 120 | 200 | 20 | 0.9 | 4000 | 80
P6526PUD | Shenzhen Yaorong Technology Co.Ltd | YAORONG | YR-HB220-W200(3000K) | Indoor Luminaires | High-Bay | High-Bay Luminaires for Commercial and Industrial Buildings | Standard | TRUE | 19653 | 97.75 | 201.9 | 15.1 | 0.9194 | 2960 | 82.8 | 5 | 50000 | 42277 |  |  | NotYetVerified |  | 3 | 19653 | 97.75 | 201.1 | 15.1 | 0.9194 | 3000 | 82.8
P87JGCS7 | RTG Lighting Inc | RTG Lighting | HB-LED-660-280W-57K-MV | Indoor Luminaires | High-Bay | High-Bay Luminaires for Commercial and Industrial Buildings | Standard | FALSE | [9 empty] | 42277 |  |  | NotYetVerified |  | 3 | 28724.4 | 102.82 | 279.35 | 20 | 0.998 | 5700 | 84.4
PFHS2P9R | RTG Lighting Inc | RTG Lighting | HB-LED-660-208W-5K-MV | Indoor Luminaires | High-Bay | High-Bay Luminaires for Commercial and Industrial Buildings | Standard | FALSE | [9 empty] | 42277 |  |  | NotYetVerified |  | 3 | 20902 | 100.38 | 208 | 20 | 0.995 | 5000 | 84
PC6TDDQ4 | RTG Lighting Inc | RTG Lighting | HB-LED-660-140W-5K-MV | Indoor Luminaires | High-Bay | High-Bay Luminaires for Commercial and Industrial Buildings | Standard | FALSE | [9 empty] | 42277 |  |  | NotYetVerified |  | 3 | 14290 | 102.5 | 139.39 | 20 | 0.997 | 5000 | 83.5
P8DWUYFC | RTG Lighting Inc | RTG Lighting | HB-LED-660-280W-5K-MV | Indoor Luminaires | High-Bay | High-Bay Luminaires for Commercial and Industrial Buildings | Standard | FALSE | [9 empty] | 42277 |  |  | NotYetVerified |  | 3 | 28448.7 | 102.14 | 278.49 | 20 | 0.998 | 5000 | 83.3
P4SF674Z | RTG Lighting Inc | RTG Lighting | HB-LED-660-208W-4K-MV | Indoor Luminaires | High-Bay | High-Bay Luminaires for Commercial and Industrial Buildings | Standard | FALSE | [9 empty] | 42277 |  |  | NotYetVerified |  | 3 | 21177.24 | 101.92 | 207.77 | 20 | 0.995 | 4000 | 83.8
P7RDEE6G | RTG Lighting Inc | RTG Lighting | HB-LED-660-140W-4K-MV | Indoor Luminaires | High-Bay | High-Bay Luminaires for Commercial and Industrial Buildings | Standard | FALSE | [9 empty] | 42277 |  |  | NotYetVerified |  | 3 | 14400.74 | 103.34 | 139.35 | 20 | 0.997 | 4000 | 83.5
PAZ23TKF | Shenzhen Yaorong Technology Co.Ltd | YAORONG | YR-HB220-W200(5000K) | Indoor Luminaires | High-Bay | High-Bay Luminaires for Commercial and Industrial Buildings | Standard | FALSE | [9 empty] | 42277 |  |  | NotYetVerified |  | 3 | 21666 | 105.33 | 205.7 | 15.1 | 0.9194 | 5000 | 75.3
PKB6ESWK | Shenzhen Yaorong Technology Co.Ltd | YAORONG | YR-HB220-W200(4500K) | Indoor Luminaires | High-Bay | High-Bay Luminaires for Commercial and Industrial Buildings | Standard | FALSE | [9 empty] | 42277 |  |  | NotYetVerified |  | 3 | 19653 | 97.75 | 201.1 | 15.1 | 0.9194 | 4500 | 82.8
PC1NKGWF | Shenzhen Yaorong Technology Co.Ltd | YAORONG | YR-HB220-W200(4000K) | Indoor Luminaires | High-Bay | High-Bay Luminaires for Commercial and Industrial Buildings | Standard | FALSE | [9 empty] | 42277 |  |  | NotYetVerified |  | 3 | 19653 | 97.75 | 201.1 | 15.1 | 0.9194 | 4000 | 82.8
P1QS24S7 | Shenzhen Yaorong Technology Co.Ltd | YAORONG | YR-HB220-W200(3500K) | Indoor Luminaires | High-Bay | High-Bay Luminaires for Commercial and Industrial Buildings | Standard | FALSE | [9 empty] | 42277 |  |  | NotYetVerified |  | 3 | 19653 | 97.75 | 201.1 | 15.1 | 0.9194 | 3500 | 82.8
P6QXXQKG | Dongbu Lightec | LumiDas Linear Highbay | SLH200-CH-24-DD-S | Indoor Luminaires | High-Bay | High-Bay Luminaires for Commercial and Industrial Buildings | Standard | FALSE | [9 empty] | 42277 |  |  | Yes |  | 3 | 24000 | 120 | 200 | 20 | 0.9 | 5000 | 80
PHDVSNY2 | Peerless Electric Company Ltd. | AP4-HB | AP4-HB-4-240-40K-ACF-xxx-xx-MV-D1 | Indoor Luminaires | High-Bay | High-Bay Luminaires for Commercial and Industrial Buildings | Standard | TRUE | 25074.28 | 116.3 | 215.6 | 10.17 | 0.981 | 4045 | 84.32 | 5 | 50000 | 42276 |  |  | NotYetVerified |  | 3 | 25071 | 116.3 | 215.57 | 6.25 | 0.9982 | 4045 | 84.32
PB5BY7DA | Peerless Electric Company Ltd. | AP4-HB | AP4-HB-4-120-40K-ACF-xxx-xx-MV-D1 | Indoor Luminaires | High-Bay | High-Bay Luminaires for Commercial and Industrial Buildings | Standard | TRUE | 12337 | 117.1 | 105.32 | 10.17 | 0.981 | 4045 | 84.32 | 5 | 50000 | 42276 |  |  | NotYetVerified |  | 3 | 12337 | 117.1 | 105.32 | 4.98 | 0.9984 | 4045 | 84.32
P2SN8GP6 | K-B Lighting Mfg.Co. Inc | K-B Lighting | LHB4-4-4x4000LM-50K | Indoor Luminaires | High-Bay | High-Bay Luminaires for Commercial and Industrial Buildings | Standard | TRUE | 13990 | 112.6 | 124.2 | 11.3 | 0.976 | 5241 | 84.6 | 5 | 50000 | 42276 |  |  | No |  | 3 | 13990 | 112.6 | 125 | 6.14 | 0.997 | 5000 | 80
P668BP2W | K-B Lighting Mfg.Co. Inc | K-B Lighting | LHB4-4-4x4000LM-30K-LENS | Indoor Luminaires | High-Bay | High-Bay Luminaires for Commercial and Industrial Buildings | Standard | TRUE | 11380 | 91 | 125 | 11.3 | 0.976 | 3038 | 80.4 | 5 | 50000 | 42276 |  |  | No |  | 3 | 11380 | 91 | 125 | 6.15 | 0.997 | 3000 | 80
PNV5Y6VW | Lumax Lighting | Lumax Lighting | VWBTLED92L4K48-9FAR | Indoor Luminaires | High-Bay | Low-Bay Luminaires for Commercial and Industrial Buildings | Standard | TRUE | 8978 | 114 | 78.69 | 8.43 | 0.973 | 4125 | 84.6 | 5 | 50000 | 42276 |  |  | Yes |  | 3 | 9183 | 116.7 | 78.94 | 8.43 | 0.997 | 4125 | 84.6
PPS9M3DT | Peerless Electric Company Ltd. | AP4-HB | AP4-HB-4-240-50K-AC-xxx-xx-347-SD | Indoor Luminaires | High-Bay | High-Bay Luminaires for Commercial and Industrial Buildings | Standard | FALSE | [9 empty] | 42276 |  |  | NotYetVerified |  | 3 | 25839 | 122.6 | 210.7586 | 10.17 | 0.9816 | 5249 | 83.29
PFKYE8VR | Peerless Electric Company Ltd. | AP4-HB | AP4-HB-4-200-50K-AC-xxx-xx-347-SD | Indoor Luminaires | High-Bay | High-Bay Luminaires for Commercial and Industrial Buildings | Standard | FALSE | [9 empty] | 42276 |  |  | NotYetVerified |  | 3 | 21395.086 | 122.0756 | 175.2609 | 10.17 | 0.9816 | 5249 | 83.29
PEPERJ9F | Peerless Electric Company Ltd. | AP4-HB | AP4-HB-4-150-50K-AC-xxx-xx-347-SD | Indoor Luminaires | High-Bay | High-Bay Luminaires for Commercial and Industrial Buildings | Standard | FALSE | [9 empty] | 42276 |  |  | NotYetVerified |  | 3 | 15840.195 | 121.4201 | 130.4578 | 10.17 | 0.9816 | 5249 | 83.29
PZGMYK12 | Peerless Electric Company Ltd. | AP4-HB | AP4-HB-4-120-50K-AC-xxx-xx-347-SD | Indoor Luminaires | High-Bay | High-Bay Luminaires for Commercial and Industrial Buildings | Standard | FALSE | [9 empty] | 42276 |  |  | NotYetVerified |  | 3 | 12776.932 | 122.9905 | 103.8855 | 10.17 | 0.9816 | 5249 | 83.29
PHKPVJPF | Peerless Electric Company Ltd. | AP4-HB | AP4-HB-4-200-50K-AC-xxx-xx-MV-SD | Indoor Luminaires | High-Bay | High-Bay Luminaires for Commercial and Industrial Buildings | Standard | FALSE | [9 empty] | 42276 |  |  | NotYetVerified |  | 3 | 21395.086 | 122.0756 | 175.2609 | 6.25 | 0.99823 | 5249 | 83.29
PSG7DPE9 | Peerless Electric Company Ltd. | AP4-HB | AP4-HB-4-150-50K-AC-xxx-xx-MV-SD | Indoor Luminaires | High-Bay | High-Bay Luminaires for Commercial and Industrial Buildings | Standard | FALSE | [9 empty] | 42276 |  |  | NotYetVerified |  | 3 | 15840.195 | 121.4201 | 130.4578 | 6.25 | 0.99823 | 5249 | 83.29
PZTGXZH7 | Peerless Electric Company Ltd. | AP4-HB | AP4-HB-4-120-50K-AC-xxx-xx-MV-SD | Indoor Luminaires | High-Bay | High-Bay Luminaires for Commercial and Industrial Buildings | Standard | FALSE | [9 empty] | 42276 |  |  | NotYetVerified |  | 3 | 12507.261 | 121.0268 | 103.3429 | 6.25 | 0.9982 | 5249 | 83.29
PSW6MHU3 | Peerless Electric Company Ltd. | AP4-HB | AP4-HB-4-240-50K-AC-xxx-xx-MV-SD | Indoor Luminaires | High-Bay | High-Bay Luminaires for Commercial and Industrial Buildings | Standard | FALSE | [9 empty] | 42276 |  |  | NotYetVerified |  | 3 | 25839 | 122.6 | 210.79 | 5.13 | 0.998 | 5249 | 83.29
PQ52T3QC | Peerless Electric Company Ltd. | AP4-HB | AP4-HB-4-240-50K-AC-xxx-xx-347 | Indoor Luminaires | High-Bay | High-Bay Luminaires for Commercial and Industrial Buildings | Standard | FALSE | [9 empty] | 42276 |  |  | NotYetVerified |  | 3 | 25839 | 122.6 | 210.7586 | 10.17 | 0.9816 | 5249 | 83.29
P9AYPC16 | Peerless Electric Company Ltd. | AP4-HB | AP4-HB-4-200-50K-AC-xxx-xx-347 | Indoor Luminaires | High-Bay | High-Bay Luminaires for Commercial and Industrial Buildings | Standard | FALSE | [9 empty] | 42276 |  |  | NotYetVerified |  | 3 | 21395.086 | 122.0756 | 175.2609 | 10.17 | 0.9816 | 5249 | 83.29
P6SWQA9U | Peerless Electric Company Ltd. | AP4-HB | AP4-HB-4-150-50K-AC-xxx-xx-347 | Indoor Luminaires | High-Bay | High-Bay Luminaires for Commercial and Industrial Buildings | Standard | FALSE | [9 empty] | 42276 |  |  | NotYetVerified |  | 3 | 15840.195 | 121.4201 | 130.4578 | 10.17 | 0.9816 | 5249 | 83.29
P4KD4UDJ | Peerless Electric Company Ltd. | AP4-HB | AP4-HB-4-120-50K-AC-xxx-xx-347 | Indoor Luminaires | High-Bay | High-Bay Luminaires for Commercial and Industrial Buildings | Standard | FALSE | [9 empty] | 42276 |  |  | NotYetVerified |  | 3 | 12776.932 | 122.9905 | 103.8855 | 10.17 | 0.9816 | 5249 | 83.29
PKVMTTM9 | Peerless Electric Company Ltd. | AP4-HB | AP4-HB-4-200-50K-AC-xxx-xx-MV | Indoor Luminaires | High-Bay | High-Bay Luminaires for Commercial and Industrial Buildings | Standard | FALSE | [9 empty] | 42276 |  |  | NotYetVerified |  | 3 | 21395.086 | 122.0756 | 175.2609 | 6.25 | 0.99823 | 5249 | 83.29
PG8C4FNC | Peerless Electric Company Ltd. | AP4-HB | AP4-HB-4-150-50K-AC-xxx-xx-MV | Indoor Luminaires | High-Bay | High-Bay Luminaires for Commercial and Industrial Buildings | Standard | FALSE | [9 empty] | 42276 |  |  | NotYetVerified |  | 3 | 15840.195 | 121.4201 | 130.4578 | 6.25 | 0.99823 | 5249 | 83.29
P6EH5WN6 | Peerless Electric Company Ltd. | AP4-HB | AP4-HB-4-120-50K-AC-xxx-xx-MV | Indoor Luminaires | High-Bay | High-Bay Luminaires for Commercial and Industrial Buildings | Standard | FALSE | [9 empty] | 42276 |  |  | NotYetVerified |  | 3 | 12507.261 | 121.0268 | 103.3429 | 6.25 | 0.9982 | 5249 | 83.29
P8EZJFY8 | Peerless Electric Company Ltd. | AP4-HB | AP4-HB-4-240-50K-AC-xxx-xx-MV | Indoor Luminaires | High-Bay | High-Bay Luminaires for Commercial and Industrial Buildings | Standard | FALSE | [9 empty] | 42276 |  |  | NotYetVerified |  | 3 | 25839 | 122.6 | 210.79 | 5.13 | 0.998 | 5249 | 83.29
P1KP3PYH | Peerless Electric Company Ltd. | AP4-HB | AP4-HB-4-240-50K-AC-xxx-xx-347-D1 | Indoor Luminaires | High-Bay | High-Bay Luminaires for Commercial and Industrial Buildings | Standard | FALSE | [9 empty] | 42276 |  |  | NotYetVerified |  | 3 | 25839 | 122.6 | 210.7586 | 10.17 | 0.9816 | 5249 | 83.29
PWGY9PP4 | Peerless Electric Company Ltd. | AP4-HB | AP4-HB-4-200-50K-AC-xxx-xx-347-D1 | Indoor Luminaires | High-Bay | High-Bay Luminaires for Commercial and Industrial Buildings | Standard | FALSE | [9 empty] | 42276 |  |  | NotYetVerified |  | 3 | 21395.086 | 122.0756 | 175.2609 | 10.17 | 0.9816 | 5249 | 83.29
PZY6KCM3 | Peerless Electric Company Ltd. | AP4-HB | AP4-HB-4-150-50K-AC-xxx-xx-347-D1 | Indoor Luminaires | High-Bay | High-Bay Luminaires for Commercial and Industrial Buildings | Standard | FALSE | [9 empty] | 42276 |  |  | NotYetVerified |  | 3 | 15840.195 | 121.4201 | 130.4578 | 10.17 | 0.9816 | 5249 | 83.29
P4NRQRDH | Peerless Electric Company Ltd. | AP4-HB | AP4-HB-4-120-50K-AC-xxx-xx-347-D1 | Indoor Luminaires | High-Bay | High-Bay Luminaires for Commercial and Industrial Buildings | Standard | FALSE | [9 empty] | 42276 |  |  | NotYetVerified |  | 3 | 12776.932 | 122.9905 | 103.8855 | 10.17 | 0.9816 | 5249 | 83.29
PU1ZM3HP | Peerless Electric Company Ltd. | AP4-HB | AP4-HB-4-200-50K-AC-xxx-xx-MV-D1 | Indoor Luminaires | High-Bay | High-Bay Luminaires for Commercial and Industrial Buildings | Standard | FALSE | [9 empty] | 42276 |  |  | NotYetVerified |  | 3 | 21395.086 | 122.0756 | 175.2609 | 6.25 | 0.99823 | 5249 | 83.29
PP8DX7CN | Peerless Electric Company Ltd. | AP4-HB | AP4-HB-4-150-50K-AC-xxx-xx-MV-D1 | Indoor Luminaires | High-Bay | High-Bay Luminaires for Commercial and Industrial Buildings | Standard | FALSE | [9 empty] | 42276 |  |  | NotYetVerified |  | 3 | 15840.195 | 121.4201 | 130.4578 | 6.25 | 0.99823 | 5249 | 83.29
PGRK15SQ | Peerless Electric Company Ltd. | AP4-HB | AP4-HB-4-120-50K-AC-xxx-xx-MV-D1 | Indoor Luminaires | High-Bay | High-Bay Luminaires for Commercial and Industrial Buildings | Standard | FALSE | [9 empty] | 42276 |  |  | NotYetVerified |  | 3 | 12507.261 | 121.0268 | 103.3429 | 6.25 | 0.9982 | 5249 | 83.29
PGUAS9EP | Peerless Electric Company Ltd. | AP4-HB | AP4-HB-4-240-50K-AC-xxx-xx-MV-D1 | Indoor Luminaires | High-Bay | High-Bay Luminaires for Commercial and Industrial Buildings | Standard | FALSE | [9 empty] | 42276 |  |  | NotYetVerified |  | 3 | 25839 | 122.6 | 210.79 | 5.13 | 0.998 | 5249 | 83.29
PJ71DNHA | Peerless Electric Company Ltd. | AP4-HB | AP4-HB-4-240-50K-AC-xxx-xx-347-D10 | Indoor Luminaires | High-Bay | High-Bay Luminaires for Commercial and Industrial Buildings | Standard | FALSE | [9 empty] | 42276 |  |  | NotYetVerified |  | 3 | 25839 | 122.6 | 210.7586 | 10.17 | 0.9816 | 5249 | 83.29
PCSN6ZHA | Peerless Electric Company Ltd. | AP4-HB | AP4-HB-4-200-50K-AC-xxx-xx-347-D10 | Indoor Luminaires | High-Bay | High-Bay Luminaires for Commercial and Industrial Buildings | Standard | FALSE | [9 empty] | 42276 |  |  | NotYetVerified |  | 3 | 21395.086 | 122.0756 | 175.2609 | 10.17 | 0.9816 | 5249 | 83.29
PHCKSJV1 | Peerless Electric Company Ltd. | AP4-HB | AP4-HB-4-150-50K-AC-xxx-xx-347-D10 | Indoor Luminaires | High-Bay | High-Bay Luminaires for Commercial and Industrial Buildings | Standard | FALSE | [9 empty] | 42276 |  |  | NotYetVerified |  | 3 | 15840.195 | 121.4201 | 130.4578 | 10.17 | 0.9816 | 5249 | 83.29
PGCAGVD8 | Peerless Electric Company Ltd. | AP4-HB | AP4-HB-4-120-50K-AC-xxx-xx-347-D10 | Indoor Luminaires | High-Bay | High-Bay Luminaires for Commercial and Industrial Buildings | Standard | FALSE | [9 empty] | 42276 |  |  | NotYetVerified |  | 3 | 12776.932 | 122.9905 | 103.8855 | 10.17 | 0.9816 | 5249 | 83.29
PS2JE5UB | Peerless Electric Company Ltd. | AP4-HB | AP4-HB-4-200-50K-AC-xxx-xx-MV-D10 | Indoor Luminaires | High-Bay | High-Bay Luminaires for Commercial and Industrial Buildings | Standard | FALSE | [9 empty] | 42276 |  |  | NotYetVerified |  | 3 | 21395.086 | 122.0756 | 175.2609 | 6.25 | 0.99823 | 5249 | 83.29
PMFQHM19 | Peerless Electric Company Ltd. | AP4-HB | AP4-HB-4-150-50K-AC-xxx-xx-MV-D10 | Indoor Luminaires | High-Bay | High-Bay Luminaires for Commercial and Industrial Buildings | Standard | FALSE | [9 empty] | 42276 |  |  | NotYetVerified |  | 3 | 15840.195 | 121.4201 | 130.4578 | 6.25 | 0.99823 | 5249 | 83.29
PFPXP1F2 | Peerless Electric Company Ltd. | AP4-HB | AP4-HB-4-120-50K-AC-xxx-xx-MV-D10 | Indoor Luminaires | High-Bay | High-Bay Luminaires for Commercial and Industrial Buildings | Standard | FALSE | [9 empty] | 42276 |  |  | NotYetVerified |  | 3 | 12507.261 | 121.0268 | 103.3429 | 6.25 | 0.9982 | 5249 | 83.29
P3ZQU716 | Peerless Electric Company Ltd. | AP4-HB | AP4-HB-4-240-50K-AC-xxx-xx-MV-D10 | Indoor Luminaires | High-Bay | High-Bay Luminaires for Commercial and Industrial Buildings | Standard | FALSE | [9 empty] | 42276 |  |  | NotYetVerified |  | 3 | 25839 | 122.6 | 210.79 | 5.13 | 0.998 | 5249 | 83.29
PQYA9PNB | Peerless Electric Company Ltd. | AP4-HB | AP4-HB-4-240-50K-ACF-xxx-xx-347-SD | Indoor Luminaires | High-Bay | High-Bay Luminaires for Commercial and Industrial Buildings | Standard | FALSE | [9 empty] | 42276 |  |  | NotYetVerified |  | 3 | 25487.256 | 118.6221 | 214.8609 | 10.17 | 0.9816 | 5228.3193 | 83.4186
PVQSJ4VB | Peerless Electric Company Ltd. | AP4-HB | AP4-HB-4-200-50K-ACF-xxx-xx-347-SD | Indoor Luminaires | High-Bay | High-Bay Luminaires for Commercial and Industrial Buildings | Standard | FALSE | [9 empty] | 42276 |  |  | NotYetVerified |  | 3 | 21103.836 | 118.1148 | 178.6723 | 10.17 | 0.9816 | 5228.3193 | 83.4186
PQKVESXY | Peerless Electric Company Ltd. | AP4-HB | AP4-HB-4-150-50K-ACF-xxx-xx-347-SD | Indoor Luminaires | High-Bay | High-Bay Luminaires for Commercial and Industrial Buildings | Standard | FALSE | [9 empty] | 42276 |  |  | NotYetVerified |  | 3 | 15624.563 | 117.4805 | 132.997 | 10.17 | 0.9816 | 5228.3193 | 83.4186
PNMJAXXG | Peerless Electric Company Ltd. | AP4-HB | AP4-HB-4-120-50K-ACF-xxx-xx-347-SD | Indoor Luminaires | High-Bay | High-Bay Luminaires for Commercial and Industrial Buildings | Standard | FALSE | [9 empty] | 42276 |  |  | NotYetVerified |  | 3 | 12603 | 119 | 105.9076 | 10.17 | 0.9816 | 5228.3193 | 83.4186
PTB5BVEU | Peerless Electric Company Ltd. | AP4-HB | AP4-HB-4-240-50K-ACF-xxx-xx-MV-SD | Indoor Luminaires | High-Bay | High-Bay Luminaires for Commercial and Industrial Buildings | Standard | FALSE | [9 empty] | 42276 |  |  | NotYetVerified |  | 3 | 25487.256 | 118.6221 | 214.8609 | 6.25 | 0.99823 | 5228.3193 | 83.4186
PQED44SX | Peerless Electric Company Ltd. | AP4-HB | AP4-HB-4-150-50K-ACF-xxx-xx-MV-SD | Indoor Luminaires | High-Bay | High-Bay Luminaires for Commercial and Industrial Buildings | Standard | FALSE | [9 empty] | 42276 |  |  | NotYetVerified |  | 3 | 15624.563 | 117.4805 | 132.997 | 6.25 | 0.99823 | 5228.3193 | 83.4186
PG5ABNYB | Peerless Electric Company Ltd. | AP4-HB | AP4-HB-4-120-50K-ACF-xxx-xx-MV-SD | Indoor Luminaires | High-Bay | High-Bay Luminaires for Commercial and Industrial Buildings | Standard | FALSE | [9 empty] | 42276 |  |  | NotYetVerified |  | 3 | 12337 | 117.1 | 105.3544 | 6.25 | 0.99823 | 5228.3193 | 83.4186
PW6RWH9V | Peerless Electric Company Ltd. | AP4-HB | AP4-HB-4-240-50K-ACF-xxx-xx-347 | Indoor Luminaires | High-Bay | High-Bay Luminaires for Commercial and Industrial Buildings | Standard | FALSE | [9 empty] | 42276 |  |  | NotYetVerified |  | 3 | 25487.256 | 118.6221 | 214.8609 | 10.17 | 0.9816 | 5228.3193 | 83.4186
PA93QCC1 | Peerless Electric Company Ltd. | AP4-HB | AP4-HB-4-200-50K-ACF-xxx-xx-347 | Indoor Luminaires | High-Bay | High-Bay Luminaires for Commercial and Industrial Buildings | Standard | FALSE | [9 empty] | 42276 |  |  | NotYetVerified |  | 3 | 21103.836 | 118.1148 | 178.6723 | 10.17 | 0.9816 | 5228.3193 | 83.4186
P5P266B5 | Peerless Electric Company Ltd. | AP4-HB | AP4-HB-4-150-50K-ACF-xxx-xx-347 | Indoor Luminaires | High-Bay | High-Bay Luminaires for Commercial and Industrial Buildings | Standard | FALSE | [9 empty] | 42276 |  |  | NotYetVerified |  | 3 | 15624.563 | 117.4805 | 132.997 | 10.17 | 0.9816 | 5228.3193 | 83.4186
PS9Q4ESR | Peerless Electric Company Ltd. | AP4-HB | AP4-HB-4-120-50K-ACF-xxx-xx-347 | Indoor Luminaires | High-Bay | High-Bay Luminaires for Commercial and Industrial Buildings | Standard | FALSE | [9 empty] | 42276 |  |  | NotYetVerified |  | 3 | 12603 | 119 | 105.9076 | 10.17 | 0.9816 | 5228.3193 | 83.4186
PR8JTFVB | Peerless Electric Company Ltd. | AP4-HB | AP4-HB-4-240-50K-ACF-xxx-xx-MV | Indoor Luminaires | High-Bay | High-Bay Luminaires for Commercial and Industrial Buildings | Standard | FALSE | [9 empty] | 42276 |  |  | NotYetVerified |  | 3 | 25487.256 | 118.6221 | 214.8609 | 6.25 | 0.99823 | 5228.3193 | 83.4186
PHREVRSN | Peerless Electric Company Ltd. | AP4-HB | AP4-HB-4-150-50K-ACF-xxx-xx-MV | Indoor Luminaires | High-Bay | High-Bay Luminaires for Commercial and Industrial Buildings | Standard | FALSE | [9 empty] | 42276 |  |  | NotYetVerified |  | 3 | 15624.563 | 117.4805 | 132.997 | 6.25 | 0.99823 | 5228.3193 | 83.4186
PEHACX69 | Peerless Electric Company Ltd. | AP4-HB | AP4-HB-4-120-50K-ACF-xxx-xx-MV | Indoor Luminaires | High-Bay | High-Bay Luminaires for Commercial and Industrial Buildings | Standard | FALSE | [9 empty] | 42276 |  |  | NotYetVerified |  | 3 | 12337 | 117.1 | 105.3544 | 6.25 | 0.99823 | 5228.3193 | 83.4186
PGYZ48MX | Peerless Electric Company Ltd. | AP4-HB | AP4-HB-4-240-50K-ACF-xxx-xx-347-D1 | Indoor Luminaires | High-Bay | High-Bay Luminaires for Commercial and Industrial Buildings | Standard | FALSE | [9 empty] | 42276 |  |  | NotYetVerified |  | 3 | 25487.256 | 118.6221 | 214.8609 | 10.17 | 0.9816 | 5228.3193 | 83.4186
PBY46DDG | Peerless Electric Company Ltd. | AP4-HB | AP4-HB-4-200-50K-ACF-xxx-xx-347-D1 | Indoor Luminaires | High-Bay | High-Bay Luminaires for Commercial and Industrial Buildings | Standard | FALSE | [9 empty] | 42276 |  |  | NotYetVerified |  | 3 | 21103.836 | 118.1148 | 178.6723 | 10.17 | 0.9816 | 5228.3193 | 83.4186
P5WYKPSB | Peerless Electric Company Ltd. | AP4-HB | AP4-HB-4-150-50K-ACF-xxx-xx-347-D1 | Indoor Luminaires | High-Bay | High-Bay Luminaires for Commercial and Industrial Buildings | Standard | FALSE | [9 empty] | 42276 |  |  | NotYetVerified |  | 3 | 15624.563 | 117.4805 | 132.997 | 10.17 | 0.9816 | 5228.3193 | 83.4186
PP18CXV2 | Peerless Electric Company Ltd. | AP4-HB | AP4-HB-4-120-50K-ACF-xxx-xx-347-D1 | Indoor Luminaires | High-Bay | High-Bay Luminaires for Commercial and Industrial Buildings | Standard | FALSE | [9 empty] | 42276 |  |  | NotYetVerified |  | 3 | 12603 | 119 | 105.9076 | 10.17 | 0.9816 | 5228.3193 | 83.4186
PQUR3452 | Peerless Electric Company Ltd. | AP4-HB | AP4-HB-4-240-50K-ACF-xxx-xx-MV-D1 | Indoor Luminaires | High-Bay | High-Bay Luminaires for Commercial and Industrial Buildings | Standard | FALSE | [9 empty] | 42276 |  |  | NotYetVerified |  | 3 | 25487.256 | 118.6221 | 214.8609 | 6.25 | 0.99823 | 5228.3193 | 83.4186
PYZEKZ5Z | Peerless Electric Company Ltd. | AP4-HB | AP4-HB-4-150-50K-ACF-xxx-xx-MV-D1 | Indoor Luminaires | High-Bay | High-Bay Luminaires for Commercial and Industrial Buildings | Standard | FALSE | [9 empty] | 42276 |  |  | NotYetVerified |  | 3 | 15624.563 | 117.4805 | 132.997 | 6.25 | 0.99823 | 5228.3193 | 83.4186
PRP714TZ | Peerless Electric Company Ltd. | AP4-HB | AP4-HB-4-120-50K-ACF-xxx-xx-MV-D1 | Indoor Luminaires | High-Bay | High-Bay Luminaires for Commercial and Industrial Buildings | Standard | FALSE | [9 empty] | 42276 |  |  | NotYetVerified |  | 3 | 12337 | 117.1 | 105.3544 | 6.25 | 0.99823 | 5228.3193 | 83.4186
PVM5RPPC | Peerless Electric Company Ltd. | AP4-HB | AP4-HB-4-240-50K-ACF-xxx-xx-347-D10 | Indoor Luminaires | High-Bay | High-Bay Luminaires for Commercial and Industrial Buildings | Standard | FALSE | [9 empty] | 42276 |  |  | NotYetVerified |  | 3 | 25487.256 | 118.6221 | 214.8609 | 10.17 | 0.9816 | 5228.3193 | 83.4186
P4W1BEHN | Peerless Electric Company Ltd. | AP4-HB | AP4-HB-4-200-50K-ACF-xxx-xx-347-D10 | Indoor Luminaires | High-Bay | High-Bay Luminaires for Commercial and Industrial Buildings | Standard | FALSE | [9 empty] | 42276 |  |  | NotYetVerified |  | 3 | 21103.836 | 118.1148 | 178.6723 | 10.17 | 0.9816 | 5228.3193 | 83.4186
P4YNG3TM | Peerless Electric Company Ltd. | AP4-HB | AP4-HB-4-150-50K-ACF-xxx-xx-347-D10 | Indoor Luminaires | High-Bay | High-Bay Luminaires for Commercial and Industrial Buildings | Standard | FALSE | [9 empty] | 42276 |  |  | NotYetVerified |  | 3 | 15624.563 | 117.4805 | 132.997 | 10.17 | 0.9816 | 5228.3193 | 83.4186
P9R5TJX4 | Peerless Electric Company Ltd. | AP4-HB | AP4-HB-4-120-50K-ACF-xxx-xx-347-D10 | Indoor Luminaires | High-Bay | High-Bay Luminaires for Commercial and Industrial Buildings | Standard | FALSE | [9 empty] | 42276 |  |  | NotYetVerified |  | 3 | 12603 | 119 | 105.9076 | 10.17 | 0.9816 | 5228.3193 | 83.4186
P2N5THSR | Peerless Electric Company Ltd. | AP4-HB | AP4-HB-4-240-50K-ACF-xxx-xx-MV-D10 | Indoor Luminaires | High-Bay | High-Bay Luminaires for Commercial and Industrial Buildings | Standard | FALSE | [9 empty] | 42276 |  |  | NotYetVerified |  | 3 | 25487.256 | 118.6221 | 214.8609 | 6.25 | 0.99823 | 5228.3193 | 83.4186
PQ6ZFMX7 | Peerless Electric Company Ltd. | AP4-HB | AP4-HB-4-150-50K-ACF-xxx-xx-MV-D10 | Indoor Luminaires | High-Bay | High-Bay Luminaires for Commercial and Industrial Buildings | Standard | FALSE | [9 empty] | 42276 |  |  | NotYetVerified |  | 3 | 15624.563 | 117.4805 | 132.997 | 6.25 | 0.99823 | 5228.3193 | 83.4186
PNQEFNSW | Peerless Electric Company Ltd. | AP4-HB | AP4-HB-4-120-50K-ACF-xxx-xx-MV-D10 | Indoor Luminaires | High-Bay | High-Bay Luminaires for Commercial and Industrial Buildings | Standard | FALSE | [9 empty] | 42276 |  |  | NotYetVerified |  | 3 | 12337 | 117.1 | 105.3544 | 6.25 | 0.99823 | 5228.3193 | 83.4186
PK4HARA7 | Peerless Electric Company Ltd. | AP4-HB | AP4-HB-4-240-40K-AC-xxx-xx-347-SD | Indoor Luminaires | High-Bay | High-Bay Luminaires for Commercial and Industrial Buildings | Standard | FALSE | [9 empty] | 42276 |  |  | NotYetVerified |  | 3 | 25417 | 120.2 | 211.4559 | 10.17 | 0.9816 | 4061 | 84.19
PT48HFPE | Peerless Electric Company Ltd. | AP4-HB | AP4-HB-4-200-40K-AC-xxx-xx-347-SD | Indoor Luminaires | High-Bay | High-Bay Luminaires for Commercial and Industrial Buildings | Standard | FALSE | [9 empty] | 42276 |  |  | NotYetVerified |  | 3 | 21113.754 | 120.4756 | 175.2533 | 10.17 | 0.9816 | 4061 | 84.19
P68WZ46W | Peerless Electric Company Ltd. | AP4-HB | AP4-HB-4-150-40K-AC-xxx-xx-347-SD | Indoor Luminaires | High-Bay | High-Bay Luminaires for Commercial and Industrial Buildings | Standard | FALSE | [9 empty] | 42276 |  |  | NotYetVerified |  | 3 | 15734.695 | 120.8201 | 130.2324 | 10.17 | 0.9816 | 4061 | 84.19
PAGGXNRD | Peerless Electric Company Ltd. | AP4-HB | AP4-HB-4-120-40K-AC-xxx-xx-347-SD | Indoor Luminaires | High-Bay | High-Bay Luminaires for Commercial and Industrial Buildings | Standard | FALSE | [9 empty] | 42276 |  |  | NotYetVerified |  | 3 | 12776.932 | 122.9905 | 103.8855 | 10.17 | 0.9816 | 4061 | 84.19
PXQUQE67 | Peerless Electric Company Ltd. | AP4-HB | AP4-HB-4-240-40K-AC-xxx-xx-MV-SD | Indoor Luminaires | High-Bay | High-Bay Luminaires for Commercial and Industrial Buildings | Standard | FALSE | [9 empty] | 42276 |  |  | NotYetVerified |  | 3 | 25417 | 120.2 | 211.48 | 6.25 | 0.9983 | 4061 | 84.19
P84199EV | Peerless Electric Company Ltd. | AP4-HB | AP4-HB-4-200-40K-AC-xxx-xx-MV-SD | Indoor Luminaires | High-Bay | High-Bay Luminaires for Commercial and Industrial Buildings | Standard | FALSE | [9 empty] | 42276 |  |  | NotYetVerified |  | 3 | 21113.754 | 120.4756 | 175.2533 | 6.25 | 0.99823 | 4061 | 84.19
PCC7U4S3 | Peerless Electric Company Ltd. | AP4-HB | AP4-HB-4-150-40K-AC-xxx-xx-MV-SD | Indoor Luminaires | High-Bay | High-Bay Luminaires for Commercial and Industrial Buildings | Standard | FALSE | [9 empty] | 42276 |  |  | NotYetVerified |  | 3 | 15734.695 | 120.8201 | 130.2324 | 6.25 | 0.99823 | 4061 | 84.19
P3YQUS5H | Peerless Electric Company Ltd. | AP4-HB | AP4-HB-4-120-40K-AC-xxx-xx-MV-SD | Indoor Luminaires | High-Bay | High-Bay Luminaires for Commercial and Industrial Buildings | Standard | FALSE | [9 empty] | 42276 |  |  | NotYetVerified |  | 3 | 12507.261 | 121.0268 | 103.3429 | 6.25 | 0.9984 | 4061 | 84.19
P4121RAX | Peerless Electric Company Ltd. | AP4-HB | AP4-HB-4-240-40K-AC-xxx-xx-347 | Indoor Luminaires | High-Bay | High-Bay Luminaires for Commercial and Industrial Buildings | Standard | FALSE | [9 empty] | 42276 |  |  | NotYetVerified |  | 3 | 25417 | 120.2 | 211.4559 | 10.17 | 0.9816 | 4061 | 84.19
PXQXGW5F | Peerless Electric Company Ltd. | AP4-HB | AP4-HB-4-200-40K-AC-xxx-xx-347 | Indoor Luminaires | High-Bay | High-Bay Luminaires for Commercial and Industrial Buildings | Standard | FALSE | [9 empty] | 42276 |  |  | NotYetVerified |  | 3 | 21113.754 | 120.4756 | 175.2533 | 10.17 | 0.9816 | 4061 | 84.19
P1XTSX41 | Peerless Electric Company Ltd. | AP4-HB | AP4-HB-4-150-40K-AC-xxx-xx-347 | Indoor Luminaires | High-Bay | High-Bay Luminaires for Commercial and Industrial Buildings | Standard | FALSE | [9 empty] | 42276 |  |  | NotYetVerified |  | 3 | 15734.695 | 120.8201 | 130.2324 | 10.17 | 0.9816 | 4061 | 84.19
P51BNWEK | Peerless Electric Company Ltd. | AP4-HB | AP4-HB-4-120-40K-AC-xxx-xx-347 | Indoor Luminaires | High-Bay | High-Bay Luminaires for Commercial and Industrial Buildings | Standard | FALSE | [9 empty] | 42276 |  |  | NotYetVerified |  | 3 | 12776.932 | 122.9905 | 103.8855 | 10.17 | 0.9816 | 4061 | 84.19
P63NUCYG | Peerless Electric Company Ltd. | AP4-HB | AP4-HB-4-240-40K-AC-xxx-xx-MV | Indoor Luminaires | High-Bay | High-Bay Luminaires for Commercial and Industrial Buildings | Standard | FALSE | [9 empty] | 42276 |  |  | NotYetVerified |  | 3 | 25417 | 120.2 | 211.48 | 6.25 | 0.9983 | 4061 | 84.19
P8SXXW7S | Peerless Electric Company Ltd. | AP4-HB | AP4-HB-4-200-40K-AC-xxx-xx-MV | Indoor Luminaires | High-Bay | High-Bay Luminaires for Commercial and Industrial Buildings | Standard | FALSE | [9 empty] | 42276 |  |  | NotYetVerified |  | 3 | 21113.754 | 120.4756 | 175.2533 | 6.25 | 0.99823 | 4061 | 84.19
PCPWGDCJ | Peerless Electric Company Ltd. | AP4-HB | AP4-HB-4-150-40K-AC-xxx-xx-MV | Indoor Luminaires | High-Bay | High-Bay Luminaires for Commercial and Industrial Buildings | Standard | FALSE | [9 empty] | 42276 |  |  | NotYetVerified |  | 3 | 15734.695 | 120.8201 | 130.2324 | 6.25 | 0.99823 | 4061 | 84.19
PE7ARRKX | Peerless Electric Company Ltd. | AP4-HB | AP4-HB-4-120-40K-AC-xxx-xx-MV | Indoor Luminaires | High-Bay | High-Bay Luminaires for Commercial and Industrial Buildings | Standard | FALSE | [9 empty] | 42276 |  |  | NotYetVerified |  | 3 | 12507.261 | 121.0268 | 103.3429 | 6.25 | 0.9984 | 4061 | 84.19
P9BE8EYD | Peerless Electric Company Ltd. | AP4-HB | AP4-HB-4-240-40K-AC-xxx-xx-347-D1 | Indoor Luminaires | High-Bay | High-Bay Luminaires for Commercial and Industrial Buildings | Standard | FALSE | [9 empty] | 42276 |  |  | NotYetVerified |  | 3 | 25417 | 120.2 | 211.4559 | 10.17 | 0.9816 | 4061 | 84.19
PFQDK6S6 | Peerless Electric Company Ltd. | AP4-HB | AP4-HB-4-200-40K-AC-xxx-xx-347-D1 | Indoor Luminaires | High-Bay | High-Bay Luminaires for Commercial and Industrial Buildings | Standard | FALSE | [9 empty] | 42276 |  |  | NotYetVerified |  | 3 | 21113.754 | 120.4756 | 175.2533 | 10.17 | 0.9816 | 4061 | 84.19
PZQP8VKE | Peerless Electric Company Ltd. | AP4-HB | AP4-HB-4-150-40K-AC-xxx-xx-347-D1 | Indoor Luminaires | High-Bay | High-Bay Luminaires for Commercial and Industrial Buildings | Standard | FALSE | [9 empty] | 42276 |  |  | NotYetVerified |  | 3 | 15734.695 | 120.8201 | 130.2324 | 10.17 | 0.9816 | 4061 | 84.19
PDQNRWFC | Peerless Electric Company Ltd. | AP4-HB | AP4-HB-4-120-40K-AC-xxx-xx-347-D1 | Indoor Luminaires | High-Bay | High-Bay Luminaires for Commercial and Industrial Buildings | Standard | FALSE | [9 empty] | 42276 |  |  | NotYetVerified |  | 3 | 12776.932 | 122.9905 | 103.8855 | 10.17 | 0.9816 | 4061 | 84.19
PPHK7J7Y | Peerless Electric Company Ltd. | AP4-HB | AP4-HB-4-240-40K-AC-xxx-xx-MV-D1 | Indoor Luminaires | High-Bay | High-Bay Luminaires for Commercial and Industrial Buildings | Standard | FALSE | [9 empty] | 42276 |  |  | NotYetVerified |  | 3 | 25417 | 120.2 | 211.48 | 6.25 | 0.9983 | 4061 | 84.19
P9WHRFGZ | Peerless Electric Company Ltd. | AP4-HB | AP4-HB-4-200-40K-AC-xxx-xx-MV-D1 | Indoor Luminaires | High-Bay | High-Bay Luminaires for Commercial and Industrial Buildings | Standard | FALSE | [9 empty] | 42276 |  |  | NotYetVerified |  | 3 | 21113.754 | 120.4756 | 175.2533 | 6.25 | 0.99823 | 4061 | 84.19
PZY2TFB7 | Peerless Electric Company Ltd. | AP4-HB | AP4-HB-4-150-40K-AC-xxx-xx-MV-D1 | Indoor Luminaires | High-Bay | High-Bay Luminaires for Commercial and Industrial Buildings | Standard | FALSE | [9 empty] | 42276 |  |  | NotYetVerified |  | 3 | 15734.695 | 120.8201 | 130.2324 | 6.25 | 0.99823 | 4061 | 84.19
PA3MVHDF | Peerless Electric Company Ltd. | AP4-HB | AP4-HB-4-120-40K-AC-xxx-xx-MV-D1 | Indoor Luminaires | High-Bay | High-Bay Luminaires for Commercial and Industrial Buildings | Standard | FALSE | [9 empty] | 42276 |  |  | NotYetVerified |  | 3 | 12507.261 | 121.0268 | 103.3429 | 6.25 | 0.9984 | 4061 | 84.19
PSU1SQ21 | Peerless Electric Company Ltd. | AP4-HB | AP4-HB-4-240-40K-AC-xxx-xx-347-D10 | Indoor Luminaires | High-Bay | High-Bay Luminaires for Commercial and Industrial Buildings | Standard | FALSE | [9 empty] | 42276 |  |  | NotYetVerified |  | 3 | 25417 | 120.2 | 211.4559 | 10.17 | 0.9816 | 4061 | 84.19
PV6X3JWW | Peerless Electric Company Ltd. | AP4-HB | AP4-HB-4-200-40K-AC-xxx-xx-347-D10 | Indoor Luminaires | High-Bay | High-Bay Luminaires for Commercial and Industrial Buildings | Standard | FALSE | [9 empty] | 42276 |  |  | NotYetVerified |  | 3 | 21113.754 | 120.4756 | 175.2533 | 10.17 | 0.9816 | 4061 | 84.19
P4YX8G6R | Peerless Electric Company Ltd. | AP4-HB | AP4-HB-4-150-40K-AC-xxx-xx-347-D10 | Indoor Luminaires | High-Bay | High-Bay Luminaires for Commercial and Industrial Buildings | Standard | FALSE | [9 empty] | 42276 |  |  | NotYetVerified |  | 3 | 15734.695 | 120.8201 | 130.2324 | 10.17 | 0.9816 | 4061 | 84.19
P6KUFH41 | Peerless Electric Company Ltd. | AP4-HB | AP4-HB-4-120-40K-AC-xxx-xx-347-D10 | Indoor Luminaires | High-Bay | High-Bay Luminaires for Commercial and Industrial Buildings | Standard | FALSE | [9 empty] | 42276 |  |  | NotYetVerified |  | 3 | 12776.932 | 122.9905 | 103.8855 | 10.17 | 0.9816 | 4061 | 84.19
PB8ZVPXH | Peerless Electric Company Ltd. | AP4-HB | AP4-HB-4-240-40K-AC-xxx-xx-MV-D10 | Indoor Luminaires | High-Bay | High-Bay Luminaires for Commercial and Industrial Buildings | Standard | FALSE | [9 empty] | 42276 |  |  | NotYetVerified |  | 3 | 25417 | 120.2 | 211.48 | 6.25 | 0.9983 | 4061 | 84.19
P8HZ2GRS | Peerless Electric Company Ltd. | AP4-HB | AP4-HB-4-200-40K-AC-xxx-xx-MV-D10 | Indoor Luminaires | High-Bay | High-Bay Luminaires for Commercial and Industrial Buildings | Standard | FALSE | [9 empty] | 42276 |  |  | NotYetVerified |  | 3 | 21113.754 | 120.4756 | 175.2533 | 6.25 | 0.99823 | 4061 | 84.19
P2486C5N | Peerless Electric Company Ltd. | AP4-HB | AP4-HB-4-150-40K-AC-xxx-xx-MV-D10 | Indoor Luminaires | High-Bay | High-Bay Luminaires for Commercial and Industrial Buildings | Standard | FALSE | [9 empty] | 42276 |  |  | NotYetVerified |  | 3 | 15734.695 | 120.8201 | 130.2324 | 6.25 | 0.99823 | 4061 | 84.19
PJWZVSFS | Peerless Electric Company Ltd. | AP4-HB | AP4-HB-4-120-40K-AC-xxx-xx-MV-D10 | Indoor Luminaires | High-Bay | High-Bay Luminaires for Commercial and Industrial Buildings | Standard | FALSE | [9 empty] | 42276 |  |  | NotYetVerified |  | 3 | 12507.261 | 121.0268 | 103.3429 | 6.25 | 0.9984 | 4061 | 84.19
PXR67U4U | Peerless Electric Company Ltd. | AP4-HB | AP4-HB-4-120-40K-ACF-xxx-xx-347-SD | Indoor Luminaires | High-Bay | High-Bay Luminaires for Commercial and Industrial Buildings | Standard | FALSE | [9 empty] | 42276 |  |  | NotYetVerified |  | 3 | 12603 | 119 | 105.95 | 10.17 | 0.9816 | 4049 | 84.37
P1AU8CQS | Peerless Electric Company Ltd. | AP4-HB | AP4-HB-4-120-40K-ACF-xxx-xx-347 | Indoor Luminaires | High-Bay | High-Bay Luminaires for Commercial and Industrial Buildings | Standard | FALSE | [9 empty] | 42276 |  |  | NotYetVerified |  | 3 | 12603 | 119 | 105.95 | 10.17 | 0.9816 | 4049 | 84.37
PF1HVU34 | Peerless Electric Company Ltd. | AP4-HB | AP4-HB-4-120-40K-ACF-xxx-xx-347-D1 | Indoor Luminaires | High-Bay | High-Bay Luminaires for Commercial and Industrial Buildings | Standard | FALSE | [9 empty] | 42276 |  |  | NotYetVerified |  | 3 | 12603 | 119 | 105.95 | 10.17 | 0.9816 | 4049 | 84.37
PB9HSFF8 | Peerless Electric Company Ltd. | AP4-HB | AP4-HB-4-120-40K-ACF-xxx-xx-347-D10 | Indoor Luminaires | High-Bay | High-Bay Luminaires for Commercial and Industrial Buildings | Standard | FALSE | [9 empty] | 42276 |  |  | NotYetVerified |  | 3 | 12603 | 119 | 105.95 | 10.17 | 0.9816 | 4049 | 84.37
P6EZ3ZTG | Peerless Electric Company Ltd. | AP4-HB | AP4-HB-4-240-40K-ACF-xxx-xx-347-SD | Indoor Luminaires | High-Bay | High-Bay Luminaires for Commercial and Industrial Buildings | Standard | FALSE | [9 empty] | 42276 |  |  | NotYetVerified |  | 3 | 25071 | 116.3 | 215.5718 | 10.17 | 0.9816 | 4045 | 84.32
PYAVMH7F | Peerless Electric Company Ltd. | AP4-HB | AP4-HB-4-200-40K-ACF-xxx-xx-347-SD | Indoor Luminaires | High-Bay | High-Bay Luminaires for Commercial and Industrial Buildings | Standard | FALSE | [9 empty] | 42276 |  |  | NotYetVerified |  | 3 | 20826.334 | 116.5667 | 178.6646 | 10.17 | 0.9816 | 4045 | 84.32
PJ83EZUC | Peerless Electric Company Ltd. | AP4-HB | AP4-HB-4-150-40K-ACF-xxx-xx-347-SD | Indoor Luminaires | High-Bay | High-Bay Luminaires for Commercial and Industrial Buildings | Standard | FALSE | [9 empty] | 42276 |  |  | NotYetVerified |  | 3 | 15520.5 | 116.9 | 132.7673 | 10.17 | 0.9816 | 4045 | 84.32
PQ8D96ST | Peerless Electric Company Ltd. | AP4-HB | AP4-HB-4-240-40K-ACF-xxx-xx-MV-SD | Indoor Luminaires | High-Bay | High-Bay Luminaires for Commercial and Industrial Buildings | Standard | FALSE | [9 empty] | 42276 |  |  | NotYetVerified |  | 3 | 25071 | 116.3 | 215.57 | 6.25 | 0.9982 | 4045 | 84.32
PK68QTEV | Peerless Electric Company Ltd. | AP4-HB | AP4-HB-4-150-40K-ACF-xxx-xx-MV-SD | Indoor Luminaires | High-Bay | High-Bay Luminaires for Commercial and Industrial Buildings | Standard | FALSE | [9 empty] | 42276 |  |  | NotYetVerified |  | 3 | 15520.5 | 116.9 | 132.7673 | 6.25 | 0.99823 | 4045 | 84.32
PH6U616U | Peerless Electric Company Ltd. | AP4-HB | AP4-HB-4-120-40K-ACF-xxx-xx-MV-SD | Indoor Luminaires | High-Bay | High-Bay Luminaires for Commercial and Industrial Buildings | Standard | FALSE | [9 empty] | 42276 |  |  | NotYetVerified |  | 3 | 12337 | 117.1 | 105.32 | 4.98 | 0.9984 | 4045 | 84.32
PGM4ACZK | Peerless Electric Company Ltd. | AP4-HB | AP4-HB-4-240-40K-ACF-xxx-xx-347 | Indoor Luminaires | High-Bay | High-Bay Luminaires for Commercial and Industrial Buildings | Standard | FALSE | [9 empty] | 42276 |  |  | NotYetVerified |  | 3 | 25071 | 116.3 | 215.5718 | 10.17 | 0.9816 | 4045 | 84.32
PJ1V1368 | Peerless Electric Company Ltd. | AP4-HB | AP4-HB-4-200-40K-ACF-xxx-xx-347 | Indoor Luminaires | High-Bay | High-Bay Luminaires for Commercial and Industrial Buildings | Standard | FALSE | [9 empty] | 42276 |  |  | NotYetVerified |  | 3 | 20826.334 | 116.5667 | 178.6646 | 10.17 | 0.9816 | 4045 | 84.32
PBSE6CQX | Peerless Electric Company Ltd. | AP4-HB | AP4-HB-4-150-40K-ACF-xxx-xx-347 | Indoor Luminaires | High-Bay | High-Bay Luminaires for Commercial and Industrial Buildings | Standard | FALSE | [9 empty] | 42276 |  |  | NotYetVerified |  | 3 | 15520.5 | 116.9 | 132.7673 | 10.17 | 0.9816 | 4045 | 84.32
PWMQZ59C | Peerless Electric Company Ltd. | AP4-HB | AP4-HB-4-240-40K-ACF-xxx-xx-MV | Indoor Luminaires | High-Bay | High-Bay Luminaires for Commercial and Industrial Buildings | Standard | FALSE | [9 empty] | 42276 |  |  | NotYetVerified |  | 3 | 25071 | 116.3 | 215.57 | 6.25 | 0.9982 | 4045 | 84.32
P5EBCHWQ | Peerless Electric Company Ltd. | AP4-HB | AP4-HB-4-150-40K-ACF-xxx-xx-MV | Indoor Luminaires | High-Bay | High-Bay Luminaires for Commercial and Industrial Buildings | Standard | FALSE | [9 empty] | 42276 |  |  | NotYetVerified |  | 3 | 15520.5 | 116.9 | 132.7673 | 6.25 | 0.99823 | 4045 | 84.32
PPXHJRSN | Peerless Electric Company Ltd. | AP4-HB | AP4-HB-4-120-40K-ACF-xxx-xx-MV | Indoor Luminaires | High-Bay | High-Bay Luminaires for Commercial and Industrial Buildings | Standard | FALSE | [9 empty] | 42276 |  |  | NotYetVerified |  | 3 | 12337 | 117.1 | 105.32 | 4.98 | 0.9984 | 4045 | 84.32
P8NCEREV | Peerless Electric Company Ltd. | AP4-HB | AP4-HB-4-240-40K-ACF-xxx-xx-347-D1 | Indoor Luminaires | High-Bay | High-Bay Luminaires for Commercial and Industrial Buildings | Standard | FALSE | [9 empty] | 42276 |  |  | NotYetVerified |  | 3 | 25071 | 116.3 | 215.5718 | 10.17 | 0.9816 | 4045 | 84.32
P31YG4CZ | Peerless Electric Company Ltd. | AP4-HB | AP4-HB-4-200-40K-ACF-xxx-xx-347-D1 | Indoor Luminaires | High-Bay | High-Bay Luminaires for Commercial and Industrial Buildings | Standard | FALSE | [9 empty] | 42276 |  |  | NotYetVerified |  | 3 | 20826.334 | 116.5667 | 178.6646 | 10.17 | 0.9816 | 4045 | 84.32
P2D8XZSM | Peerless Electric Company Ltd. | AP4-HB | AP4-HB-4-150-40K-ACF-xxx-xx-347-D1 | Indoor Luminaires | High-Bay | High-Bay Luminaires for Commercial and Industrial Buildings | Standard | FALSE | [9 empty] | 42276 |  |  | NotYetVerified |  | 3 | 15520.5 | 116.9 | 132.7673 | 10.17 | 0.9816 | 4045 | 84.32
PC5MPNGK | Peerless Electric Company Ltd. | AP4-HB | AP4-HB-4-150-40K-ACF-xxx-xx-MV-D1 | Indoor Luminaires | High-Bay | High-Bay Luminaires for Commercial and Industrial Buildings | Standard | FALSE | [9 empty] | 42276 |  |  | NotYetVerified |  | 3 | 15520.5 | 116.9 | 132.7673 | 6.25 | 0.99823 | 4045 | 84.32
PTYMKV2H | Peerless Electric Company Ltd. | AP4-HB | AP4-HB-4-240-40K-ACF-xxx-xx-347-D10 | Indoor Luminaires | High-Bay | High-Bay Luminaires for Commercial and Industrial Buildings | Standard | FALSE | [9 empty] | 42276 |  |  | NotYetVerified |  | 3 | 25071 | 116.3 | 215.5718 | 10.17 | 0.9816 | 4045 | 84.32
PAK1PNDK | Peerless Electric Company Ltd. | AP4-HB | AP4-HB-4-200-40K-ACF-xxx-xx-347-D10 | Indoor Luminaires | High-Bay | High-Bay Luminaires for Commercial and Industrial Buildings | Standard | FALSE | [9 empty] | 42276 |  |  | NotYetVerified |  | 3 | 20826.334 | 116.5667 | 178.6646 | 10.17 | 0.9816 | 4045 | 84.32
P44H4Q8Z | Peerless Electric Company Ltd. | AP4-HB | AP4-HB-4-150-40K-ACF-xxx-xx-347-D10 | Indoor Luminaires | High-Bay | High-Bay Luminaires for Commercial and Industrial Buildings | Standard | FALSE | [9 empty] | 42276 |  |  | NotYetVerified |  | 3 | 15520.5 | 116.9 | 132.7673 | 10.17 | 0.9816 | 4045 | 84.32
PGF9EHVR | Peerless Electric Company Ltd. | AP4-HB | AP4-HB-4-240-40K-ACF-xxx-xx-MV-D10 | Indoor Luminaires | High-Bay | High-Bay Luminaires for Commercial and Industrial Buildings | Standard | FALSE | [9 empty] | 42276 |  |  | NotYetVerified |  | 3 | 25071 | 116.3 | 215.57 | 6.25 | 0.9982 | 4045 | 84.32
PKXGEB4M | Peerless Electric Company Ltd. | AP4-HB | AP4-HB-4-150-40K-ACF-xxx-xx-MV-D10 | Indoor Luminaires | High-Bay | High-Bay Luminaires for Commercial and Industrial Buildings | Standard | FALSE | [9 empty] | 42276 |  |  | NotYetVerified |  | 3 | 15520.5 | 116.9 | 132.7673 | 6.25 | 0.99823 | 4045 | 84.32
PEPDJHRP | Peerless Electric Company Ltd. | AP4-HB | AP4-HB-4-120-40K-ACF-xxx-xx-MV-D10 | Indoor Luminaires | High-Bay | High-Bay Luminaires for Commercial and Industrial Buildings | Standard | FALSE | [9 empty] | 42276 |  |  | NotYetVerified |  | 3 | 12337 | 117.1 | 105.32 | 4.98 | 0.9984 | 4045 | 84.32
P1TEF23X | Lumax Lighting | Lumax Lighting | VWBTLED92L4K48-9FPR | Indoor Luminaires | High-Bay | Low-Bay Luminaires for Commercial and Industrial Buildings | Standard | FALSE | [9 empty] | 42276 |  |  | Yes |  | 3 | 9183 | 116.7 | 78.94 | 8.43 | 0.997 | 4125 | 84.6
PZGCJGRW | K-B Lighting Mfg.Co. Inc | K-B Lighting | LHB4-4-4x4000LM-50K-WHT-LENS | Indoor Luminaires | High-Bay | High-Bay Luminaires for Commercial and Industrial Buildings | Standard | FALSE | [9 empty] | 42276 |  |  | No |  | 3 | 12720 | 103 | 125 | 6.25 | 0.997 | 5000 | 80
PNUGP4YH | K-B Lighting Mfg.Co. Inc | K-B Lighting | LHB4-4-4x4000LM-50K-LENS | Indoor Luminaires | High-Bay | High-Bay Luminaires for Commercial and Industrial Buildings | Standard | FALSE | [9 empty] | 42276 |  |  | No |  | 3 | 12720 | 103 | 125 | 6.25 | 0.997 | 5000 | 80
PTZVC5B4 | K-B Lighting Mfg.Co. Inc | K-B Lighting | LHB6-4-6x4000LM-50K | Indoor Luminaires | High-Bay | High-Bay Luminaires for Commercial and Industrial Buildings | Standard | FALSE | [9 empty] | 42276 |  |  | No |  | 3 | 20985 | 112.6 | 187 | 6.14 | 0.997 | 5000 | 80
PX2B7A81 | K-B Lighting Mfg.Co. Inc | K-B Lighting | LHB6-4-6x4000LM-50K-WHT | Indoor Luminaires | High-Bay | High-Bay Luminaires for Commercial and Industrial Buildings | Standard | FALSE | [9 empty] | 42276 |  |  | No |  | 3 | 24120 | 113.9 | 188 | 6.06 | 0.997 | 5000 | 80
PTK64WRK | K-B Lighting Mfg.Co. Inc | K-B Lighting | LHB4-4-4x4000LM-50K-WHT | Indoor Luminaires | High-Bay | High-Bay Luminaires for Commercial and Industrial Buildings | Standard | FALSE | [9 empty] | 42276 |  |  | No |  | 3 | 14230 | 113.9 | 125 | 6.06 | 0.997 | 5000 | 80
PWS7SRA8 | K-B Lighting Mfg.Co. Inc | K-B Lighting | LHB6-4-6x4000LM-40K-WHT | Indoor Luminaires | High-Bay | High-Bay Luminaires for Commercial and Industrial Buildings | Standard | FALSE | [9 empty] | 42276 |  |  | No |  | 3 | 20310 | 107.6 | 189 | 11.3 | 0.976 | 4000 | 80
PF7W3TV4 | K-B Lighting Mfg.Co. Inc | K-B Lighting | LHB4-4-4x4000LM-40K-WHT | Indoor Luminaires | High-Bay | High-Bay Luminaires for Commercial and Industrial Buildings | Standard | FALSE | [9 empty] | 42276 |  |  | No |  | 3 | 13540 | 107.6 | 126 | 11.3 | 0.976 | 4000 | 80
PWQ3ZB8Z | K-B Lighting Mfg.Co. Inc | K-B Lighting | LHB4-4-4x4000LM-40K-LENS | Indoor Luminaires | High-Bay | High-Bay Luminaires for Commercial and Industrial Buildings | Standard | FALSE | [9 empty] | 42276 |  |  | No |  | 3 | 11380 | 91 | 125 | 6.15 | 0.997 | 4000 | 80
PU7Z59C9 | K-B Lighting Mfg.Co. Inc | K-B Lighting | LHB4-4-4x4000LM-40K-WHT-LENS | Indoor Luminaires | High-Bay | High-Bay Luminaires for Commercial and Industrial Buildings | Standard | FALSE | [9 empty] | 42276 |  |  | No |  | 3 | 11380 | 91 | 125 | 6.15 | 0.997 | 4000 | 80
PZWW3XPA | K-B Lighting Mfg.Co. Inc | K-B Lighting | LHB6-4-6x4000LM-40K | Indoor Luminaires | High-Bay | High-Bay Luminaires for Commercial and Industrial Buildings | Standard | FALSE | [9 empty] | 42276 |  |  | No |  | 3 | 19785 | 105.3 | 188 | 6.12 | 0.997 | 4000 | 80
P3RSBHXW | K-B Lighting Mfg.Co. Inc | K-B Lighting | LHB4-4-4x4000LM-40K | Indoor Luminaires | High-Bay | High-Bay Luminaires for Commercial and Industrial Buildings | Standard | FALSE | [9 empty] | 42276 |  |  | No |  | 3 | 13190 | 105.3 | 125 | 6.12 | 0.997 | 4000 | 80
PWZ96DU4 | K-B Lighting Mfg.Co. Inc | K-B Lighting | LHB6-4-6x4000LM-35K-WHT | Indoor Luminaires | High-Bay | High-Bay Luminaires for Commercial and Industrial Buildings | Standard | FALSE | [9 empty] | 42276 |  |  | No |  | 3 | 20310 | 107.6 | 189 | 11.3 | 0.976 | 3500 | 80
P6E92KEF | K-B Lighting Mfg.Co. Inc | K-B Lighting | LHB4-4-4x4000LM-35K-WHT | Indoor Luminaires | High-Bay | High-Bay Luminaires for Commercial and Industrial Buildings | Standard | FALSE | [9 empty] | 42276 |  |  | No |  | 3 | 13540 | 107.6 | 126 | 11.3 | 0.976 | 3500 | 80
PB837CJC | K-B Lighting Mfg.Co. Inc | K-B Lighting | LHB4-4-4x4000LM-35K-LENS | Indoor Luminaires | High-Bay | High-Bay Luminaires for Commercial and Industrial Buildings | Standard | FALSE | [9 empty] | 42276 |  |  | No |  | 3 | 11380 | 91 | 125 | 6.15 | 0.997 | 3500 | 80
P2HUT98B | K-B Lighting Mfg.Co. Inc | K-B Lighting | LHB4-4-4x4000LM-35K-WHT-LENS | Indoor Luminaires | High-Bay | High-Bay Luminaires for Commercial and Industrial Buildings | Standard | FALSE | [9 empty] | 42276 |  |  | No |  | 3 | 11380 | 91 | 125 | 6.15 | 0.997 | 3500 | 80
P6VKGJRY | K-B Lighting Mfg.Co. Inc | K-B Lighting | LHB6-4-6x4000LM-35K | Indoor Luminaires | High-Bay | High-Bay Luminaires for Commercial and Industrial Buildings | Standard | FALSE | [9 empty] | 42276 |  |  | No |  | 3 | 19785 | 105.3 | 188 | 6.12 | 0.997 | 3500 | 80
P2WC1P2Z | K-B Lighting Mfg.Co. Inc | K-B Lighting | LHB4-4-4x4000LM-35K | Indoor Luminaires | High-Bay | High-Bay Luminaires for Commercial and Industrial Buildings | Standard | FALSE | [9 empty] | 42276 |  |  | No |  | 3 | 13190 | 105.3 | 125 | 6.12 | 0.997 | 3500 | 80
PU3FHUWJ | K-B Lighting Mfg.Co. Inc | K-B Lighting | LHB6-4-6x4000LM-30K-WHT | Indoor Luminaires | High-Bay | High-Bay Luminaires for Commercial and Industrial Buildings | Standard | FALSE | [9 empty] | 42276 |  |  | No |  | 3 | 20310 | 107.6 | 189 | 11.3 | 0.976 | 3000 | 80
P1EZT52Y | K-B Lighting Mfg.Co. Inc | K-B Lighting | LHB4-4-4x4000LM-30K-WHT | Indoor Luminaires | High-Bay | High-Bay Luminaires for Commercial and Industrial Buildings | Standard | FALSE | [9 empty] | 42276 |  |  | No |  | 3 | 13540 | 107.6 | 126 | 11.3 | 0.976 | 3000 | 80
P1Z6RFEJ | K-B Lighting Mfg.Co. Inc | K-B Lighting | LHB4-4-4x4000LM-30K-WHT-LENS | Indoor Luminaires | High-Bay | High-Bay Luminaires for Commercial and Industrial Buildings | Standard | FALSE | [9 empty] | 42276 |  |  | No |  | 3 | 11380 | 91 | 125 | 6.15 | 0.997 | 3000 | 80
PM71SNGH | K-B Lighting Mfg.Co. Inc | K-B Lighting | LHB6-4-6x4000LM-30K | Indoor Luminaires | High-Bay | High-Bay Luminaires for Commercial and Industrial Buildings | Standard | FALSE | [9 empty] | 42276 |  |  | No |  | 3 | 19785 | 105.3 | 188 | 6.12 | 0.997 | 3000 | 80
PPGSTD4X | K-B Lighting Mfg.Co. Inc | K-B Lighting | LHB4-4-4x4000LM-30K | Indoor Luminaires | High-Bay | High-Bay Luminaires for Commercial and Industrial Buildings | Standard | FALSE | [9 empty] | 42276 |  |  | No |  | 3 | 13190 | 105.3 | 125 | 6.12 | 0.997 | 3000 | 80
PWC7S6FE | LSI Industries | INTERIOR | AUL S LED HO CW8 XX ACS22 | Indoor Luminaires | High-Bay | High-Bay Luminaires for Commercial and Industrial Buildings | Standard | TRUE | 23527 | 122 | 192.9 | 20.4 | 0.948 | 5358 | 84 | 5 | 60000 | 42275 |  |  | No |  | 3 | 23527 | 122 | 192.9 | 2.6 | 0.998 | 5358 | 84
PJSWA36A | LSI Industries | INTERIOR | AUL S LED HO WW XX ACS22CPA | Indoor Luminaires | High-Bay | High-Bay Luminaires for Commercial and Industrial Buildings | Standard | TRUE | 20590 | 107 | 192.2 | 20.4 | 0.948 | 3556 | 84 | 5 | 60000 | 42275 |  |  | No |  | 3 | 20590 | 107 | 192.2 | 3.6 | 0.998 | 3556 | 84
P51DN5J6 | Yaham Optoelectronics Co. Ltd. | Yaham | YHL-ID-120-HB-VE | Indoor Luminaires | High-Bay | High-Bay Luminaires for Commercial and Industrial Buildings | Standard | TRUE | 15413.77 | 129.99 | 118.58 | 14.9 | 0.922 | 4982 | 75.7 | 5 | 50000 | 42275 |  |  | No |  | 3 | 15413.77 | 129.99 | 118.58 | 6.7 | 0.993 | 4982 | 75.7
P2R1DTA7 | Yaham Optoelectronics Co. Ltd. | Yaham | YHL-ID-100-HB-VE | Indoor Luminaires | High-Bay | High-Bay Luminaires for Commercial and Industrial Buildings | Standard | TRUE | 13031.1 | 129.65 | 100.51 | 10.6 | 0.922 | 5264 | 76.4 | 5 | 50000 | 42275 |  |  | No |  | 3 | 13031.1 | 129.65 | 100.51 | 7.6 | 0.996 | 5264 | 76.4
PDEUQBNF | Unity Opto Technology Co. Ltd. | UNi | MPS-HC406200-0yy | Indoor Luminaires | High-Bay | High-Bay Luminaires for Commercial and Industrial Buildings | Standard | TRUE | 19242.47 | 89.64 | 214.67 | 18.87 | 0.922 | 4051 | 84 | 5 | 50000 | 42275 |  |  | Yes |  | 3 | 19000 | 95 | 200 | 20 | 0.9 | 4000 | 80
PNJUVHEK | Yaham Optoelectronics Co. Ltd. | Yaham? | YHL-ID-180-HB-VE | Indoor Luminaires | High-Bay | High-Bay Luminaires for Commercial and Industrial Buildings | Premium | TRUE | 30182 | 161.81 | 186.5 | 10.67 | 0.9926 | 4942 | 74.5 | 5 | 50000 | 42275 |  |  | No | Updated on 1/3/2017 | 4.1 | 30100 | 167 | 180 | 15 | 0.95 | 5000 | 70
PDA2A69D | Unity Opto Technology Co. Ltd. | UNi | MPS-HC576200-0yy | Indoor Luminaires | High-Bay | High-Bay Luminaires for Commercial and Industrial Buildings | Standard | FALSE | [9 empty] | 42275 |  |  | Yes |  | 3 | 20400 | 102 | 200 | 20 | 0.9 | 5700 | 80
PT3KAV7G | Unity Opto Technology Co. Ltd. | UNi | MPS-HC506200-0yy | Indoor Luminaires | High-Bay | High-Bay Luminaires for Commercial and Industrial Buildings | Standard | FALSE | [9 empty] | 42275 |  |  | Yes |  | 3 | 20400 | 102 | 200 | 20 | 0.9 | 5000 | 80
PYMP6E5P | LSI Industries | INTERIOR | AUL S LED HO CW8 XX ACSF22 | Indoor Luminaires | High-Bay | High-Bay Luminaires for Commercial and Industrial Buildings | Standard | FALSE | [9 empty] | 42275 |  |  | No |  | 3 | 23570 | 122 | 192.9 | 2.6 | 0.998 | 5358 | 84
P1FY7K3Y | LSI Industries | INTERIOR | AUL S LED HO CW8 XX ACSF22FA | Indoor Luminaires | High-Bay | High-Bay Luminaires for Commercial and Industrial Buildings | Standard | FALSE | [9 empty] | 42275 |  |  | No |  | 3 | 22715 | 118 | 192.9 | 2.6 | 0.998 | 5358 | 84
PZD8M8R6 | LSI Industries | INTERIOR | AUL S LED HO CW8 XX ACS22FA | Indoor Luminaires | High-Bay | High-Bay Luminaires for Commercial and Industrial Buildings | Standard | FALSE | [9 empty] | 42275 |  |  | No |  | 3 | 22679 | 118 | 192.7 | 2.6 | 0.998 | 5358 | 84
P5A6WU2W | LSI Industries | INTERIOR | AUL S LED HO CW8 XX ACSF22CPA | Indoor Luminaires | High-Bay | High-Bay Luminaires for Commercial and Industrial Buildings | Standard | FALSE | [9 empty] | 42275 |  |  | No |  | 3 | 22586 | 117 | 192.9 | 2.6 | 0.998 | 5358 | 84
PZBZT2CN | LSI Industries | INTERIOR | AUL S LED HO CW8 XX ACS22CPA | Indoor Luminaires | High-Bay | High-Bay Luminaires for Commercial and Industrial Buildings | Standard | FALSE | [9 empty] | 42275 |  |  | No |  | 3 | 22435 | 116 | 192.8 | 2.6 | 0.998 | 5358 | 84
PF6TDKA4 | LSI Industries | INTERIOR | AUL S LED HO NW XX ACSF22 | Indoor Luminaires | High-Bay | High-Bay Luminaires for Commercial and Industrial Buildings | Standard | FALSE | [9 empty] | 42275 |  |  | No |  | 3 | 23923 | 124 | 192.7 | 2.28 | 0.998 | 4101 | 82
PNXCM4ZN | LSI Industries | INTERIOR | AUL S LED HO NW XX ACS22 | Indoor Luminaires | High-Bay | High-Bay Luminaires for Commercial and Industrial Buildings | Standard | FALSE | [9 empty] | 42275 |  |  | No |  | 3 | 23509 | 122 | 192.9 | 2.28 | 0.998 | 4101 | 82
PMZ8WY7C | LSI Industries | INTERIOR | AUL S LED HO NW XX ACSF22CPA | Indoor Luminaires | High-Bay | High-Bay Luminaires for Commercial and Industrial Buildings | Standard | FALSE | [9 empty] | 42275 |  |  | No |  | 3 | 22910 | 119 | 192.7 | 2.28 | 0.998 | 4101 | 82
P978PS16 | LSI Industries | INTERIOR | AUL S LED HO NW XX ACSF22FA | Indoor Luminaires | High-Bay | High-Bay Luminaires for Commercial and Industrial Buildings | Standard | FALSE | [9 empty] | 42275 |  |  | No |  | 3 | 22887 | 119 | 192.8 | 2.28 | 0.998 | 4101 | 82
PKEMQNZA | LSI Industries | INTERIOR | AUL S LED HO NW XX ACS22CPA | Indoor Luminaires | High-Bay | High-Bay Luminaires for Commercial and Industrial Buildings | Standard | FALSE | [9 empty] | 42275 |  |  | No |  | 3 | 22638 | 118 | 192.1 | 2.28 | 0.998 | 4101 | 82
P9QAKFYF | LSI Industries | INTERIOR | AUL S LED HO NW XX ACS22FA | Indoor Luminaires | High-Bay | High-Bay Luminaires for Commercial and Industrial Buildings | Standard | FALSE | [9 empty] | 42275 |  |  | No |  | 3 | 22589 | 117 | 192.8 | 2.28 | 0.998 | 4101 | 82
PQRT9FP1 | LSI Industries | INTERIOR | AUL S LED HO WW XX ACSF22 | Indoor Luminaires | High-Bay | High-Bay Luminaires for Commercial and Industrial Buildings | Standard | FALSE | [9 empty] | 42275 |  |  | No |  | 3 | 21837 | 114 | 192.2 | 3.6 | 0.998 | 3556 | 84
PG8GM2T8 | LSI Industries | INTERIOR | AUL S LED HO WW XX ACS22 | Indoor Luminaires | High-Bay | High-Bay Luminaires for Commercial and Industrial Buildings | Standard | FALSE | [9 empty] | 42275 |  |  | No |  | 3 | 21627 | 113 | 192.2 | 3.6 | 0.998 | 3556 | 84
PP82KRNJ | LSI Industries | INTERIOR | AUL S LED HO WW XX ACSF22FA | Indoor Luminaires | High-Bay | High-Bay Luminaires for Commercial and Industrial Buildings | Standard | FALSE | [9 empty] | 42275 |  |  | No |  | 3 | 21075 | 110 | 192.2 | 3.6 | 0.998 | 3556 | 84
PEDNZC4B | LSI Industries | INTERIOR | AUL S LED HO WW XX ACSF22CPA | Indoor Luminaires | High-Bay | High-Bay Luminaires for Commercial and Industrial Buildings | Standard | FALSE | [9 empty] | 42275 |  |  | No |  | 3 | 20884 | 109 | 192.2 | 3.6 | 0.998 | 3556 | 84
PAPTASG1 | LSI Industries | INTERIOR | AUL S LED HO WW XX ACS22FA | Indoor Luminaires | High-Bay | High-Bay Luminaires for Commercial and Industrial Buildings | Standard | FALSE | [9 empty] | 42275 |  |  | No |  | 3 | 20726 | 108 | 192.2 | 3.6 | 0.998 | 3556 | 84
PHTTU7Q4 | GE Lighting Solutions | Albeo | ALC5D1V47D8xxxxxxxxxxx | Indoor Luminaires | High-Bay | High-Bay Luminaires for Commercial and Industrial Buildings | Premium | TRUE | 14197.6 | 123.4 | 115.1 | 8.8 | 1 | 3921 | 73 | 5 | 100000 | 42272 |  |  | Yes |  | 3 | 14841 | 127 | 117 | 20 | 0.9 | 4000 | 70
P5JR1UWM | GE Lighting Solutions | Albeo | ALC5D1H47D8xxxxxxxxxxx | Indoor Luminaires | High-Bay | High-Bay Luminaires for Commercial and Industrial Buildings | Premium | TRUE | 10227.4 | 132.7 | 77.1 | 8.8 | 0.99 | 3902 | 73 | 5 | 100000 | 42272 | Dimmable | Continuous Below 10 | Yes |  | 3 | 10670 | 135 | 79 | 20 | 0.9 | 4000 | 70
P6TW7NDV | ELEDLIGHTS | ELEDLIGHTS | HB-XY-120W-UL-DLC 45Â° | Indoor Luminaires | High-Bay | High-Bay Luminaires for Commercial and Industrial Buildings | Premium | TRUE | 12898 | 107.482 | 120 | 13.42 | 0.989 | 5000 | 81 | 5 | 50000 | 42272 | Not Dimmable | Not Dimmable | No |  | 3 | 12398.1 | 107.482 | 115.35 | 13.42 | 0.873 | 5228 | 81
PNRTDQTN | LSI Industries | INTERIOR | AUL S LED SS CW8 XX ACS22 | Indoor Luminaires | High-Bay | High-Bay Luminaires for Commercial and Industrial Buildings | Premium | TRUE | 17525 | 133 | 131.7 | 11.1 | 0.981 | 5270 | 84 | 5 | 60000 | 42272 |  |  | No |  | 3 | 17525 | 133 | 131.7 | 5.5 | 0.997 | 5270 | 84
PNRT945X | LSI Industries | INTERIOR | AUL S LED SS WW XX ACS22CPA | Indoor Luminaires | High-Bay | High-Bay Luminaires for Commercial and Industrial Buildings | Premium | TRUE | 15489 | 118 | 131.5 | 11.1 | 0.981 | 3521 | 84 | 5 | 60000 | 42272 |  |  | No |  | 3 | 15489 | 118 | 131.5 | 5.27 | 0.997 | 3521 | 84
P6GPJUEF | Stanpro Lighting Systems Inc. | Stanpro | L1FB-LS3-H/40K/XXXX | Indoor Luminaires | High-Bay | High-Bay Luminaires for Commercial and Industrial Buildings | Standard | TRUE | 24368 | 125.2 | 194.6 | 7.52 | 0.979 | 3951 | 82.15 | 5 | 50000 | 42272 |  |  | Yes |  | 3 | 24368 | 125.2 | 199.4 | 12 | 0.99 | 3951 | 82.15
PYQJBVHZ | GE Lighting Solutions | Albeo | ALC5(0124)1V57D8xxxxxxxxxxx | Indoor Luminaires | High-Bay | High-Bay Luminaires for Commercial and Industrial Buildings | Premium | TRUE | 14787.3 | 135.6 | 109.1 | 9.9 | 0.97 | 4968 | 73.8 | 5 | 100000 | 42272 |  |  | Yes |  | 3 | 14841 | 134 | 111 | 20 | 0.9 | 5000 | 70
PBMVHBFS | GE Lighting Solutions | Albeo | ALC5D1H47D4xxxxxxxxxxx | Indoor Luminaires | High-Bay | Low-Bay Luminaires for Commercial and Industrial Buildings | Premium | TRUE | 5190.4 | 125.4 | 41.4 | 12.5 | 0.96 | 3903 | 73 | 5 | 100000 | 42272 | Dimmable | Continuous Below 10 | Yes |  | 3 | 5383.5 | 131 | 41 | 20 | 0.9 | 4000 | 70
P1ESC22S | Stanpro Lighting Systems Inc. | Stanpro | L1FB-LS3-W/50K/XXXX | Indoor Luminaires | High-Bay | High-Bay Luminaires for Commercial and Industrial Buildings | Standard | TRUE | 24433 | 122.5 | 199.4 | 19.07 | 0.938 | 5004 | 83.47 | 5 | 50000 | 42272 |  |  | Yes |  | 3 | 24433 | 122.5 | 199.4 | 12.42 | 0.9903 | 5004 | 83.47
P65F2VWF | Stanpro Lighting Systems Inc. | Stanpro | L1FB-LS3-H/50K/XXXX | Indoor Luminaires | High-Bay | High-Bay Luminaires for Commercial and Industrial Buildings | Standard | FALSE | [9 empty] | 42272 |  |  | Yes |  | 3 | 24406 | 126 | 199.4 | 12 | 0.99 | 5007 | 83.57
P1T72F51 | Stanpro Lighting Systems Inc. | Stanpro | L1FB-LS3-W/40K/XXXX | Indoor Luminaires | High-Bay | High-Bay Luminaires for Commercial and Industrial Buildings | Standard | FALSE | [9 empty] | 42272 |  |  | Yes |  | 3 | 24394 | 123.4 | 197.68 | 12.54 | 0.992 | 3954 | 82.1
PXUVFBWV | LSI Industries | INTERIOR | AUL S LED SS CW8 XX ACSF22 | Indoor Luminaires | High-Bay | High-Bay Luminaires for Commercial and Industrial Buildings | Premium | FALSE | [9 empty] | 42272 |  |  | No |  | 3 | 17697 | 134 | 131.7 | 5.5 | 0.997 | 5270 | 84
PCNMUPCA | LSI Industries | INTERIOR | AUL S LED SS CW8 XX ACSF22FA | Indoor Luminaires | High-Bay | High-Bay Luminaires for Commercial and Industrial Buildings | Premium | FALSE | [9 empty] | 42272 | Dimmable | Continuous Below 10 | No |  | 3 | 17100 | 130 | 131.7 | 5.5 | 0.997 | 5270 | 84
PH5SEG7J | LSI Industries | INTERIOR | AUL S LED SS CW8 XX ACSF22CPA | Indoor Luminaires | High-Bay | High-Bay Luminaires for Commercial and Industrial Buildings | Premium | FALSE | [9 empty] | 42272 |  |  | No |  | 3 | 16976 | 129 | 131.8 | 5.5 | 0.997 | 5270 | 84
PGFKRX21 | LSI Industries | INTERIOR | AUL S LED SS CW8 XX ACS22FA | Indoor Luminaires | High-Bay | High-Bay Luminaires for Commercial and Industrial Buildings | Premium | FALSE | [9 empty] | 42272 |  |  | No |  | 3 | 16868 | 128 | 131.7 | 5.5 | 0.997 | 5270 | 84
P1K4U5Y7 | LSI Industries | INTERIOR | AUL S LED SS CW8 XX ACS22CPA | Indoor Luminaires | High-Bay | High-Bay Luminaires for Commercial and Industrial Buildings | Premium | FALSE | [9 empty] | 42272 | Dimmable | Continuous Below 10 | No |  | 3 | 16794 | 128 | 131.7 | 5.5 | 0.997 | 5270 | 84
PXCBS1QD | LSI Industries | INTERIOR | AUL S LED SS NW XX ACSF22 | Indoor Luminaires | High-Bay | High-Bay Luminaires for Commercial and Industrial Buildings | Premium | FALSE | [9 empty] | 42272 |  |  | No |  | 3 | 17844 | 136 | 131.6 | 2.28 | 0.997 | 4072 | 82
P66T6ANB | LSI Industries | INTERIOR | AUL S LED SS NW XX ACS22 | Indoor Luminaires | High-Bay | High-Bay Luminaires for Commercial and Industrial Buildings | Premium | FALSE | [9 empty] | 42272 | Dimmable | Continuous Below 10 | No |  | 3 | 17403 | 133 | 130.6 | 2.28 | 0.997 | 4072 | 82
PKZNVU1K | LSI Industries | INTERIOR | AUL S LED SS NW XX ACSF22FA | Indoor Luminaires | High-Bay | High-Bay Luminaires for Commercial and Industrial Buildings | Premium | FALSE | [9 empty] | 42272 |  |  | No |  | 3 | 17197 | 131 | 131.6 | 2.28 | 0.997 | 4072 | 82
PSHG3GE1 | LSI Industries | INTERIOR | AUL S LED SS NW XX ACSF22CPA | Indoor Luminaires | High-Bay | High-Bay Luminaires for Commercial and Industrial Buildings | Premium | FALSE | [9 empty] | 42272 |  |  | No |  | 3 | 17050 | 130 | 131.6 | 2.28 | 0.997 | 4072 | 82
PT8SX19Q | LSI Industries | INTERIOR | AUL S LED SS NW XX ACS22FA | Indoor Luminaires | High-Bay | High-Bay Luminaires for Commercial and Industrial Buildings | Premium | FALSE | [9 empty] | 42272 |  |  | No |  | 3 | 16941 | 129 | 131.6 | 2.28 | 0.997 | 4072 | 82
P6AZEGBB | LSI Industries | INTERIOR | AUL S LED SS NW XX ACS22CPA | Indoor Luminaires | High-Bay | High-Bay Luminaires for Commercial and Industrial Buildings | Premium | FALSE | [9 empty] | 42272 | Dimmable | Continuous Below 10 | No |  | 3 | 16925 | 129 | 131.6 | 2.28 | 0.997 | 4072 | 82
P21GNQQN | LSI Industries | INTERIOR | AUL S LED SS WW XX ACSF22 | Indoor Luminaires | High-Bay | High-Bay Luminaires for Commercial and Industrial Buildings | Premium | FALSE | [9 empty] | 42272 | Dimmable | Continuous Below 10 | No |  | 3 | 16368 | 124 | 131.5 | 5.27 | 0.997 | 3521 | 84
PC6YURJF | LSI Industries | INTERIOR | AUL S LED SS WW XX ACS22 | Indoor Luminaires | High-Bay | High-Bay Luminaires for Commercial and Industrial Buildings | Premium | FALSE | [9 empty] | 42272 | Dimmable | Continuous Below 10 | No |  | 3 | 16183 | 123 | 131.5 | 5.27 | 0.997 | 3521 | 84
P8P1C3UF | LSI Industries | INTERIOR | AUL S LED SS WW XX ACSF22FA | Indoor Luminaires | High-Bay | High-Bay Luminaires for Commercial and Industrial Buildings | Premium | FALSE | [9 empty] | 42272 | Dimmable | Continuous Below 10 | No |  | 3 | 15789 | 120 | 131.5 | 5.27 | 0.997 | 3521 | 84
P5VAH6BB | LSI Industries | INTERIOR | AUL S LED SS WW XX ACSF22CPA | Indoor Luminaires | High-Bay | High-Bay Luminaires for Commercial and Industrial Buildings | Premium | FALSE | [9 empty] | 42272 | Dimmable | Continuous Below 10 | No |  | 3 | 15651 | 119 | 131.5 | 5.27 | 0.997 | 3521 | 84
PESA7BHC | LSI Industries | INTERIOR | AUL S LED SS WW XX ACS22FA | Indoor Luminaires | High-Bay | High-Bay Luminaires for Commercial and Industrial Buildings | Premium | FALSE | [9 empty] | 42272 |  |  | No |  | 3 | 15577 | 118 | 131.5 | 5.27 | 0.997 | 3521 | 84
PSW9C2MH | GE Lighting Solutions | Albeo | ALC5(0124)1V5718xxxxxxxxxxx | Indoor Luminaires | High-Bay | High-Bay Luminaires for Commercial and Industrial Buildings | Premium | FALSE | [9 empty] | 42272 |  |  | Yes |  | 3 | 15300 | 138 | 111 | 20 | 0.9 | 5000 | 70
P7D5D3E9 | GE Lighting Solutions | Albeo | ALC5D1V5718xxxxxxxxxxx | Indoor Luminaires | High-Bay | High-Bay Luminaires for Commercial and Industrial Buildings | Premium | FALSE | [9 empty] | 42272 | Dimmable | Continuous Below 10 | Yes |  | 3 | 15300 | 131 | 117 | 20 | 0.9 | 5000 | 70
PZ3QUYAF | GE Lighting Solutions | Albeo | ALC5D1V5788xxxxxxxxxxx | Indoor Luminaires | High-Bay | High-Bay Luminaires for Commercial and Industrial Buildings | Premium | FALSE | [9 empty] | 42272 |  |  | Yes |  | 3 | 14994 | 128 | 117 | 20 | 0.9 | 5000 | 70
PN66DY43 | GE Lighting Solutions | Albeo | ALC5(0124)1V5788xxxxxxxxxxx | Indoor Luminaires | High-Bay | High-Bay Luminaires for Commercial and Industrial Buildings | Premium | FALSE | [9 empty] | 42272 |  |  | Yes |  | 3 | 14994 | 135 | 111 | 20 | 0.9 | 5000 | 70
P9B4TRHG | GE Lighting Solutions | Albeo | ALC5(0124)1V57W8xxxxxxxxxxx | Indoor Luminaires | High-Bay | High-Bay Luminaires for Commercial and Industrial Buildings | Premium | FALSE | [9 empty] | 42272 | Dimmable | Continuous Below 10 | Yes |  | 3 | 14994 | 135 | 111 | 20 | 0.9 | 5000 | 70
P245R2GG | GE Lighting Solutions | Albeo | ALC5D1V57W8xxxxxxxxxxx | Indoor Luminaires | High-Bay | High-Bay Luminaires for Commercial and Industrial Buildings | Premium | FALSE | [9 empty] | 42272 | Dimmable | Continuous Below 10 | Yes |  | 3 | 14994 | 128 | 117 | 20 | 0.9 | 5000 | 70
PTJ7WGJZ | GE Lighting Solutions | Albeo | ALC5D1V57D8xxxxxxxxxxx | Indoor Luminaires | High-Bay | High-Bay Luminaires for Commercial and Industrial Buildings | Premium | FALSE | [9 empty] | 42272 |  |  | Yes |  | 3 | 14841 | 127 | 117 | 20 | 0.9 | 5000 | 70
PQ88U2CS | GE Lighting Solutions | Albeo | ALC5D1H5718xxxxxxxxxxx | Indoor Luminaires | High-Bay | High-Bay Luminaires for Commercial and Industrial Buildings | Premium | FALSE | [9 empty] | 42272 |  |  | Yes |  | 3 | 11000 | 139 | 79 | 20 | 0.9 | 5000 | 70
PM8AJANE | GE Lighting Solutions | Albeo | ALC5(0124)1H5718xxxxxxxxxxx | Indoor Luminaires | High-Bay | High-Bay Luminaires for Commercial and Industrial Buildings | Premium | FALSE | [9 empty] | 42272 |  |  | Yes |  | 3 | 11000 | 147 | 75 | 20 | 0.9 | 5000 | 70
PXZSWNEM | GE Lighting Solutions | Albeo | ALC5(0124)1H5788xxxxxxxxxxx | Indoor Luminaires | High-Bay | High-Bay Luminaires for Commercial and Industrial Buildings | Premium | FALSE | [9 empty] | 42272 |  |  | Yes |  | 3 | 10780 | 144 | 75 | 20 | 0.9 | 5000 | 70
PG7EDDDN | GE Lighting Solutions | Albeo | ALC5D1H57W8xxxxxxxxxxx | Indoor Luminaires | High-Bay | High-Bay Luminaires for Commercial and Industrial Buildings | Premium | FALSE | [9 empty] | 42272 |  |  | Yes |  | 3 | 10780 | 136 | 79 | 20 | 0.9 | 5000 | 70
PECCPZQ6 | GE Lighting Solutions | Albeo | ALC5(0124)1H57W8xxxxxxxxxxx | Indoor Luminaires | High-Bay | High-Bay Luminaires for Commercial and Industrial Buildings | Premium | FALSE | [9 empty] | 42272 |  |  | Yes |  | 3 | 10780 | 144 | 75 | 20 | 0.9 | 5000 | 70
P4ZVFB43 | GE Lighting Solutions | Albeo | ALC5D1H5788xxxxxxxxxxx | Indoor Luminaires | High-Bay | High-Bay Luminaires for Commercial and Industrial Buildings | Premium | FALSE | [9 empty] | 42272 | Dimmable | Continuous Below 10 | Yes |  | 3 | 10780 | 136 | 79 | 20 | 0.9 | 5000 | 70
P42VWZMD | GE Lighting Solutions | Albeo | ALC5D1H57D8xxxxxxxxxxx | Indoor Luminaires | High-Bay | High-Bay Luminaires for Commercial and Industrial Buildings | Premium | FALSE | [9 empty] | 42272 | Dimmable | Continuous Below 10 | Yes |  | 3 | 10670 | 135 | 79 | 20 | 0.9 | 5000 | 70
P28HZ658 | GE Lighting Solutions | Albeo | ALC5(0124)1H57D8xxxxxxxxxxx | Indoor Luminaires | High-Bay | High-Bay Luminaires for Commercial and Industrial Buildings | Premium | FALSE | [9 empty] | 42272 | Dimmable | Continuous Below 10 | Yes |  | 3 | 10670 | 142 | 75 | 20 | 0.9 | 5000 | 70
P7J7AMJ4 | GE Lighting Solutions | Albeo | ALC5D1V5714xxxxxxxxxxx | Indoor Luminaires | High-Bay | Low-Bay Luminaires for Commercial and Industrial Buildings | Premium | FALSE | [9 empty] | 42272 | Dimmable | Continuous Below 10 | Yes |  | 3 | 7650 | 132 | 58 | 20 | 0.9 | 5000 | 70
P4GZU5RQ | GE Lighting Solutions | Albeo | ALC5(0124)1V5714xxxxxxxxxxx | Indoor Luminaires | High-Bay | Low-Bay Luminaires for Commercial and Industrial Buildings | Premium | FALSE | [9 empty] | 42272 | Dimmable | Continuous Below 10 | Yes |  | 3 | 7650 | 139 | 55 | 20 | 0.9 | 5000 | 70
PSX9UAAW | GE Lighting Solutions | Albeo | ALC5D1V5784xxxxxxxxxxx | Indoor Luminaires | High-Bay | Low-Bay Luminaires for Commercial and Industrial Buildings | Premium | FALSE | [9 empty] | 42272 |  |  | Yes |  | 3 | 7497 | 129 | 58 | 20 | 0.9 | 5000 | 70
PSQZA243 | GE Lighting Solutions | Albeo | ALC5(0124)1V5784xxxxxxxxxxx | Indoor Luminaires | High-Bay | Low-Bay Luminaires for Commercial and Industrial Buildings | Premium | FALSE | [9 empty] | 42272 |  |  | Yes |  | 3 | 7497 | 136 | 55 | 20 | 0.9 | 5000 | 70
PR38U4T9 | GE Lighting Solutions | Albeo | ALC5D1V57W4xxxxxxxxxxx | Indoor Luminaires | High-Bay | Low-Bay Luminaires for Commercial and Industrial Buildings | Premium | FALSE | [9 empty] | 42272 |  |  | Yes |  | 3 | 7497 | 129 | 58 | 20 | 0.9 | 5000 | 70
PA24PJXW | GE Lighting Solutions | Albeo | ALC5(0124)1V57W4xxxxxxxxxxx | Indoor Luminaires | High-Bay | Low-Bay Luminaires for Commercial and Industrial Buildings | Premium | FALSE | [9 empty] | 42272 | Dimmable | Continuous Below 10 | Yes |  | 3 | 7497 | 136 | 55 | 20 | 0.9 | 5000 | 70
PZGAEP3Q | GE Lighting Solutions | Albeo | ALC5D1V57D4xxxxxxxxxxx | Indoor Luminaires | High-Bay | Low-Bay Luminaires for Commercial and Industrial Buildings | Premium | FALSE | [9 empty] | 42272 |  |  | Yes |  | 3 | 7420.5 | 128 | 58 | 20 | 0.9 | 5000 | 70
PE3ZEX7Q | GE Lighting Solutions | Albeo | ALC5(0124)1V57D4xxxxxxxxxxx | Indoor Luminaires | High-Bay | Low-Bay Luminaires for Commercial and Industrial Buildings | Premium | FALSE | [9 empty] | 42272 | Dimmable | Continuous Below 10 | Yes |  | 3 | 7420.5 | 135 | 55 | 20 | 0.9 | 5000 | 70
PNQ6SSCS | GE Lighting Solutions | Albeo | ALC5(0124)1T5718xxxxxxxxxxx | Indoor Luminaires | High-Bay | Low-Bay Luminaires for Commercial and Industrial Buildings | Premium | FALSE | [9 empty] | 42272 |  |  | Yes |  | 3 | 6500 | 159 | 41 | 20 | 0.9 | 5000 | 70
P6QTNH7R | GE Lighting Solutions | Albeo | ALC5D1T5718xxxxxxxxxxx | Indoor Luminaires | High-Bay | Low-Bay Luminaires for Commercial and Industrial Buildings | Premium | FALSE | [9 empty] | 42272 | Dimmable | Continuous Below 10 | Yes |  | 3 | 6500 | 144 | 45 | 20 | 0.9 | 5000 | 70
PVK6FDA8 | GE Lighting Solutions | Albeo | ALC5(0124)1T5788xxxxxxxxxxx | Indoor Luminaires | High-Bay | Low-Bay Luminaires for Commercial and Industrial Buildings | Premium | FALSE | [9 empty] | 42272 |  |  | Yes |  | 3 | 6370 | 155 | 41 | 20 | 0.9 | 5000 | 70
PUTQSEDK | GE Lighting Solutions | Albeo | ALC5D1T57W8xxxxxxxxxxx | Indoor Luminaires | High-Bay | Low-Bay Luminaires for Commercial and Industrial Buildings | Premium | FALSE | [9 empty] | 42272 |  |  | Yes |  | 3 | 6370 | 142 | 45 | 20 | 0.9 | 5000 | 70
PR7KTQKF | GE Lighting Solutions | Albeo | ALC5(0124)1T57W8xxxxxxxxxxx | Indoor Luminaires | High-Bay | Low-Bay Luminaires for Commercial and Industrial Buildings | Premium | FALSE | [9 empty] | 42272 |  |  | Yes |  | 3 | 6370 | 155 | 41 | 20 | 0.9 | 5000 | 70
PQY29K1S | GE Lighting Solutions | Albeo | ALC5D1T5788xxxxxxxxxxx | Indoor Luminaires | High-Bay | Low-Bay Luminaires for Commercial and Industrial Buildings | Premium | FALSE | [9 empty] | 42272 |  |  | Yes |  | 3 | 6370 | 142 | 45 | 20 | 0.9 | 5000 | 70
PQN76P1U | GE Lighting Solutions | Albeo | ALC5(0124)1T57D8xxxxxxxxxxx | Indoor Luminaires | High-Bay | Low-Bay Luminaires for Commercial and Industrial Buildings | Premium | FALSE | [9 empty] | 42272 |  |  | Yes |  | 3 | 6305 | 154 | 41 | 20 | 0.9 | 5000 | 70
PAG4DYBC | GE Lighting Solutions | Albeo | ALC5D1T57D8xxxxxxxxxxx | Indoor Luminaires | High-Bay | Low-Bay Luminaires for Commercial and Industrial Buildings | Premium | FALSE | [9 empty] | 42272 | Dimmable | Continuous Below 10 | Yes |  | 3 | 6305 | 140 | 45 | 20 | 0.9 | 5000 | 70
PDUF1BXU | GE Lighting Solutions | Albeo | ALC5D1H5714xxxxxxxxxxx | Indoor Luminaires | High-Bay | Low-Bay Luminaires for Commercial and Industrial Buildings | Premium | FALSE | [9 empty] | 42272 | Dimmable | Continuous Below 10 | Yes |  | 3 | 5550 | 135 | 41 | 20 | 0.9 | 5000 | 70
PBP97K3X | GE Lighting Solutions | Albeo | ALC5(0124)1H5714xxxxxxxxxxx | Indoor Luminaires | High-Bay | Low-Bay Luminaires for Commercial and Industrial Buildings | Premium | FALSE | [9 empty] | 42272 | Dimmable | Continuous Below 10 | Yes |  | 3 | 5550 | 146 | 38 | 20 | 0.9 | 5000 | 70
PQBVWT5A | GE Lighting Solutions | Albeo | ALC5(0124)1H57W4xxxxxxxxxxx | Indoor Luminaires | High-Bay | Low-Bay Luminaires for Commercial and Industrial Buildings | Premium | FALSE | [9 empty] | 42272 |  |  | Yes |  | 3 | 5439 | 143 | 38 | 20 | 0.9 | 5000 | 70
PMAJ1A7D | GE Lighting Solutions | Albeo | ALC5D1H5784xxxxxxxxxxx | Indoor Luminaires | High-Bay | Low-Bay Luminaires for Commercial and Industrial Buildings | Premium | FALSE | [9 empty] | 42272 |  |  | Yes |  | 3 | 5439 | 133 | 41 | 20 | 0.9 | 5000 | 70
PD6PA5W4 | GE Lighting Solutions | Albeo | ALC5D1H57W4xxxxxxxxxxx | Indoor Luminaires | High-Bay | Low-Bay Luminaires for Commercial and Industrial Buildings | Premium | FALSE | [9 empty] | 42272 | Dimmable | Continuous Below 10 | Yes |  | 3 | 5439 | 133 | 41 | 20 | 0.9 | 5000 | 70
PCAC2AGN | GE Lighting Solutions | Albeo | ALC5(0124)1H5784xxxxxxxxxxx | Indoor Luminaires | High-Bay | Low-Bay Luminaires for Commercial and Industrial Buildings | Premium | FALSE | [9 empty] | 42272 | Dimmable | Continuous Below 10 | Yes |  | 3 | 5439 | 143 | 38 | 20 | 0.9 | 5000 | 70
PK2SRT6Z | GE Lighting Solutions | Albeo | ALC5D1H57D4xxxxxxxxxxx | Indoor Luminaires | High-Bay | Low-Bay Luminaires for Commercial and Industrial Buildings | Premium | FALSE | [9 empty] | 42272 |  |  | Yes |  | 3 | 5383.5 | 131 | 41 | 20 | 0.9 | 5000 | 70
PCCAMQPE | GE Lighting Solutions | Albeo | ALC5(0124)1H57D4xxxxxxxxxxx | Indoor Luminaires | High-Bay | Low-Bay Luminaires for Commercial and Industrial Buildings | Premium | FALSE | [9 empty] | 42272 | Dimmable | Continuous Below 10 | Yes |  | 3 | 5383.5 | 142 | 38 | 20 | 0.9 | 5000 | 70
PU478ARM | GE Lighting Solutions | Albeo | ALC5(0124)1V4718xxxxxxxxxxx | Indoor Luminaires | High-Bay | High-Bay Luminaires for Commercial and Industrial Buildings | Premium | FALSE | [9 empty] | 42272 |  |  | Yes |  | 3 | 15300 | 138 | 111 | 20 | 0.9 | 4000 | 70
PQ5ZHM7H | GE Lighting Solutions | Albeo | ALC5D1V4718xxxxxxxxxxx | Indoor Luminaires | High-Bay | High-Bay Luminaires for Commercial and Industrial Buildings | Premium | FALSE | [9 empty] | 42272 |  |  | Yes |  | 3 | 15300 | 131 | 117 | 20 | 0.9 | 4000 | 70
PSBW9DQX | GE Lighting Solutions | Albeo | ALC5(0124)1V4788xxxxxxxxxxx | Indoor Luminaires | High-Bay | High-Bay Luminaires for Commercial and Industrial Buildings | Premium | FALSE | [9 empty] | 42272 |  |  | Yes |  | 3 | 14994 | 135 | 111 | 20 | 0.9 | 4000 | 70
PNS982R9 | GE Lighting Solutions | Albeo | ALC5(0124)1V47W8xxxxxxxxxxx | Indoor Luminaires | High-Bay | High-Bay Luminaires for Commercial and Industrial Buildings | Premium | FALSE | [9 empty] | 42272 |  |  | Yes |  | 3 | 14994 | 135 | 111 | 20 | 0.9 | 4000 | 70
PNJH7Q8J | GE Lighting Solutions | Albeo | ALC5D1V4788xxxxxxxxxxx | Indoor Luminaires | High-Bay | High-Bay Luminaires for Commercial and Industrial Buildings | Premium | FALSE | [9 empty] | 42272 |  |  | Yes |  | 3 | 14994 | 128 | 117 | 20 | 0.9 | 4000 | 70
PDQ1J2FF | GE Lighting Solutions | Albeo | ALC5D1V47W8xxxxxxxxxxx | Indoor Luminaires | High-Bay | High-Bay Luminaires for Commercial and Industrial Buildings | Premium | FALSE | [9 empty] | 42272 | Dimmable | Continuous Below 10 | Yes |  | 3 | 14994 | 128 | 117 | 20 | 0.9 | 4000 | 70
P6B4P373 | GE Lighting Solutions | Albeo | ALC5(0124)1V47D8xxxxxxxxxxx | Indoor Luminaires | High-Bay | High-Bay Luminaires for Commercial and Industrial Buildings | Premium | FALSE | [9 empty] | 42272 | Dimmable | Continuous Below 10 | Yes |  | 3 | 14841 | 134 | 111 | 20 | 0.9 | 4000 | 70
PS8RS145 | GE Lighting Solutions | Albeo | ALC5D1H4718xxxxxxxxxxx | Indoor Luminaires | High-Bay | High-Bay Luminaires for Commercial and Industrial Buildings | Premium | FALSE | [9 empty] | 42272 |  |  | Yes |  | 3 | 11000 | 139 | 79 | 20 | 0.9 | 4000 | 70
PR6EV34F | GE Lighting Solutions | Albeo | ALC5(0124)1H4718xxxxxxxxxxx | Indoor Luminaires | High-Bay | High-Bay Luminaires for Commercial and Industrial Buildings | Premium | FALSE | [9 empty] | 42272 |  |  | Yes |  | 3 | 11000 | 147 | 75 | 20 | 0.9 | 4000 | 70
PRT1YKMD | GE Lighting Solutions | Albeo | ALC5(0124)1H47W8xxxxxxxxxxx | Indoor Luminaires | High-Bay | High-Bay Luminaires for Commercial and Industrial Buildings | Premium | FALSE | [9 empty] | 42272 |  |  | Yes |  | 3 | 10780 | 144 | 75 | 20 | 0.9 | 4000 | 70
PKCB8PV8 | GE Lighting Solutions | Albeo | ALC5D1H47W8xxxxxxxxxxx | Indoor Luminaires | High-Bay | High-Bay Luminaires for Commercial and Industrial Buildings | Premium | FALSE | [9 empty] | 42272 |  |  | Yes |  | 3 | 10780 | 136 | 79 | 20 | 0.9 | 4000 | 70
PAQH4GUN | GE Lighting Solutions | Albeo | ALC5(0124)1H4788xxxxxxxxxxx | Indoor Luminaires | High-Bay | High-Bay Luminaires for Commercial and Industrial Buildings | Premium | FALSE | [9 empty] | 42272 | Dimmable | Continuous Below 10 | Yes |  | 3 | 10780 | 144 | 75 | 20 | 0.9 | 4000 | 70
P5JP9KG9 | GE Lighting Solutions | Albeo | ALC5D1H4788xxxxxxxxxxx | Indoor Luminaires | High-Bay | High-Bay Luminaires for Commercial and Industrial Buildings | Premium | FALSE | [9 empty] | 42272 | Dimmable | Continuous Below 10 | Yes |  | 3 | 10780 | 136 | 79 | 20 | 0.9 | 4000 | 70
PQS8694N | GE Lighting Solutions | Albeo | ALC5(0124)1H47D8xxxxxxxxxxx | Indoor Luminaires | High-Bay | High-Bay Luminaires for Commercial and Industrial Buildings | Premium | FALSE | [9 empty] | 42272 |  |  | Yes |  | 3 | 10670 | 142 | 75 | 20 | 0.9 | 4000 | 70
PUFUMCBS | GE Lighting Solutions | Albeo | ALC5D1V4714xxxxxxxxxxx | Indoor Luminaires | High-Bay | Low-Bay Luminaires for Commercial and Industrial Buildings | Premium | FALSE | [9 empty] | 42272 |  |  | Yes |  | 3 | 7650 | 132 | 58 | 20 | 0.9 | 4000 | 70
PT7A4NTJ | GE Lighting Solutions | Albeo | ALC5(0124)1V4714xxxxxxxxxxx | Indoor Luminaires | High-Bay | Low-Bay Luminaires for Commercial and Industrial Buildings | Premium | FALSE | [9 empty] | 42272 |  |  | Yes |  | 3 | 7650 | 139 | 55 | 20 | 0.9 | 4000 | 70
PTD3E4Y3 | GE Lighting Solutions | Albeo | ALC5(0124)1V47W4xxxxxxxxxxx | Indoor Luminaires | High-Bay | Low-Bay Luminaires for Commercial and Industrial Buildings | Premium | FALSE | [9 empty] | 42272 |  |  | Yes |  | 3 | 7497 | 136 | 55 | 20 | 0.9 | 4000 | 70
PR5QWMUR | GE Lighting Solutions | Albeo | ALC5(0124)1V4784xxxxxxxxxxx | Indoor Luminaires | High-Bay | Low-Bay Luminaires for Commercial and Industrial Buildings | Premium | FALSE | [9 empty] | 42272 |  |  | Yes |  | 3 | 7497 | 136 | 55 | 20 | 0.9 | 4000 | 70
P8A31VXV | GE Lighting Solutions | Albeo | ALC5D1V4784xxxxxxxxxxx | Indoor Luminaires | High-Bay | Low-Bay Luminaires for Commercial and Industrial Buildings | Premium | FALSE | [9 empty] | 42272 | Dimmable | Continuous Below 10 | Yes |  | 3 | 7497 | 129 | 58 | 20 | 0.9 | 4000 | 70
P1HKQC1H | GE Lighting Solutions | Albeo | ALC5D1V47W4xxxxxxxxxxx | Indoor Luminaires | High-Bay | Low-Bay Luminaires for Commercial and Industrial Buildings | Premium | FALSE | [9 empty] | 42272 | Dimmable | Continuous Below 10 | Yes |  | 3 | 7497 | 129 | 58 | 20 | 0.9 | 4000 | 70
P7ZR2FM7 | GE Lighting Solutions | Albeo | ALC5D1V47D4xxxxxxxxxxx | Indoor Luminaires | High-Bay | Low-Bay Luminaires for Commercial and Industrial Buildings | Premium | FALSE | [9 empty] | 42272 | Dimmable | Continuous Below 10 | Yes |  | 3 | 7420.5 | 128 | 58 | 20 | 0.9 | 4000 | 70
P5E6RF5K | GE Lighting Solutions | Albeo | ALC5(0124)1V47D4xxxxxxxxxxx | Indoor Luminaires | High-Bay | Low-Bay Luminaires for Commercial and Industrial Buildings | Premium | FALSE | [9 empty] | 42272 | Dimmable | Continuous Below 10 | Yes |  | 3 | 7420.5 | 135 | 55 | 20 | 0.9 | 4000 | 70
PX31FA1P | GE Lighting Solutions | Albeo | ALC5D1T4718xxxxxxxxxxx | Indoor Luminaires | High-Bay | Low-Bay Luminaires for Commercial and Industrial Buildings | Premium | FALSE | [9 empty] | 42272 |  |  | Yes |  | 3 | 6500 | 144 | 45 | 20 | 0.9 | 4000 | 70
PMQK37XH | GE Lighting Solutions | Albeo | ALC5(0124)1T4718xxxxxxxxxxx | Indoor Luminaires | High-Bay | Low-Bay Luminaires for Commercial and Industrial Buildings | Premium | FALSE | [9 empty] | 42272 |  |  | Yes |  | 3 | 6500 | 159 | 41 | 20 | 0.9 | 4000 | 70
PZN5S3PS | GE Lighting Solutions | Albeo | ALC5D1T47W8xxxxxxxxxxx | Indoor Luminaires | High-Bay | Low-Bay Luminaires for Commercial and Industrial Buildings | Premium | FALSE | [9 empty] | 42272 |  |  | Yes |  | 3 | 6370 | 142 | 45 | 20 | 0.9 | 4000 | 70
PH5R58W3 | GE Lighting Solutions | Albeo | ALC5(0124)1T47W8xxxxxxxxxxx | Indoor Luminaires | High-Bay | Low-Bay Luminaires for Commercial and Industrial Buildings | Premium | FALSE | [9 empty] | 42272 |  |  | Yes |  | 3 | 6370 | 155 | 41 | 20 | 0.9 | 4000 | 70
P3NGF27W | GE Lighting Solutions | Albeo | ALC5(0124)1T4788xxxxxxxxxxx | Indoor Luminaires | High-Bay | Low-Bay Luminaires for Commercial and Industrial Buildings | Premium | FALSE | [9 empty] | 42272 | Dimmable | Continuous Below 10 | Yes |  | 3 | 6370 | 155 | 41 | 20 | 0.9 | 4000 | 70
P1M1ZYJ3 | GE Lighting Solutions | Albeo | ALC5D1T4788xxxxxxxxxxx | Indoor Luminaires | High-Bay | Low-Bay Luminaires for Commercial and Industrial Buildings | Premium | FALSE | [9 empty] | 42272 | Dimmable | Continuous Below 10 | Yes |  | 3 | 6370 | 142 | 45 | 20 | 0.9 | 4000 | 70
PYKKYVNJ | GE Lighting Solutions | Albeo | ALC5(0124)1T47D8xxxxxxxxxxx | Indoor Luminaires | High-Bay | Low-Bay Luminaires for Commercial and Industrial Buildings | Premium | FALSE | [9 empty] | 42272 |  |  | Yes |  | 3 | 6305 | 154 | 41 | 20 | 0.9 | 4000 | 70
PES6T5DQ | GE Lighting Solutions | Albeo | ALC5D1T47D8xxxxxxxxxxx | Indoor Luminaires | High-Bay | Low-Bay Luminaires for Commercial and Industrial Buildings | Premium | FALSE | [9 empty] | 42272 |  |  | Yes |  | 3 | 6305 | 140 | 45 | 20 | 0.9 | 4000 | 70
P576K7HE | GE Lighting Solutions | Albeo | ALC5D1H4714xxxxxxxxxxx | Indoor Luminaires | High-Bay | Low-Bay Luminaires for Commercial and Industrial Buildings | Premium | FALSE | [9 empty] | 42272 | Dimmable | Continuous Below 10 | Yes |  | 3 | 5550 | 135 | 41 | 20 | 0.9 | 4000 | 70
P4WK9ZX8 | GE Lighting Solutions | Albeo | ALC5(0124)1H4714xxxxxxxxxxx | Indoor Luminaires | High-Bay | Low-Bay Luminaires for Commercial and Industrial Buildings | Premium | FALSE | [9 empty] | 42272 | Dimmable | Continuous Below 10 | Yes |  | 3 | 5550 | 146 | 38 | 20 | 0.9 | 4000 | 70
PX4NEFFT | GE Lighting Solutions | Albeo | ALC5D1H47W4xxxxxxxxxxx | Indoor Luminaires | High-Bay | Low-Bay Luminaires for Commercial and Industrial Buildings | Premium | FALSE | [9 empty] | 42272 |  |  | Yes |  | 3 | 5439 | 133 | 41 | 20 | 0.9 | 4000 | 70
PF9A6DUS | GE Lighting Solutions | Albeo | ALC5(0124)1H4784xxxxxxxxxxx | Indoor Luminaires | High-Bay | Low-Bay Luminaires for Commercial and Industrial Buildings | Premium | FALSE | [9 empty] | 42272 |  |  | Yes |  | 3 | 5439 | 143 | 38 | 20 | 0.9 | 4000 | 70
PCSUV4CP | GE Lighting Solutions | Albeo | ALC5D1H4784xxxxxxxxxxx | Indoor Luminaires | High-Bay | Low-Bay Luminaires for Commercial and Industrial Buildings | Premium | FALSE | [9 empty] | 42272 | Dimmable | Continuous Below 10 | Yes |  | 3 | 5439 | 133 | 41 | 20 | 0.9 | 4000 | 70
PAV7A3NF | GE Lighting Solutions | Albeo | ALC5(0124)1H47W4xxxxxxxxxxx | Indoor Luminaires | High-Bay | Low-Bay Luminaires for Commercial and Industrial Buildings | Premium | FALSE | [9 empty] | 42272 | Dimmable | Continuous Below 10 | Yes |  | 3 | 5439 | 143 | 38 | 20 | 0.9 | 4000 | 70
P48TXX85 | GE Lighting Solutions | Albeo | ALC5(0124)1H47D4xxxxxxxxxxx | Indoor Luminaires | High-Bay | Low-Bay Luminaires for Commercial and Industrial Buildings | Premium | FALSE | [9 empty] | 42272 | Dimmable | Continuous Below 10 | Yes |  | 3 | 5383.5 | 142 | 38 | 20 | 0.9 | 4000 | 70
P5UG7GZX | ELEDLIGHTS | ELEDLIGHTS | HB-XY-200W-UL-DLC 120Â° | Indoor Luminaires | High-Bay | High-Bay Luminaires for Commercial and Industrial Buildings | Premium | FALSE | [9 empty] | 42272 | Not Dimmable | Not Dimmable | No |  | 3 | 22600 | 113 | 200 | 13.42 | 0.995 | 5000 | 81
P7PZKZNA | ELEDLIGHTS | ELEDLIGHTS | HB-XY-200W-UL-DLC 90Â° | Indoor Luminaires | High-Bay | High-Bay Luminaires for Commercial and Industrial Buildings | Premium | FALSE | [9 empty] | 42272 | Not Dimmable | Not Dimmable | No |  | 3 | 22400 | 112 | 200 | 13.42 | 0.995 | 5000 | 81
P5QN6FB1 | ELEDLIGHTS | ELEDLIGHTS | HB-XY-200W-UL-DLC 45Â° | Indoor Luminaires | High-Bay | High-Bay Luminaires for Commercial and Industrial Buildings | Premium | FALSE | [9 empty] | 42272 | Not Dimmable | Not Dimmable | No |  | 3 | 22201 | 111.004 | 200 | 13.42 | 0.995 | 5000 | 81
PCGMMJQD | ELEDLIGHTS | ELEDLIGHTS | HB-XY-120W-UL-DLC 120Â° | Indoor Luminaires | High-Bay | High-Bay Luminaires for Commercial and Industrial Buildings | Premium | FALSE | [9 empty] | 42272 | Not Dimmable | Not Dimmable | No |  | 3 | 13162.7 | 113.68 | 120 | 13.42 | 0.9868 | 5000 | 81
PNR1NB4P | ELEDLIGHTS | ELEDLIGHTS | HB-XY-120W-UL-DLC 90Â° | Indoor Luminaires | High-Bay | High-Bay Luminaires for Commercial and Industrial Buildings | Premium | FALSE | [9 empty] | 42272 |  |  | No |  | 3 | 13044.7 | 113.25 | 120 | 13.42 | 0.9868 | 5000 | 81
P7XDR98A | Mission LED Lighting Company Ltd. | Mission LED | MS-HBS-HV-150-MT | Indoor Luminaires | High-Bay | High-Bay Luminaires for Commercial and Industrial Buildings | Standard | TRUE | 11113 | 77.82 | 142.8 | 17.3 | 0.9775 | 4215 | 81.6 | 5 | 36000 | 42271 |  |  | NotYetVerified |  | 3 | 13000 | 90 | 150 |  | 0.95 | 4215 | 70
PEJJFW6D | Hubbell Lighting | Hubbell Industrial Lighting | FPH-4K-SPC-[U 1 2 3 4]-CD | Indoor Luminaires | High-Bay | High-Bay Luminaires for Commercial and Industrial Buildings | Standard | TRUE | 21860 | 100.5 | 217 | 9.6 | 0.974 | 3929 | 83 | 5 |  | 42271 |  |  | No |  | 3 | 20648 | 94.8 | 217.8 | 9.6 | 0.974 | 3929 | 83
PCK46C97 | Hubbell Lighting | Hubbell Industrial Lighting | FPH-4K-P95-[U 1 2 3 4]-CD | Indoor Luminaires | High-Bay | High-Bay Luminaires for Commercial and Industrial Buildings | Standard | TRUE | 24110 | 110.8 | 217.8 | 9.2 | 0.974 | 3952 | 82 | 5 |  | 42271 |  |  | No |  | 3 | 22891 | 105.1 | 217.8 | 9.2 | 0.974 | 3952 | 82
P5Z76GKY | ATG Electronics Corp. | ATG Electronics | AES-HB505-ATG50K-D | Indoor Luminaires | High-Bay | High-Bay Luminaires for Commercial and Industrial Buildings | Standard | TRUE | 53693 | 105.92 | 506.9 | 9.13 | 0.9547 | 5075 | 71.5 | 5 | 58000 | 42271 |  |  | NotYetVerified |  | 3 | 53530 | 106 | 505 | 10 | 0.95 | 5000 | 70
PBTXCTPW | Mission LED Lighting Company Ltd. | Mission LED | MS-HBS-HV-300-MT | Indoor Luminaires | High-Bay | High-Bay Luminaires for Commercial and Industrial Buildings | Standard | TRUE | 25868 | 88.16 | 293.4 | 13.1 | 0.95 | 5135 | 73.2 | 5 | 50000 | 42271 |  |  | NotYetVerified |  | 3 | 27000 | 90 | 300 |  | 0.95 | 5000 | 75
PFDH3H9U | Mission LED Lighting Company Ltd. | Mission LED | MS-HBS-150-MT | Indoor Luminaires | High-Bay | High-Bay Luminaires for Commercial and Industrial Buildings | Standard | TRUE | 11952 | 84.01 | 142.28 | 12.04 | 0.9477 | 5028 | 73 | 5 | 303000 | 42271 |  |  | NotYetVerified |  | 3 |  | 84 | 150 |  | 0.98 | 5000 | 73
PMPGS6FB | Mission LED Lighting Company Ltd. | Mission LED | MS-HBS-200-MT | Indoor Luminaires | High-Bay | High-Bay Luminaires for Commercial and Industrial Buildings | Standard | TRUE | 16642 | 81.06 | 205.3 | 14.16 | 0.9469 | 5468 | 75 | 5 | 109000 | 42271 |  |  | NotYetVerified |  | 3 |  | 81 | 200 |  | 0.98 | 5000 | 75
PYN8YVQD | Dongbu Lightec | LumiDas Parking | PGL49-UM-XL1200B(VDD-X) | Indoor Luminaires | High-Bay | Low-Bay Luminaires for Commercial and Industrial Buildings | Standard | TRUE | 4921 | 102.9498 | 47.8 | 16.8 | 0.924 | 5031 | 84.7 | 5 | 50000 | 42271 |  |  | Yes |  | 3 | 5047 | 103 | 49 | 20 | 0.9 | 5000 | 80
P578JUZ6 | Dongbu Lightec | LumiDas Parking | PGL49-UM-XL1200B(VND-X) | Indoor Luminaires | High-Bay | Low-Bay Luminaires for Commercial and Industrial Buildings | Standard | TRUE | 4899 | 104.4563 | 46.9 | 16.9 | 0.923 | 3917 | 84.7 | 5 | 50000 | 42271 |  |  | Yes |  | 3 | 4802 | 98 | 49 | 20 | 0.9 | 4000 | 80
PR6BBVM2 | DONGGUAN CITY LEMARK LIGHTING TECHNOLOGIES LTD | Lemark | S-L-240-30 | Indoor Luminaires | High-Bay | High-Bay Luminaires for Commercial and Industrial Buildings | Standard | TRUE | 22315 | 92.48 | 241.3 | 15.69 | 0.9138 | 2910 | 84.7 | 5 | 50000 | 42271 |  |  | NotYetVerified |  | 3 | 22315 | 92.48 | 241.3 | 15.69 | 0.9138 | 2910 | 84.7
PAE5KZJW | DONGGUAN CITY LEMARK LIGHTING TECHNOLOGIES LTD | Lemark | S-L-200-30 | Indoor Luminaires | High-Bay | High-Bay Luminaires for Commercial and Industrial Buildings | Standard | TRUE | 18371 | 91.13 | 201.6 | 16.42 | 0.9095 | 2967 | 85 | 5 | 50000 | 42271 |  |  | NotYetVerified |  | 3 | 18371 | 91.13 | 201.6 | 16.42 | 0.9095 | 2967 | 85
PD8RRYYY | Leotek Electronics USA LLC | Leotek Electronics USA LLC | ND2-48H-MV-NW-WS-XX-350 | Indoor Luminaires | High-Bay | Low-Bay Luminaires for Commercial and Industrial Buildings | Premium | TRUE | 6862.75 | 131 | 52.24 | 17 | 0.89 | 3959 | 75 | 10 | 50000 | 42271 | Dimmable | Continuous Above 10 | No |  | 3 | 6862.75 | 131 | 52.24 | 20 | 0.9 | 4000 | 70
P94XD1TP | Mission LED Lighting Company Ltd. | Mission LED | MS-HBS-460-MT | Indoor Luminaires | High-Bay | High-Bay Luminaires for Commercial and Industrial Buildings | Standard | TRUE | 40781 | 85.82 | 475.1 | 24.1 | 0.89 | 5198 | 73 | 5 | 50000 | 42271 |  |  | NotYetVerified |  | 3 | 40480 | 90 | 460 |  | 0.95 | 5000 | 75
PZMGV3F12 | Revolution Lighting Technologies | Revolution Lighting Technologies | 114404-101 | Indoor Luminaires | High-Bay | Low-Bay Luminaires for Commercial and Industrial Buildings | Standard | TRUE | 5585.59 | 95.96 | 58.21 | 25 | 0.888 | 4158 | 84.2 | 5 | 50000 | 42271 |  |  | NotYetVerified |  | 3 | 5100 | 85 | 60 | 15 | 0.9 | 4000 | 80
P9CTKCM97 | Revolution Lighting Technologies | Revolution Lighting Technologies | 114404-102 | Indoor Luminaires | High-Bay | Low-Bay Luminaires for Commercial and Industrial Buildings | Standard | FALSE | [9 empty] | 42271 |  |  | NotYetVerified |  | 3 | 5100 | 85 | 60 | 15 | 0.9 | 5000 | 80
P9DDYKET | DONGGUAN CITY LEMARK LIGHTING TECHNOLOGIES LTD | Lemark | S-L-240-57 | Indoor Luminaires | High-Bay | High-Bay Luminaires for Commercial and Industrial Buildings | Standard | FALSE | [9 empty] | 42271 |  |  | NotYetVerified |  | 3 | 25486 | 104.62 | 243.6 | 15.45 | 0.9127 | 5700 | 84.8
P57CSUZS | DONGGUAN CITY LEMARK LIGHTING TECHNOLOGIES LTD | Lemark | S-L-200-57 | Indoor Luminaires | High-Bay | High-Bay Luminaires for Commercial and Industrial Buildings | Standard | FALSE | [9 empty] | 42271 |  |  | NotYetVerified |  | 3 | 20864 | 102.27 | 204 | 15.12 | 0.9012 | 5700 | 84.7
P6SMK3WU | DONGGUAN CITY LEMARK LIGHTING TECHNOLOGIES LTD | Lemark | S-L-200-50 | Indoor Luminaires | High-Bay | High-Bay Luminaires for Commercial and Industrial Buildings | Standard | FALSE | [9 empty] | 42271 |  |  | NotYetVerified |  | 3 | 18371 | 91.1 | 201.6 | 16.42 | 0.9095 | 5000 | 85
P72XAVWJ | DONGGUAN CITY LEMARK LIGHTING TECHNOLOGIES LTD | Lemark | S-L-240-50 | Indoor Luminaires | High-Bay | High-Bay Luminaires for Commercial and Industrial Buildings | Standard | FALSE | [9 empty] | 42271 |  |  | NotYetVerified |  | 3 | 22315 | 92.48 | 241.3 | 15.69 | 0.9138 | 5000 | 84.7
PZ5EFHX6 | DONGGUAN CITY LEMARK LIGHTING TECHNOLOGIES LTD | Lemark | S-L-200-45 | Indoor Luminaires | High-Bay | High-Bay Luminaires for Commercial and Industrial Buildings | Standard | FALSE | [9 empty] | 42271 |  |  | NotYetVerified |  | 3 | 18371 | 91.1 | 201.6 | 16.42 | 0.9095 | 4500 | 85
PY7YUG2Q | DONGGUAN CITY LEMARK LIGHTING TECHNOLOGIES LTD | Lemark | S-L-240-45 | Indoor Luminaires | High-Bay | High-Bay Luminaires for Commercial and Industrial Buildings | Standard | FALSE | [9 empty] | 42271 |  |  | NotYetVerified |  | 3 | 22315 | 92.48 | 241.3 | 15.69 | 0.9138 | 4500 | 84.7
PJ44DVKD | DONGGUAN CITY LEMARK LIGHTING TECHNOLOGIES LTD | Lemark | S-L-200-40 | Indoor Luminaires | High-Bay | High-Bay Luminaires for Commercial and Industrial Buildings | Standard | FALSE | [9 empty] | 42271 |  |  | NotYetVerified |  | 3 | 18371 | 91.1 | 201.6 | 16.42 | 0.9095 | 4000 | 85
PJZERW19 | DONGGUAN CITY LEMARK LIGHTING TECHNOLOGIES LTD | Lemark | S-L-240-40 | Indoor Luminaires | High-Bay | High-Bay Luminaires for Commercial and Industrial Buildings | Standard | FALSE | [9 empty] | 42271 |  |  | NotYetVerified |  | 3 | 22315 | 92.48 | 241.3 | 15.69 | 0.9138 | 4000 | 84.7
P5FJ8N4K | DONGGUAN CITY LEMARK LIGHTING TECHNOLOGIES LTD | Lemark | S-L-200-35 | Indoor Luminaires | High-Bay | High-Bay Luminaires for Commercial and Industrial Buildings | Standard | FALSE | [9 empty] | 42271 |  |  | NotYetVerified |  | 3 | 18371 | 91.1 | 201.6 | 16.42 | 0.9095 | 3500 | 85
PPK6YTXM | DONGGUAN CITY LEMARK LIGHTING TECHNOLOGIES LTD | Lemark | S-L-240-35 | Indoor Luminaires | High-Bay | High-Bay Luminaires for Commercial and Industrial Buildings | Standard | FALSE | [9 empty] | 42271 |  |  | NotYetVerified |  | 3 | 22315 | 92.48 | 241.3 | 15.69 | 0.9138 | 3500 | 84.7
PYPG3JK9 | Shanghai Sheenly Lighting Co. Ltd. | SHEENLY | SL-BAY-230W-DW-AN (120Â° beam angle) | Indoor Luminaires | High-Bay | High-Bay Luminaires for Commercial and Industrial Buildings | Standard | FALSE | [9 empty] | 42271 |  |  | NotYetVerified |  | 3 | 20000 | 90 | 230 | 20 | 0.99 | 5000 | 80
P17ZJPQ6 | Hubbell Lighting | Hubbell Industrial Lighting | FPH-4K-DLR-[U 1 2 3 4]-ND | Indoor Luminaires | High-Bay | High-Bay Luminaires for Commercial and Industrial Buildings | Standard | FALSE | [9 empty] | 42271 |  |  | No |  | 3 | 22222 | 102 | 217.9 | 9.6 | 0.974 | 3993 | 83
PDMHXR51 | Hubbell Lighting | Hubbell Industrial Lighting | FPH-4K-DLR-[U 1 2 3 4]-CD | Indoor Luminaires | High-Bay | High-Bay Luminaires for Commercial and Industrial Buildings | Standard | FALSE | [9 empty] | 42271 |  |  | No |  | 3 | 22222 | 102 | 217.9 | 9.6 | 0.974 | 3993 | 83
PANG6Z54 | Hubbell Lighting | Hubbell Industrial Lighting | FPH-4K-CDL-[U 1 2 3 4]-ND | Indoor Luminaires | High-Bay | High-Bay Luminaires for Commercial and Industrial Buildings | Standard | FALSE | [9 empty] | 42271 |  |  | No |  | 3 | 21155 | 97.2 | 217.7 | 9.9 | 0.974 | 3975 | 83
PJC3KGZP | Hubbell Lighting | Hubbell Industrial Lighting | FPH-4K-CDL-[U 1 2 3 4]-CD | Indoor Luminaires | High-Bay | High-Bay Luminaires for Commercial and Industrial Buildings | Standard | FALSE | [9 empty] | 42271 |  |  | No |  | 3 | 21155 | 97.2 | 217.7 | 9.9 | 0.974 | 3975 | 83
PDUVEA6N | Hubbell Lighting | Hubbell Industrial Lighting | FPH-4K-P95-[U 1 2 3 4]-ND | Indoor Luminaires | High-Bay | High-Bay Luminaires for Commercial and Industrial Buildings | Standard | FALSE | [9 empty] | 42271 |  |  | No |  | 3 | 22891 | 105.1 | 217.8 | 9.2 | 0.974 | 3952 | 82
PQ34VK2A | Hubbell Lighting | Hubbell Industrial Lighting | FPH-4K-SPC-[U 1 2 3 4]-ND | Indoor Luminaires | High-Bay | High-Bay Luminaires for Commercial and Industrial Buildings | Standard | FALSE | [9 empty] | 42271 |  |  | No |  | 3 | 20648 | 94.8 | 217.8 | 9.6 | 0.974 | 3929 | 83
PZF9JSM5 | LUMA America Corp. | Resilient | LFL0100-50-4-7-90-V1-0-B | Indoor Luminaires | High-Bay | Low-Bay Luminaires for Commercial and Industrial Buildings | Standard | TRUE | 4959.302 | 99.08 | 50.054 | 15.56 | 0.939 | 3984 | 73.8 | 7 | 100000 | 42270 |  |  | No |  | 3 | 4960 | 99 | 50 | 15.6 | 0.94 | 4000 | 73
PE52W2QH | GE Lighting Solutions | GE Lumination | IS-[1 C S]4-0-B2-M-[V D]-XXXX-EL | Indoor Luminaires | High-Bay | Low-Bay Luminaires for Commercial and Industrial Buildings | Standard | TRUE | 4755.6 | 101.8 | 46.7 | 16.8 | 0.92 | 3479 | 83.7 | 5 | 75000 | 42270 |  |  | No |  | 3 | 4750 | 101 | 47 | 20 | 0.9 | 3500 | 83
PCPKD67C | DONGGUAN CITY LEMARK LIGHTING TECHNOLOGIES LTD | Lemark | S-B-240-30 | Indoor Luminaires | High-Bay | High-Bay Luminaires for Commercial and Industrial Buildings | Standard | TRUE | 19465 | 83.77 | 237.4 | 14.07 | 0.9122 | 2963 | 84.9 | 5 | 50000 | 42270 |  |  | No |  | 3 | 19886 | 83.77 | 237.4 | 14.07 | 0.9122 | 3000 | 84.9
PPTRZK2R | DONGGUAN CITY LEMARK LIGHTING TECHNOLOGIES LTD | Lemark | S-B-200-30 | Indoor Luminaires | High-Bay | High-Bay Luminaires for Commercial and Industrial Buildings | Standard | TRUE | 15882 | 81.22 | 203.1 | 15.73 | 0.9114 | 2977 | 84.8 | 5 | 50000 | 42270 |  |  | NotYetVerified |  | 3 | 16495 | 81.22 | 203.1 | 15.73 | 0.9114 | 3000 | 84.8
P11D6Y8W | DONGGUAN CITY LEMARK LIGHTING TECHNOLOGIES LTD | Lemark | S-B-240-57 | Indoor Luminaires | High-Bay | High-Bay Luminaires for Commercial and Industrial Buildings | Standard | FALSE | [9 empty] | 42270 |  |  | No |  | 3 | 23691 | 97.69 | 242.5 | 14.45 | 0.9122 | 5700 | 85
P8S5YZHW | DONGGUAN CITY LEMARK LIGHTING TECHNOLOGIES LTD | Lemark | S-B-200-57 | Indoor Luminaires | High-Bay | High-Bay Luminaires for Commercial and Industrial Buildings | Standard | FALSE | [9 empty] | 42270 |  |  | NotYetVerified |  | 3 | 17204 | 84.25 | 204.2 | 15.29 | 0.91 | 5700 | 84.7
PTF8M1JA | DONGGUAN CITY LEMARK LIGHTING TECHNOLOGIES LTD | Lemark | S-B-240-50 | Indoor Luminaires | High-Bay | High-Bay Luminaires for Commercial and Industrial Buildings | Standard | FALSE | [9 empty] | 42270 |  |  | No |  | 3 | 19886 | 83.77 | 237.4 | 14.07 | 0.9122 | 5000 | 84.9
PVBPJPRM | DONGGUAN CITY LEMARK LIGHTING TECHNOLOGIES LTD | Lemark | S-B-200-50 | Indoor Luminaires | High-Bay | High-Bay Luminaires for Commercial and Industrial Buildings | Standard | FALSE | [9 empty] | 42270 |  |  | NotYetVerified |  | 3 | 16495 | 81.22 | 203.1 | 15.73 | 0.9114 | 5000 | 84.8
PG77JBUQ | DONGGUAN CITY LEMARK LIGHTING TECHNOLOGIES LTD | Lemark | S-B-240-45 | Indoor Luminaires | High-Bay | High-Bay Luminaires for Commercial and Industrial Buildings | Standard | FALSE | [9 empty] | 42270 |  |  | No |  | 3 | 19886 | 83.77 | 237.4 | 14.07 | 0.9122 | 4500 | 84.9
PSGDDBH3 | DONGGUAN CITY LEMARK LIGHTING TECHNOLOGIES LTD | Lemark | S-B-200-45 | Indoor Luminaires | High-Bay | High-Bay Luminaires for Commercial and Industrial Buildings | Standard | FALSE | [9 empty] | 42270 |  |  | NotYetVerified |  | 3 | 16495 | 81.22 | 203.1 | 15.73 | 0.9114 | 4500 | 84.8
PWJTXHYG | DONGGUAN CITY LEMARK LIGHTING TECHNOLOGIES LTD | Lemark | S-B-240-40 | Indoor Luminaires | High-Bay | High-Bay Luminaires for Commercial and Industrial Buildings | Standard | FALSE | [9 empty] | 42270 |  |  | No |  | 3 | 19886 | 83.77 | 237.4 | 14.07 | 0.9122 | 4000 | 84.9
PABJF5F8 | DONGGUAN CITY LEMARK LIGHTING TECHNOLOGIES LTD | Lemark | S-B-200-40 | Indoor Luminaires | High-Bay | High-Bay Luminaires for Commercial and Industrial Buildings | Standard | FALSE | [9 empty] | 42270 |  |  | NotYetVerified |  | 3 | 16495 | 81.22 | 203.1 | 15.73 | 0.9114 | 4000 | 84.8
P3ADD7KM | DONGGUAN CITY LEMARK LIGHTING TECHNOLOGIES LTD | Lemark | S-B-240-35 | Indoor Luminaires | High-Bay | High-Bay Luminaires for Commercial and Industrial Buildings | Standard | FALSE | [9 empty] | 42270 |  |  | No |  | 3 | 19886 | 83.77 | 237.4 | 14.07 | 0.9122 | 3500 | 84.9
P4ZVRKPV | DONGGUAN CITY LEMARK LIGHTING TECHNOLOGIES LTD | Lemark | S-B-200-35 | Indoor Luminaires | High-Bay | High-Bay Luminaires for Commercial and Industrial Buildings | Standard | FALSE | [9 empty] | 42270 |  |  | NotYetVerified |  | 3 | 16495 | 81.22 | 203.1 | 15.73 | 0.9114 | 3500 | 84.8
PUFZ3DRU | GE Lighting Solutions | GE Lumination | IS-[1 C S]4-0-K5-M-[V D]-XXXX | Indoor Luminaires | High-Bay | Low-Bay Luminaires for Commercial and Industrial Buildings | Premium | FALSE | [9 empty] | 42270 |  |  | No |  | 3 | 5300 | 126 | 42 | 20 | 0.9 | 5000 | 82
PA58ACSA | GE Lighting Solutions | GE Lumination | IS-[1 C S]4-0-B5-M-[V D]-XXXX | Indoor Luminaires | High-Bay | Low-Bay Luminaires for Commercial and Industrial Buildings | Premium | FALSE | [9 empty] | 42270 | Dimmable | Continuous Below 10 | No |  | 3 | 5300 | 126 | 42 | 20 | 0.9 | 5000 | 82
P2227BMR | GE Lighting Solutions | GE Lumination | IS-[1 C S]4-0-F5-M-[V D]-XXXX | Indoor Luminaires | High-Bay | Low-Bay Luminaires for Commercial and Industrial Buildings | Premium | FALSE | [9 empty] | 42270 | Dimmable | Continuous Below 10 | No |  | 3 | 5300 | 126 | 42 | 20 | 0.9 | 5000 | 82
PK751T3P | GE Lighting Solutions | GE Lumination | IS-[1 C S]4-0-B5-M-[V D]-XXXX-EL | Indoor Luminaires | High-Bay | Low-Bay Luminaires for Commercial and Industrial Buildings | Premium | FALSE | [9 empty] | 42270 |  |  | No |  | 3 | 5100 | 109 | 47 | 20 | 0.9 | 5000 | 82
PJ4C7AAS | GE Lighting Solutions | GE Lumination | IS-[1 C S]4-0-K5-M-[V D]-XXXX-EL | Indoor Luminaires | High-Bay | Low-Bay Luminaires for Commercial and Industrial Buildings | Premium | FALSE | [9 empty] | 42270 |  |  | No |  | 3 | 5100 | 109 | 47 | 20 | 0.9 | 5000 | 82
P6KR4W1E | GE Lighting Solutions | GE Lumination | IS-[1 C S]4-0-F5-M-[V D]-XXXX-EL | Indoor Luminaires | High-Bay | Low-Bay Luminaires for Commercial and Industrial Buildings | Premium | FALSE | [9 empty] | 42270 | Dimmable | Continuous Below 10 | No |  | 3 | 5100 | 109 | 47 | 20 | 0.9 | 5000 | 82
P61B6B2F | GE Lighting Solutions | GE Lumination | IS-[1 C S]4-D-K5-M-[V D]-XXXX | Indoor Luminaires | High-Bay | Low-Bay Luminaires for Commercial and Industrial Buildings | Premium | FALSE | [9 empty] | 42270 | Dimmable | Continuous Below 10 | No |  | 3 | 5100 | 109 | 47 | 20 | 0.9 | 5000 | 82
P49X8Q9N | GE Lighting Solutions | GE Lumination | IS-[1 C S]4-D-B5-M-[V D]-XXXX | Indoor Luminaires | High-Bay | Low-Bay Luminaires for Commercial and Industrial Buildings | Premium | FALSE | [9 empty] | 42270 | Dimmable | Continuous Below 10 | No |  | 3 | 5100 | 109 | 47 | 20 | 0.9 | 5000 | 82
P45WJM5W | GE Lighting Solutions | GE Lumination | IS-[1 C S]4-D-F5-M-[V D]-XXXX | Indoor Luminaires | High-Bay | Low-Bay Luminaires for Commercial and Industrial Buildings | Premium | FALSE | [9 empty] | 42270 | Dimmable | Continuous Below 10 | No |  | 3 | 5100 | 109 | 47 | 20 | 0.9 | 5000 | 82
PWGR7VMK | GE Lighting Solutions | GE Lumination | IS-[1 C S]4-0-F3-M-[V D]-XXXX | Indoor Luminaires | High-Bay | Low-Bay Luminaires for Commercial and Industrial Buildings | Premium | FALSE | [9 empty] | 42270 |  |  | No |  | 3 | 5200 | 124 | 42 | 20 | 0.9 | 4000 | 83
PHX59BR6 | GE Lighting Solutions | GE Lumination | IS-[1 C S]4-0-K3-M-[V D]-XXXX | Indoor Luminaires | High-Bay | Low-Bay Luminaires for Commercial and Industrial Buildings | Premium | FALSE | [9 empty] | 42270 |  |  | No |  | 3 | 5200 | 124 | 42 | 20 | 0.9 | 4000 | 83
PXP67BHD | GE Lighting Solutions | GE Lumination | IS-[1 C S]4-D-B3-M-[V D]-XXXX | Indoor Luminaires | High-Bay | Low-Bay Luminaires for Commercial and Industrial Buildings | Standard | FALSE | [9 empty] | 42270 |  |  | No |  | 3 | 5000 | 106 | 47 | 20 | 0.9 | 4000 | 83
PWCE767G | GE Lighting Solutions | GE Lumination | IS-[1 C S]4-0-F3-M-[V D]-XXXX-EL | Indoor Luminaires | High-Bay | Low-Bay Luminaires for Commercial and Industrial Buildings | Standard | FALSE | [9 empty] | 42270 |  |  | No |  | 3 | 5000 | 106 | 47 | 20 | 0.9 | 4000 | 83
PRN7W1YM | GE Lighting Solutions | GE Lumination | IS-[1 C S]4-D-F3-M-[V D]-XXXX | Indoor Luminaires | High-Bay | Low-Bay Luminaires for Commercial and Industrial Buildings | Standard | FALSE | [9 empty] | 42270 |  |  | No |  | 3 | 5000 | 106 | 47 | 20 | 0.9 | 4000 | 83
PH5CVXFV | GE Lighting Solutions | GE Lumination | IS-[1 C S]4-0-K3-M-[V D]-XXXX-EL | Indoor Luminaires | High-Bay | Low-Bay Luminaires for Commercial and Industrial Buildings | Standard | FALSE | [9 empty] | 42270 |  |  | No |  | 3 | 5000 | 106 | 47 | 20 | 0.9 | 4000 | 83
PCFCBFU6 | GE Lighting Solutions | GE Lumination | IS-[1 C S]4-0-B3-M-[V D]-XXXX-EL | Indoor Luminaires | High-Bay | Low-Bay Luminaires for Commercial and Industrial Buildings | Standard | FALSE | [9 empty] | 42270 |  |  | No |  | 3 | 5000 | 106 | 47 | 20 | 0.9 | 4000 | 83
P5Q9WAD6 | GE Lighting Solutions | GE Lumination | IS-[1 C S]4-D-K3-M-[V D]-XXXX | Indoor Luminaires | High-Bay | Low-Bay Luminaires for Commercial and Industrial Buildings | Standard | FALSE | [9 empty] | 42270 |  |  | No |  | 3 | 5000 | 106 | 47 | 20 | 0.9 | 4000 | 83
PN2CBWA9 | GE Lighting Solutions | GE Lumination | IS-[1 C S]4-0-K2-M-[V D]-XXXX | Indoor Luminaires | High-Bay | Low-Bay Luminaires for Commercial and Industrial Buildings | Premium | FALSE | [9 empty] | 42270 |  |  | No |  | 3 | 4950 | 118 | 42 | 20 | 0.9 | 3500 | 83
PHC97MU3 | GE Lighting Solutions | GE Lumination | IS-[1 C S]4-0-F2-M-[V D]-XXXX | Indoor Luminaires | High-Bay | Low-Bay Luminaires for Commercial and Industrial Buildings | Premium | FALSE | [9 empty] | 42270 |  |  | No |  | 3 | 4950 | 118 | 42 | 20 | 0.9 | 3500 | 83
PUW7T5QH | GE Lighting Solutions | GE Lumination | IS-[1 C S]4-0-F2-M-[V D]-XXXX-EL | Indoor Luminaires | High-Bay | Low-Bay Luminaires for Commercial and Industrial Buildings | Standard | FALSE | [9 empty] | 42270 |  |  | No |  | 3 | 4750 | 101 | 47 | 20 | 0.9 | 3500 | 83
PRFYW7SQ | GE Lighting Solutions | GE Lumination | IS-[1 C S]4-D-K2-M-[V D]-XXXX | Indoor Luminaires | High-Bay | Low-Bay Luminaires for Commercial and Industrial Buildings | Standard | FALSE | [9 empty] | 42270 |  |  | No |  | 3 | 4750 | 101 | 47 | 20 | 0.9 | 3500 | 83
PR2867AH | GE Lighting Solutions | GE Lumination | IS-[1 C S]4-0-K2-M-[V D]-XXXX-EL | Indoor Luminaires | High-Bay | Low-Bay Luminaires for Commercial and Industrial Buildings | Standard | FALSE | [9 empty] | 42270 |  |  | No |  | 3 | 4750 | 101 | 47 | 20 | 0.9 | 3500 | 83
PHCNH1XX | GE Lighting Solutions | GE Lumination | IS-[1 C S]4-D-F2-M-[V D]-XXXX | Indoor Luminaires | High-Bay | Low-Bay Luminaires for Commercial and Industrial Buildings | Standard | FALSE | [9 empty] | 42270 |  |  | No |  | 3 | 4750 | 101 | 47 | 20 | 0.9 | 3500 | 83
PD8DKXYP | GE Lighting Solutions | GE Lumination | IS-[1 C S]4-D-B2-M-[V D]-XXXX | Indoor Luminaires | High-Bay | Low-Bay Luminaires for Commercial and Industrial Buildings | Standard | FALSE | [9 empty] | 42270 |  |  | No |  | 3 | 4750 | 101 | 47 | 20 | 0.9 | 3500 | 83
PJP9QQ3P | LUMA America Corp. | Resilient | LFL0100-50-5-7-90-V1-0-B | Indoor Luminaires | High-Bay | Low-Bay Luminaires for Commercial and Industrial Buildings | Standard | FALSE | [9 empty] | 42270 | Not Dimmable | Not Dimmable | No |  | 3 | 4960 | 99 | 50 | 15.6 | 0.94 | 5000 | 73
PW436Y7D | Lumerica Corporation | Lumerica | LM 630-750 | Indoor Luminaires | High-Bay | High-Bay Luminaires for Commercial and Industrial Buildings | Standard | TRUE | 26520 | 116.68 | 227.28 | 12.61 | 0.944 | 5316 | 76.3 | 5 | 50000 | 42269 |  |  | NotYetVerified |  | 3 | 26520 | 116.68 | 227.28 | 12.61 | 0.944 | 5316 | 76.3
PWQBANB5 | Lumerica Corporation | Lumerica | LM 630-400 | Indoor Luminaires | High-Bay | High-Bay Luminaires for Commercial and Industrial Buildings | Standard | TRUE | 15790 | 115.28 | 136.97 | 15.01 | 0.934 | 5292 | 72.6 | 5 | 50000 | 42269 |  |  | NotYetVerified |  | 3 | 15790 | 115.28 | 136.97 | 15.01 | 0.934 | 5292 | 72.6
PZSUGH7Z | Alphalite Inc. | Alphalite | LHB4-220/857 | Indoor Luminaires | High-Bay | High-Bay Luminaires for Commercial and Industrial Buildings | Standard | TRUE | 20627.36 | 98.847 | 208.68 | 10.09 | 0.9856 | 5530 | 84.4 | 5 | 50000 | 42268 |  |  | NotYetVerified |  | 3 | 20627.36 | 98.84 | 208.68 | 20 | 0.997 | 5700 | 84.4
PG5E6YMV | Alphalite Inc. | Alphalite | LHB4-150/857 | Indoor Luminaires | High-Bay | High-Bay Luminaires for Commercial and Industrial Buildings | Standard | TRUE | 14177.24 | 101.687 | 139.42 | 10.27 | 0.9855 | 5428 | 84.3 | 5 | 50000 | 42268 |  |  | NotYetVerified |  | 3 | 14177.24 | 101.68 | 139.42 | 20 | 0.997 | 5700 | 83.5
P3MUCTYZ | Alphalite Inc. | Alphalite | LHB4-300/840 | Indoor Luminaires | High-Bay | High-Bay Luminaires for Commercial and Industrial Buildings | Standard | TRUE | 28173.12 | 101.47 | 277.63 | 9.6 | 0.984 | 4142 | 83.3 | 5 | 50000 | 42268 |  |  | NotYetVerified |  | 3 | 28173.1 | 101.47 | 277.63 | 20 | 0.998 | 4000 | 83.3
PWASAFPD | Voltech International Inc. | Technilight | TLHBWC120V1N | Indoor Luminaires | High-Bay | High-Bay Luminaires for Commercial and Industrial Buildings | Standard | TRUE | 22719.26 | 113.31 | 200.5 | 10.1 | 0.951 | 3967 | 84.2 | 5 | 60000 | 42268 |  |  | NotYetVerified |  | 3 | 22719.26 | 113.31 | 200.5 | 10.1 | 0.951 | 3967 | 84.2
PC7HFE1W | Voltech International Inc. | Technilight | TLHBWF060V1N | Indoor Luminaires | High-Bay | Low-Bay Luminaires for Commercial and Industrial Buildings | Standard | TRUE | 7696.68 | 118.23 | 65.1 | 10.6 | 0.949 | 3962 | 84.3 | 5 | 60000 | 42268 |  |  | NotYetVerified |  | 3 | 7700 | 128 | 60 |  |  | 4000 | 80
PNS9FSG3 | Voltech International Inc. | Technilight | TLHBWF200V1N | Indoor Luminaires | High-Bay | High-Bay Luminaires for Commercial and Industrial Buildings | Standard | TRUE | 23863.5 | 118.78 | 200.9 | 10.3 | 0.948 | 3976 | 83.5 | 5 | 60000 | 42268 |  |  | NotYetVerified |  | 3 | 23863.5 | 118.78 | 200.9 | 10.3 | 0.948 | 3976 | 83.5
P25NB8EB | Voltech International Inc. | Technilight | TLHBWC060V1N | Indoor Luminaires | High-Bay | Low-Bay Luminaires for Commercial and Industrial Buildings | Standard | TRUE | 7851.68 | 120.8 | 65 | 10.7 | 0.946 | 3943 | 83.4 | 5 | 60000 | 42268 |  |  | NotYetVerified |  | 3 | 7851.68 | 120.8 | 65 | 10.7 | 0.946 | 3943 | 83.4
P2834B6G | Voltech International Inc. | Technilight | TLHBWC200V1N | Indoor Luminaires | High-Bay | High-Bay Luminaires for Commercial and Industrial Buildings | Standard | TRUE | 16505.67 | 110.33 | 149.6 | 10.4 | 0.946 | 3957 | 84.3 | 5 | 60000 | 42268 |  |  | NotYetVerified |  | 3 | 16505.67 | 110.33 | 149.6 | 10.4 | 0.946 | 3957 | 84.3
PRY3ZYCV | Voltech International Inc. | Technilight | TLHBWF150V1N | Indoor Luminaires | High-Bay | High-Bay Luminaires for Commercial and Industrial Buildings | Standard | TRUE | 17732.12 | 117.67 | 150.7 | 10.4 | 0.945 | 3959 | 83.3 | 5 | 60000 | 42268 |  |  | NotYetVerified |  | 3 | 17732.12 | 117.67 | 150.7 | 10.4 | 0.945 | 3959 | 83.3
PY18T435 | Voltech International Inc. | Technilight | TLHBWF120V1N | Indoor Luminaires | High-Bay | High-Bay Luminaires for Commercial and Industrial Buildings | Standard | TRUE | 12755.19 | 109.11 | 116.9 | 10.8 | 0.943 | 3964 | 84.5 | 5 | 60000 | 42268 |  |  | NotYetVerified |  | 3 | 12755.19 | 109.11 | 116.9 | 10.8 | 0.943 | 4000 | 84.5
PVVUUB46 | Voltech International Inc. | Technilight | TLHBWC150V1N | Indoor Luminaires | High-Bay | High-Bay Luminaires for Commercial and Industrial Buildings | Standard | TRUE | 13667.09 | 117.11 | 116.7 | 11.2 | 0.939 | 3963 | 83.6 | 5 | 60000 | 42268 |  |  | NotYetVerified |  | 3 | 13650 | 114 | 120 |  |  | 4000 | 80
P755SNGT | Alphalite Inc. | Alphalite | LHB4-300/857 | Indoor Luminaires | High-Bay | High-Bay Luminaires for Commercial and Industrial Buildings | Standard | FALSE | [9 empty] | 42268 |  |  | NotYetVerified |  | 3 | 28724.4 | 102.82 | 279.35 | 20 | 0.998 | 5700 | 84.4
P2QA6WU9 | Alphalite Inc. | Alphalite | LHB4-220/850 | Indoor Luminaires | High-Bay | High-Bay Luminaires for Commercial and Industrial Buildings | Standard | FALSE | [9 empty] | 42268 |  |  | NotYetVerified |  | 3 | 20902 | 100.38 | 208 | 20 | 0.995 | 5000 | 84
P5RG67VD | Alphalite Inc. | Alphalite | LHB4-150/850 | Indoor Luminaires | High-Bay | High-Bay Luminaires for Commercial and Industrial Buildings | Standard | FALSE | [9 empty] | 42268 |  |  | NotYetVerified |  | 3 | 14290 | 102.5 | 139.39 | 20 | 0.997 | 5000 | 83.5
PBTMQ8EM | Alphalite Inc. | Alphalite | LHB4-300/850 | Indoor Luminaires | High-Bay | High-Bay Luminaires for Commercial and Industrial Buildings | Standard | FALSE | [9 empty] | 42268 |  |  | NotYetVerified |  | 3 | 28448.7 | 102.14 | 278.49 | 20 | 0.998 | 5000 | 83.3
P2ZG1WKR | Alphalite Inc. | Alphalite | LHB4-220/840 | Indoor Luminaires | High-Bay | High-Bay Luminaires for Commercial and Industrial Buildings | Standard | FALSE | [9 empty] | 42268 |  |  | NotYetVerified |  | 3 | 21177.24 | 101.92 | 207.77 | 20 | 0.995 | 4000 | 83.8
P4A6J2AK | Alphalite Inc. | Alphalite | LHB4-150/840 | Indoor Luminaires | High-Bay | High-Bay Luminaires for Commercial and Industrial Buildings | Standard | FALSE | [9 empty] | 42268 |  |  | NotYetVerified |  | 3 | 14400.74 | 103.34 | 139.35 | 20 | 0.997 | 4000 | 83.5
P2W6SS84 | Voltech International Inc. | Technilight | TLHBWC200V1P | Indoor Luminaires | High-Bay | High-Bay Luminaires for Commercial and Industrial Buildings | Standard | FALSE | [9 empty] | 42268 | Dimmable | Continuous Below 10 | NotYetVerified |  | 3 | 16909.78 | 113.64 | 148.8 | 10.5 | 0.946 | 5152 | 82.4
P88TBBYT | Voltech International Inc. | Technilight | TLHBWF150V1P | Indoor Luminaires | High-Bay | High-Bay Luminaires for Commercial and Industrial Buildings | Standard | FALSE | [9 empty] | 42268 | Dimmable | Continuous Below 10 | NotYetVerified |  | 3 | 17897.24 | 120.36 | 148.7 | 10.5 | 0.946 | 5144 | 81.5
PQY1WQQZ | Voltech International Inc. | Technilight | TLHBWC120V1P | Indoor Luminaires | High-Bay | High-Bay Luminaires for Commercial and Industrial Buildings | Standard | FALSE | [9 empty] | 42268 | Dimmable | Continuous Below 10 | NotYetVerified |  | 3 | 23168.87 | 114.98 | 201.5 | 10.1 | 0.95 | 5108 | 82.2
PQVUSAWW | Voltech International Inc. | Technilight | TLHBWF200V1P | Indoor Luminaires | High-Bay | High-Bay Luminaires for Commercial and Industrial Buildings | Standard | FALSE | [9 empty] | 42268 | Dimmable | Continuous Below 10 | NotYetVerified |  | 3 | 24552.6 | 121.07 | 202.8 | 10.4 | 0.947 | 5100 | 81.4
P3NFQUK4 | Voltech International Inc. | Technilight | TLHBWC060V1P | Indoor Luminaires | High-Bay | Low-Bay Luminaires for Commercial and Industrial Buildings | Standard | FALSE | [9 empty] | 42268 | Dimmable | Continuous Below 10 | NotYetVerified |  | 3 | 8071.62 | 124.37 | 64.9 | 10.6 | 0.946 | 5078 | 81.7
PJDPJEDF | Voltech International Inc. | Technilight | TLHBWF120V1P | Indoor Luminaires | High-Bay | High-Bay Luminaires for Commercial and Industrial Buildings | Standard | FALSE | [9 empty] | 42268 | Dimmable | Continuous Below 10 | NotYetVerified |  | 3 | 13077.39 | 116.1 | 116.1 | 10.8 | 0.943 | 5066 | 82.2
P5PSUXKX | Voltech International Inc. | Technilight | TLHBWC150V1P | Indoor Luminaires | High-Bay | High-Bay Luminaires for Commercial and Industrial Buildings | Standard | FALSE | [9 empty] | 42268 | Dimmable | Continuous Below 10 | NotYetVerified |  | 3 | 13850 | 115 | 120 |  |  | 5000 | 80
PSU6USZM | Voltech International Inc. | Technilight | TLHBWF060V1P | Indoor Luminaires | High-Bay | Low-Bay Luminaires for Commercial and Industrial Buildings | Standard | FALSE | [9 empty] | 42268 | Dimmable | Continuous Below 10 | NotYetVerified |  | 3 | 7800 | 130 | 60 |  |  | 5000 | 80
PQEPXD3VC | Philips Optimum | Philips Optimum | G10LNI[P] 4FT 20L UV 840 [OSOS(DIM)] | Indoor Luminaires | High-Bay | High-Bay Luminaires for Commercial and Industrial Buildings | Standard | TRUE | 21656.6 | 129.22 | 167.6 | 15.1 | 0.932 | 4156 | 82.11 | 5 | 50000 | 42265 |  |  | Yes |  | 3 | 21043 | 121.36 | 173.4 | 20 | 0.9 | 4000 | 80
PW5U51FF | Sigma Luminous | Luminous Retrofits | Ultra-UNV-57K120-X1 | Indoor Retrofit Kit | High-Bay | Retrofit Kits for High-Bay Luminaires for Commercial and Industrial Buildings | Standard | TRUE | 12015 | 93.1 | 129 | 12.3 | 0.925 | 5975 | 76.8 | 5 | 60000 | 42265 |  |  | NotYetVerified |  | 3 |  | 95 |  |  |  | 5700
PTRC45WNU | Philips Optimum | Philips Optimum | G10LNI[P] 4FT 20L UV 850 [OSOS(DIM)] | Indoor Luminaires | High-Bay | High-Bay Luminaires for Commercial and Industrial Buildings | Standard | FALSE | [9 empty] | 42265 | Dimmable | Continuous Above 10 | Yes |  | 3 | 21256 | 122.58 | 173.4 | 20 | 0.9 | 5000 | 80
P2PNYB27 | YUEQING KINON TRADING CO LTD | DE | DE-BYD-5-200M-30 (Pointing Straight Down Only) | Indoor Luminaires | High-Bay | High-Bay Luminaires for Commercial and Industrial Buildings | Standard | TRUE | 24433.295 | 113.564 | 215.15 | 12.9 | 0.943 | 3015 | 72 | 5 | 50000 | 42264 |  |  | No |  | 3 | 24433.295 | 113.564 | 215.15 | 12.9 | 0.943 | 3015 | 72
P84ABVQ7 | YUEQING KINON TRADING CO LTD | DE | DE-BYD-2-080M-30 (Pointing Straight Down Only) | Indoor Luminaires | High-Bay | High-Bay Luminaires for Commercial and Industrial Buildings | Standard | TRUE | 10369.091 | 111.03 | 93.39 | 12.8 | 0.943 | 3015 | 71.8 | 5 | 50000 | 42264 |  |  | No |  | 3 | 10369.091 | 111.03 | 93.39 | 12.8 | 0.943 | 3015 | 71.8
PV36ZC81 | YUEQING KINON TRADING CO LTD | DE | DE-BYD-3-120M-30 (Pointing Straight Down Only) | Indoor Luminaires | High-Bay | High-Bay Luminaires for Commercial and Industrial Buildings | Standard | TRUE | 14434.648 | 112.903 | 127.88 | 12.9 | 0.942 | 3008 | 71.9 | 5 | 50000 | 42264 |  |  | No |  | 3 | 14434.648 | 112.903 | 127.85 | 12.9 | 0.942 | 3008 | 71.9
PBTDXKW6 | Para Light NanJing Electronics Co.Ltd | PARA | PL-200WHBWW-01X2-D | Indoor Luminaires | High-Bay | High-Bay Luminaires for Commercial and Industrial Buildings | Standard | TRUE | 18630.4 | 93.01 | 200.3 | 11.52 | 0.9415 | 3005 | 86 | 5 | 50000 | 42264 |  |  | No |  | 3 | 18630.4 | 93.01 | 200.3 | 11.5 | 0.9965 | 3005 | 86
PDMHQC8N | YUEQING KINON TRADING CO LTD | DE | DE-BYD-4-160M-30 (Pointing Straight Down Only) | Indoor Luminaires | High-Bay | High-Bay Luminaires for Commercial and Industrial Buildings | Standard | TRUE | 17830.33 | 110.71 | 160.57 | 12.8 | 0.941 | 3028 | 72 | 5 | 50000 | 42264 |  |  | No |  | 3 | 17830.33 | 111.044 | 160.57 | 12.8 | 0.941 | 3028 | 72
PX9KMH9K | Para Light NanJing Electronics Co.Ltd | PARA | PL-100WHBWW-01X2-D | Indoor Luminaires | High-Bay | High-Bay Luminaires for Commercial and Industrial Buildings | Standard | TRUE | 9639.1 | 95.92 | 100.49 | 14.25 | 0.9388 | 2997 | 86.4 | 5 | 50000 | 42264 |  |  | No |  | 3 | 9639.1 | 95.92 | 100.49 | 14.3 | 0.9946 | 2997 | 86.4
PN98PJGG | Para Light NanJing Electronics Co.Ltd | PARA | PL-150WHBWW-01X2-D | Indoor Luminaires | High-Bay | High-Bay Luminaires for Commercial and Industrial Buildings | Standard | TRUE | 13951.5 | 91.68 | 152.17 | 12.88 | 0.9328 | 2984 | 86.4 | 5 | 50000 | 42264 |  |  | No |  | 3 | 13951.5 | 91.68 | 152.17 | 12.9 | 0.9951 | 2984 | 86.4
PDUNK82A | Shenzhen Yaorong Technology Co.Ltd | YAORONG | YR-HB220-W150-X(3000K) | Indoor Luminaires | High-Bay | High-Bay Luminaires for Commercial and Industrial Buildings | Standard | TRUE | 15734 | 107.8 | 147.9 | 12.1 | 0.9295 | 2955 | 82.7 | 5 | 50000 | 42264 |  |  | No |  | 3 | 15734 | 106.67 | 147.5 | 12.1 | 0.9295 | 3000 | 82.7
PDB3PN12 | Shenzhen Yaorong Technology Co.Ltd | YAORONG | YR-HB300-W400-X(3000K) | Indoor Luminaires | High-Bay | High-Bay Luminaires for Commercial and Industrial Buildings | Standard | TRUE | 41082 | 101.72 | 404.6 | 19.1 | 0.9187 | 3005 | 82.3 | 5 | 50000 | 42264 |  |  | No |  | 3 | 41082 | 101.72 | 403.9 | 19.1 | 0.9187 | 3000 | 82.3
PPQ4C4DJ | Shenzhen Yaorong Technology Co.Ltd | YAORONG | YR-HB220-W50-X(3000K) | Indoor Luminaires | High-Bay | Low-Bay Luminaires for Commercial and Industrial Buildings | Standard | TRUE | 5268.2 | 104.1 | 50.61 | 6 | 0.9105 | 2964 | 82.8 | 5 | 50000 | 42264 |  |  | No |  | 3 | 5280 | 106.45 | 49.6 | 6 | 0.9105 | 3000 | 82.8
PKHRTQ3F | Shenzhen Yaorong Technology Co.Ltd | YAORONG | YR-HB220-W100-X(3000K) | Indoor Luminaires | High-Bay | High-Bay Luminaires for Commercial and Industrial Buildings | Standard | TRUE | 10498 | 102.8 | 99.98 | 11.9 | 0.9092 | 2945 | 82.5 | 5 | 50000 | 42264 |  |  | No |  | 3 | 10498 | 105.19 | 99.81 | 11.9 | 0.9092 | 3000 | 82.5
P73ND4NB | Shenzhen Yaorong Technology Co.Ltd | YAORONG | YR-HB300-W300-X(3000K) | Indoor Luminaires | High-Bay | High-Bay Luminaires for Commercial and Industrial Buildings | Standard | TRUE | 31839 | 109.3 | 302.6 | 16.9 | 0.9087 | 3006 | 82.2 | 5 | 50000 | 42264 |  |  | No |  | 3 | 31839 | 105.47 | 301.9 | 16.9 | 0.9087 | 3000 | 82.2
P4R2WJF3 | Para Light NanJing Electronics Co.Ltd | PARA | PL-100WHBCW-01X3-D | Indoor Luminaires | High-Bay | High-Bay Luminaires for Commercial and Industrial Buildings | Standard | FALSE | [9 empty] | 42264 |  |  | No |  | 3 | 10144.7 | 102.17 | 99.34 | 14.3 | 0.994 | 5000 | 86.4
PFBA9HR4 | Para Light NanJing Electronics Co.Ltd | PARA | PL-150WHBCW-01X3-D | Indoor Luminaires | High-Bay | High-Bay Luminaires for Commercial and Industrial Buildings | Standard | FALSE | [9 empty] | 42264 |  |  | No |  | 3 | 14769.3 | 97.95 | 150.86 | 12.9 | 0.995 | 5000 | 86.4
PDKM2K3P | Para Light NanJing Electronics Co.Ltd | PARA | PL-200WHBCW-01X3-D | Indoor Luminaires | High-Bay | High-Bay Luminaires for Commercial and Industrial Buildings | Standard | FALSE | [9 empty] | 42264 |  |  | No |  | 3 | 19001 | 95.27 | 199.55 | 11.5 | 0.996 | 5000 | 86
PQXNYEWV | Para Light NanJing Electronics Co.Ltd | PARA | PL-150WHBCW-01X2-D | Indoor Luminaires | High-Bay | High-Bay Luminaires for Commercial and Industrial Buildings | Standard | FALSE | [9 empty] | 42264 |  |  | No |  | 3 | 14356.6 | 94.93 | 151.24 | 12.9 | 0.9952 | 4937 | 85.2
P4SYH8N5 | Para Light NanJing Electronics Co.Ltd | PARA | PL-100WHBCW-01X2-D | Indoor Luminaires | High-Bay | High-Bay Luminaires for Commercial and Industrial Buildings | Standard | FALSE | [9 empty] | 42264 |  |  | No |  | 3 | 9892.4 | 97.73 | 101.23 | 14.3 | 0.9947 | 4904 | 85.4
PUG29BQV | Para Light NanJing Electronics Co.Ltd | PARA | PL-200WHBCW-01X2-D | Indoor Luminaires | High-Bay | High-Bay Luminaires for Commercial and Industrial Buildings | Standard | FALSE | [9 empty] | 42264 |  |  | No |  | 3 | 18932.5 | 94.51 | 200.33 | 11.5 | 0.9966 | 4852 | 85.1
PSXCJXRT | Para Light NanJing Electronics Co.Ltd | PARA | PL-150WHBWW-01X3-D | Indoor Luminaires | High-Bay | High-Bay Luminaires for Commercial and Industrial Buildings | Standard | FALSE | [9 empty] | 42264 |  |  | No |  | 3 | 14769.3 | 97.95 | 150.86 | 12.9 | 0.995 | 3000 | 86.4
P5MU41JY | Para Light NanJing Electronics Co.Ltd | PARA | PL-200WHBWW-01X3-D | Indoor Luminaires | High-Bay | High-Bay Luminaires for Commercial and Industrial Buildings | Standard | FALSE | [9 empty] | 42264 |  |  | No |  | 3 | 19001 | 95.27 | 199.55 | 11.5 | 0.996 | 3000 | 86
PRQ4MUMC | Para Light NanJing Electronics Co.Ltd | PARA | PL-100WHBWW-01X3-D | Indoor Luminaires | High-Bay | High-Bay Luminaires for Commercial and Industrial Buildings | Standard | FALSE | [9 empty] | 42264 |  |  | No |  | 3 | 9892.4 | 97.73 | 101.23 | 14.3 | 0.9947 | 3000 | 85.4
PZEC3TYD | YUEQING KINON TRADING CO LTD | DE | DE-BYD-3-120M-50 (Pointing Straight Down Only) | Indoor Luminaires | High-Bay | High-Bay Luminaires for Commercial and Industrial Buildings | Standard | FALSE | [9 empty] | 42264 |  |  | No |  | 3 | 14582.156 | 114.03 | 127.88 | 12.7 | 0.943 | 4848 | 73.3
PX41N157 | YUEQING KINON TRADING CO LTD | DE | DE-BYD-4-160M-50 (Pointing Straight Down Only) | Indoor Luminaires | High-Bay | High-Bay Luminaires for Commercial and Industrial Buildings | Standard | FALSE | [9 empty] | 42264 |  |  | No |  | 3 | 18170.398 | 113.183 | 160.55 | 12.8 | 0.943 | 4822 | 73.1
P9817WRD | YUEQING KINON TRADING CO LTD | DE | DE-BYD-2-080M-50 (Pointing Straight Down Only) | Indoor Luminaires | High-Bay | High-Bay Luminaires for Commercial and Industrial Buildings | Standard | FALSE | [9 empty] | 42264 |  |  | No |  | 3 | 10523.968 | 112.148 | 93.84 | 12.6 | 0.943 | 4819 | 73.1
PJ8JRPJJ | YUEQING KINON TRADING CO LTD | DE | DE-BYD-5-200M-50 (Pointing Straight Down Only) | Indoor Luminaires | High-Bay | High-Bay Luminaires for Commercial and Industrial Buildings | Standard | FALSE | [9 empty] | 42264 |  |  | No |  | 3 | 24672.996 | 114.338 | 215.79 | 12.7 | 0.946 | 4811 | 72.9
PQYH8WS8 | Shenzhen Yaorong Technology Co.Ltd | YAORONG | YR-HB220-W50-X(5000K) | Indoor Luminaires | High-Bay | Low-Bay Luminaires for Commercial and Industrial Buildings | Standard | FALSE | [9 empty] | 42264 |  |  | No |  | 3 | 5576 | 110.88 | 50.29 | 6.1 | 0.9231 | 5000 | 76.4
PKX9R38B | Shenzhen Yaorong Technology Co.Ltd | YAORONG | YR-HB220-W100-X(5000K) | Indoor Luminaires | High-Bay | High-Bay Luminaires for Commercial and Industrial Buildings | Standard | FALSE | [9 empty] | 42264 |  |  | No |  | 3 | 11414 | 112.64 | 101.3 | 9.5 | 0.9211 | 5000 | 75.4
PZ26FWX4 | Shenzhen Yaorong Technology Co.Ltd | YAORONG | YR-HB220-W150-X(5000K) | Indoor Luminaires | High-Bay | High-Bay Luminaires for Commercial and Industrial Buildings | Standard | FALSE | [9 empty] | 42264 |  |  | No |  | 3 | 17175 | 111.37 | 154.2 | 13.6 | 0.9223 | 5000 | 75.1
PM7GM4N9 | Shenzhen Yaorong Technology Co.Ltd | YAORONG | YR-HB300-W400-X(5000K) | Indoor Luminaires | High-Bay | High-Bay Luminaires for Commercial and Industrial Buildings | Standard | FALSE | [9 empty] | 42264 |  |  | No |  | 3 | 44949 | 109.47 | 410.6 | 19.6 | 0.9235 | 5000 | 74.9
P9Z2B82R | Shenzhen Yaorong Technology Co.Ltd | YAORONG | YR-HB300-W300-X(5000K) | Indoor Luminaires | High-Bay | High-Bay Luminaires for Commercial and Industrial Buildings | Standard | FALSE | [9 empty] | 42264 |  |  | No |  | 3 | 33102 | 109.6 | 302 | 17.1 | 0.9101 | 5000 | 74.8
PK6AC9KE | Shenzhen Yaorong Technology Co.Ltd | YAORONG | YR-HB220-W50-X(4500K) | Indoor Luminaires | High-Bay | Low-Bay Luminaires for Commercial and Industrial Buildings | Standard | FALSE | [9 empty] | 42264 |  |  | No |  | 3 | 5280 | 106.45 | 49.6 | 6 | 0.9105 | 4500 | 82.8
PW291R6D | Shenzhen Yaorong Technology Co.Ltd | YAORONG | YR-HB220-W150-X(4500K) | Indoor Luminaires | High-Bay | High-Bay Luminaires for Commercial and Industrial Buildings | Standard | FALSE | [9 empty] | 42264 |  |  | No |  | 3 | 15734 | 106.67 | 147.5 | 12.1 | 0.9295 | 4500 | 82.7
PMAX3ECF | Shenzhen Yaorong Technology Co.Ltd | YAORONG | YR-HB220-W100-X(4500K) | Indoor Luminaires | High-Bay | High-Bay Luminaires for Commercial and Industrial Buildings | Standard | FALSE | [9 empty] | 42264 |  |  | No |  | 3 | 10498 | 105.19 | 99.81 | 11.9 | 0.9092 | 4500 | 82.5
PR71KUDE | Shenzhen Yaorong Technology Co.Ltd | YAORONG | YR-HB300-W400-X(4500K) | Indoor Luminaires | High-Bay | High-Bay Luminaires for Commercial and Industrial Buildings | Standard | FALSE | [9 empty] | 42264 |  |  | No |  | 3 | 41082 | 101.72 | 403.9 | 19.1 | 0.9187 | 4500 | 82.3
PBM5JK26 | Shenzhen Yaorong Technology Co.Ltd | YAORONG | YR-HB300-W300-X(4500K) | Indoor Luminaires | High-Bay | High-Bay Luminaires for Commercial and Industrial Buildings | Standard | FALSE | [9 empty] | 42264 |  |  | No |  | 3 | 31839 | 105.47 | 301.9 | 16.9 | 0.9087 | 4500 | 82.2
PT5TWE9U | Shenzhen Yaorong Technology Co.Ltd | YAORONG | YR-HB220-W50-X(4000K) | Indoor Luminaires | High-Bay | Low-Bay Luminaires for Commercial and Industrial Buildings | Standard | FALSE | [9 empty] | 42264 |  |  | No |  | 3 | 5280 | 106.45 | 49.6 | 6 | 0.9105 | 4000 | 82.8
PX7H7B45 | Shenzhen Yaorong Technology Co.Ltd | YAORONG | YR-HB220-W150-X(4000K) | Indoor Luminaires | High-Bay | High-Bay Luminaires for Commercial and Industrial Buildings | Standard | FALSE | [9 empty] | 42264 |  |  | No |  | 3 | 15734 | 106.67 | 147.5 | 12.1 | 0.9295 | 4000 | 82.7
PM1ZBAZ5 | Shenzhen Yaorong Technology Co.Ltd | YAORONG | YR-HB220-W100-X(4000K) | Indoor Luminaires | High-Bay | High-Bay Luminaires for Commercial and Industrial Buildings | Standard | FALSE | [9 empty] | 42264 |  |  | No |  | 3 | 10498 | 105.19 | 99.81 | 11.9 | 0.9092 | 4000 | 82.5
P991HR5H | Shenzhen Yaorong Technology Co.Ltd | YAORONG | YR-HB300-W400-X(4000K) | Indoor Luminaires | High-Bay | High-Bay Luminaires for Commercial and Industrial Buildings | Standard | FALSE | [9 empty] | 42264 |  |  | No |  | 3 | 41082 | 101.72 | 403.9 | 19.1 | 0.9187 | 4000 | 82.3
P52RYDGZ | Shenzhen Yaorong Technology Co.Ltd | YAORONG | YR-HB300-W300-X(4000K) | Indoor Luminaires | High-Bay | High-Bay Luminaires for Commercial and Industrial Buildings | Standard | FALSE | [9 empty] | 42264 |  |  | No |  | 3 | 31839 | 105.47 | 301.9 | 16.9 | 0.9087 | 4000 | 82.2
P74E1Z5S | Shenzhen Yaorong Technology Co.Ltd | YAORONG | YR-HB220-W50-X(3500K) | Indoor Luminaires | High-Bay | Low-Bay Luminaires for Commercial and Industrial Buildings | Standard | FALSE | [9 empty] | 42264 |  |  | No |  | 3 | 5280 | 106.45 | 49.6 | 6 | 0.9105 | 3500 | 82.8
PFEQFZGX | Shenzhen Yaorong Technology Co.Ltd | YAORONG | YR-HB220-W150-X(3500K) | Indoor Luminaires | High-Bay | High-Bay Luminaires for Commercial and Industrial Buildings | Standard | FALSE | [9 empty] | 42264 |  |  | No |  | 3 | 15734 | 106.67 | 147.5 | 12.1 | 0.9295 | 3500 | 82.7
PRNQ6FEE | Shenzhen Yaorong Technology Co.Ltd | YAORONG | YR-HB220-W100-X(3500K) | Indoor Luminaires | High-Bay | High-Bay Luminaires for Commercial and Industrial Buildings | Standard | FALSE | [9 empty] | 42264 |  |  | No |  | 3 | 10498 | 105.19 | 99.81 | 11.9 | 0.9092 | 3500 | 82.5
PJ9ND2MV | Shenzhen Yaorong Technology Co.Ltd | YAORONG | YR-HB300-W400-X(3500K) | Indoor Luminaires | High-Bay | High-Bay Luminaires for Commercial and Industrial Buildings | Standard | FALSE | [9 empty] | 42264 |  |  | No |  | 3 | 41082 | 101.72 | 403.9 | 19.1 | 0.9187 | 3500 | 82.3
P9HC895R | Shenzhen Yaorong Technology Co.Ltd | YAORONG | YR-HB300-W300-X(3500K) | Indoor Luminaires | High-Bay | High-Bay Luminaires for Commercial and Industrial Buildings | Standard | FALSE | [9 empty] | 42264 |  |  | No |  | 3 | 31839 | 105.47 | 301.9 | 16.9 | 0.9087 | 3500 | 82.2
P1T7SW11Q | Noribachi | Noribachi | 378-FLXXL-[optional upgrades]-[mounting] | Indoor Luminaires | High-Bay | High-Bay Luminaires for Commercial and Industrial Buildings | Standard | TRUE | 69231 | 124.7 | 555.2 | 10.1 | 0.95 | 4765 | 73.9 | 5 | 100000 | 42263 |  |  | NotYetVerified | Only qualified when mounted straight down | 3
P2RGGS2D | Voltech International Inc. | Technilight | TLHBRC280V1D | Indoor Luminaires | High-Bay | High-Bay Luminaires for Commercial and Industrial Buildings | Premium | TRUE | 28433 | 107.21 | 265.2 | 11.52 | 0.936 | 2749 | 83.9 | 5 | 50000 | 42263 | Dimmable | Continuous Above 10 | NotYetVerified |  | 3 | 28433 | 107.21 | 265.2 | 11.52 | 0.936 | 2700 | 83.9
P45ZSXT2 | Voltech International Inc. | Technilight | TLHBRC400V1D | Indoor Luminaires | High-Bay | High-Bay Luminaires for Commercial and Industrial Buildings | Standard | TRUE | 41817 | 98.98 | 422.5 | 11.85 | 0.925 | 2733 | 83.7 | 5 | 50000 | 42263 |  |  | NotYetVerified |  | 3 | 41817 | 98.98 | 422.5 | 11.85 | 0.925 | 2700 | 83.7
P96XVG1Q | Voltech International Inc. | Technilight | TLHBRC280V2D | Indoor Luminaires | High-Bay | High-Bay Luminaires for Commercial and Industrial Buildings | Standard | TRUE | 28099 | 101.99 | 275.5 | 11.49 | 0.924 | 2745 | 83.9 | 5 | 50000 | 42263 |  |  | NotYetVerified |  | 3 | 28302 | 102.22 | 276.9 | 11.49 | 0.924 | 2700 | 83.9
PASGJ6BA | Voltech International Inc. | Technilight | TLHBRC400V2D | Indoor Luminaires | High-Bay | High-Bay Luminaires for Commercial and Industrial Buildings | Standard | TRUE | 37784 | 98.92 | 381.9 | 11.77 | 0.921 | 2730 | 83.9 | 5 | 50000 | 42263 |  |  | NotYetVerified |  | 3 | 38042 | 99.06 | 384 | 11.77 | 0.921 | 2700 | 83.9
PRTFBYK7 | Voltech International Inc. | Technilight | TLHBRC200V1D | Indoor Luminaires | High-Bay | High-Bay Luminaires for Commercial and Industrial Buildings | Premium | TRUE | 21544 | 106.97 | 201.4 | 11.24 | 0.921 | 2745 | 83.8 | 5 | 50000 | 42263 |  |  | NotYetVerified |  | 3 | 21544 | 106.97 | 201.4 | 11.24 | 0.921 | 2700 | 83.8
PH9BMQRG | Voltech International Inc. | Technilight | TLHBRC200V2D | Indoor Luminaires | High-Bay | High-Bay Luminaires for Commercial and Industrial Buildings | Premium | TRUE | 20290 | 107.01 | 189.6 | 11.47 | 0.914 | 2739 | 83.9 | 5 | 50000 | 42263 |  |  | NotYetVerified |  | 3 | 20290 | 107.01 | 189.6 | 11.47 | 0.914 | 2700 | 83.9
PGW8852F | Voltech International Inc. | Technilight | TLHBRC150V2D | Indoor Luminaires | High-Bay | High-Bay Luminaires for Commercial and Industrial Buildings | Standard | TRUE | 14669 | 100.06 | 146.6 | 11.3 | 0.913 | 2758 | 84 | 5 | 50000 | 42263 |  |  | NotYetVerified |  | 3 | 14669 | 100.06 | 146.6 | 11.3 | 0.913 | 2700 | 84
PV92VSYV | Voltech International Inc. | Technilight | TLHBRC150V1D | Indoor Luminaires | High-Bay | High-Bay Luminaires for Commercial and Industrial Buildings | Premium | TRUE | 16148 | 107.01 | 150.9 | 11.05 | 0.909 | 2758 | 84 | 5 | 50000 | 42263 |  |  | NotYetVerified |  | 3 | 16223 | 107.15 | 151.4 | 11.05 | 0.909 | 2700 | 84
P679P33S | Voltech International Inc. | Technilight | TLHBRC150V2P | Indoor Luminaires | High-Bay | High-Bay Luminaires for Commercial and Industrial Buildings | Standard | FALSE | [9 empty] | 42263 | Dimmable | Continuous Above 10 | NotYetVerified |  | 3 | 16230 | 111.01 | 146.2 | 11.38 | 0.911 | 5000 | 85.1
PYBP2W4N | Voltech International Inc. | Technilight | TLHBRC280V1P | Indoor Luminaires | High-Bay | High-Bay Luminaires for Commercial and Industrial Buildings | Premium | FALSE | [9 empty] | 42263 | Dimmable | Continuous Above 10 | NotYetVerified |  | 3 | 31505 | 117.81 | 267.4 | 11.55 | 0.936 | 5000 | 85
PF3UUVUG | Voltech International Inc. | Technilight | TLHBRC280V2P | Indoor Luminaires | High-Bay | High-Bay Luminaires for Commercial and Industrial Buildings | Premium | FALSE | [9 empty] | 42263 | Dimmable | Continuous Above 10 | NotYetVerified |  | 3 | 31976 | 115.72 | 276.3 | 11.53 | 0.925 | 5000 | 85
PVFUDBHD | Voltech International Inc. | Technilight | TLHBRC150V1P | Indoor Luminaires | High-Bay | High-Bay Luminaires for Commercial and Industrial Buildings | Premium | FALSE | [9 empty] | 42263 | Dimmable | Continuous Above 10 | NotYetVerified |  | 3 | 17892 | 116.53 | 153.5 | 11.12 | 0.908 | 5000 | 85
PQJEFB3Q | Voltech International Inc. | Technilight | TLHBRC200V2P | Indoor Luminaires | High-Bay | High-Bay Luminaires for Commercial and Industrial Buildings | Premium | FALSE | [9 empty] | 42263 | Dimmable | Continuous Above 10 | NotYetVerified |  | 3 | 22678 | 116.75 | 194.2 | 11.66 | 0.912 | 5000 | 84.8
PB8DTCPA | Voltech International Inc. | Technilight | TLHBRC200V1P | Indoor Luminaires | High-Bay | High-Bay Luminaires for Commercial and Industrial Buildings | Premium | FALSE | [9 empty] | 42263 | Dimmable | Continuous Above 10 | NotYetVerified |  | 3 | 24360 | 116.72 | 208.7 | 11.47 | 0.913 | 5000 | 84.8
PQ7RQCD3 | Voltech International Inc. | Technilight | TLHBRC400V2P | Indoor Luminaires | High-Bay | High-Bay Luminaires for Commercial and Industrial Buildings | Premium | FALSE | [9 empty] | 42263 | Dimmable | Continuous Above 10 | NotYetVerified |  | 3 | 42936 | 111.13 | 386.4 | 11.87 | 0.921 | 5000 | 84.7
P86YVEVE | Voltech International Inc. | Technilight | TLHBRC400V1P | Indoor Luminaires | High-Bay | High-Bay Luminaires for Commercial and Industrial Buildings | Premium | FALSE | [9 empty] | 42263 | Dimmable | Continuous Above 10 | NotYetVerified |  | 3 | 46017 | 109.54 | 420.1 | 11.46 | 0.924 | 5000 | 84.7
PSA1HQUB | Voltech International Inc. | Technilight | TLHBRC150V2N | Indoor Luminaires | High-Bay | High-Bay Luminaires for Commercial and Industrial Buildings | Standard | FALSE | [9 empty] | 42263 | Dimmable | Continuous Above 10 | NotYetVerified |  | 3 | 14669 | 100.06 | 146.6 | 11.3 | 0.913 | 4000 | 84
PX4GV9P9 | Voltech International Inc. | Technilight | TLHBRC150V1N | Indoor Luminaires | High-Bay | High-Bay Luminaires for Commercial and Industrial Buildings | Premium | FALSE | [9 empty] | 42263 | Dimmable | Continuous Above 10 | NotYetVerified |  | 3 | 16223 | 107.15 | 151.4 | 11.05 | 0.909 | 4000 | 84
PWESYG6H | Voltech International Inc. | Technilight | TLHBRC400V2N | Indoor Luminaires | High-Bay | High-Bay Luminaires for Commercial and Industrial Buildings | Standard | FALSE | [9 empty] | 42263 | Dimmable | Continuous Above 10 | NotYetVerified |  | 3 | 38042 | 99.06 | 384 | 11.77 | 0.921 | 4000 | 83.9
PFW7ZYNQ | Voltech International Inc. | Technilight | TLHBRC280V1N | Indoor Luminaires | High-Bay | High-Bay Luminaires for Commercial and Industrial Buildings | Premium | FALSE | [9 empty] | 42263 | Dimmable | Continuous Above 10 | NotYetVerified |  | 3 | 28433 | 107.21 | 265.2 | 11.52 | 0.936 | 4000 | 83.9
P71F7KG9 | Voltech International Inc. | Technilight | TLHBRC280V2N | Indoor Luminaires | High-Bay | High-Bay Luminaires for Commercial and Industrial Buildings | Standard | FALSE | [9 empty] | 42263 | Dimmable | Continuous Above 10 | NotYetVerified |  | 3 | 28302 | 102.22 | 276.9 | 11.49 | 0.924 | 4000 | 83.9
PM7DWNAD | Voltech International Inc. | Technilight | TLHBRC200V2N | Indoor Luminaires | High-Bay | High-Bay Luminaires for Commercial and Industrial Buildings | Premium | FALSE | [9 empty] | 42263 | Dimmable | Continuous Above 10 | NotYetVerified |  | 3 | 20290 | 107.01 | 189.6 | 11.47 | 0.914 | 4000 | 83.9
PN3ZVZQA | Voltech International Inc. | Technilight | TLHBRC200V1N | Indoor Luminaires | High-Bay | High-Bay Luminaires for Commercial and Industrial Buildings | Premium | FALSE | [9 empty] | 42263 | Dimmable | Continuous Above 10 | NotYetVerified |  | 3 | 21544 | 106.97 | 201.4 | 11.24 | 0.921 | 4000 | 83.8
PZQGRFT3 | Voltech International Inc. | Technilight | TLHBRC400V1N | Indoor Luminaires | High-Bay | High-Bay Luminaires for Commercial and Industrial Buildings | Standard | FALSE | [9 empty] | 42263 | Dimmable | Continuous Above 10 | NotYetVerified |  | 3 | 41817 | 98.98 | 422.5 | 11.85 | 0.925 | 4000 | 83.7
PKCVGWRZ | Voltech International Inc. | Technilight | TLHBRC150V2W | Indoor Luminaires | High-Bay | High-Bay Luminaires for Commercial and Industrial Buildings | Standard | FALSE | [9 empty] | 42263 | Dimmable | Continuous Above 10 | NotYetVerified |  | 3 | 14669 | 100.06 | 146.6 | 11.3 | 0.913 | 3000 | 84
PWTZ5PQ5 | Voltech International Inc. | Technilight | TLHBRC150V1W | Indoor Luminaires | High-Bay | High-Bay Luminaires for Commercial and Industrial Buildings | Premium | FALSE | [9 empty] | 42263 | Dimmable | Continuous Above 10 | NotYetVerified |  | 3 | 16223 | 107.15 | 151.4 | 11.05 | 0.909 | 3000 | 84
PBA577R5 | Voltech International Inc. | Technilight | TLHBRC400V2W | Indoor Luminaires | High-Bay | High-Bay Luminaires for Commercial and Industrial Buildings | Standard | FALSE | [9 empty] | 42263 | Dimmable | Continuous Above 10 | NotYetVerified |  | 3 | 38042 | 99.06 | 384 | 11.77 | 0.921 | 3000 | 83.9
PNPGKV4R | Voltech International Inc. | Technilight | TLHBRC280V1W | Indoor Luminaires | High-Bay | High-Bay Luminaires for Commercial and Industrial Buildings | Premium | FALSE | [9 empty] | 42263 | Dimmable | Continuous Above 10 | NotYetVerified |  | 3 | 28433 | 107.21 | 265.2 | 11.52 | 0.936 | 3000 | 83.9
PPHGGUXU | Voltech International Inc. | Technilight | TLHBRC280V2W | Indoor Luminaires | High-Bay | High-Bay Luminaires for Commercial and Industrial Buildings | Standard | FALSE | [9 empty] | 42263 | Dimmable | Continuous Above 10 | NotYetVerified |  | 3 | 28302 | 102.22 | 276.9 | 11.49 | 0.924 | 3000 | 83.9
PJZAXJ6X | Voltech International Inc. | Technilight | TLHBRC200V2W | Indoor Luminaires | High-Bay | High-Bay Luminaires for Commercial and Industrial Buildings | Premium | FALSE | [9 empty] | 42263 | Dimmable | Continuous Above 10 | NotYetVerified |  | 3 | 20290 | 107.01 | 189.6 | 11.47 | 0.914 | 3000 | 83.9
P65GR7KR | Voltech International Inc. | Technilight | TLHBRC200V1W | Indoor Luminaires | High-Bay | High-Bay Luminaires for Commercial and Industrial Buildings | Premium | FALSE | [9 empty] | 42263 | Dimmable | Continuous Above 10 | NotYetVerified |  | 3 | 21544 | 106.97 | 201.4 | 11.24 | 0.921 | 3000 | 83.8
PFS37DJZ | Voltech International Inc. | Technilight | TLHBRC400V1W | Indoor Luminaires | High-Bay | High-Bay Luminaires for Commercial and Industrial Buildings | Standard | FALSE | [9 empty] | 42263 | Dimmable | Continuous Above 10 | NotYetVerified |  | 3 | 41817 | 98.98 | 422.5 | 11.85 | 0.925 | 3000 | 83.7
P2X1B2XB | TechBrite LLC | TechBrite | VH48SS2B50GXXXX | Indoor Luminaires | High-Bay | High-Bay Luminaires for Commercial and Industrial Buildings | Standard | TRUE | 22750 | 128 | 178.4 | 19.9 | 0.975 | 5084 | 83.3 | 5 | 50000 | 42262 |  |  | NotYetVerified |  | 3 | 22750.043 | 127.7375 | 178.1 | 19.9 | 0.975 | 5000 | 82.4
PXBZCRAZ | TechBrite LLC | TechBrite | VH48SS1B30GXXXX | Indoor Luminaires | High-Bay | High-Bay Luminaires for Commercial and Industrial Buildings | Standard | TRUE | 21160 | 119 | 178.1 | 19.9 | 0.975 | 3464 | 82.4 | 5 | 50000 | 42262 |  |  | NotYetVerified |  | 3 | 21160.04 | 118.8099 | 178.1 | 6.29 | 0.997 | 3500 | 82.4
P9T6YHY2 | TechBrite LLC | TechBrite | VH48SS1B30DXXXX | Indoor Luminaires | High-Bay | High-Bay Luminaires for Commercial and Industrial Buildings | Standard | TRUE | 14370 | 122 | 130.1 | 19.9 | 0.975 | 3464 | 82.4 | 5 | 50000 | 42262 |  |  | NotYetVerified |  | 3 | 14370.026 | 121.9866 | 117.8 | 6.29 | 0.997 | 3500 | 82.4
PJTUMC1K | SUZHOU JOLIGHTING CO.LTD | jolighting | JR-GK-03100-A-80W-3500K | Indoor Luminaires | High-Bay | High-Bay Luminaires for Commercial and Industrial Buildings | Standard | TRUE | 6281.905 | 79.588 | 78.93 | 14.24 | 0.9638 | 3522 | 90.5 | 5 | 50000 | 42262 |  |  | No |  | 3 | 6200 | 79 | 80 | 14 | 0.96 | 3500 | 80
PQYZMA7G | OEO Energy Solutions | OEO | OEO-LIN-200 | Indoor Luminaires | High-Bay | High-Bay Luminaires for Commercial and Industrial Buildings | Standard | TRUE | 19537 | 108.85 | 179.1 | 7.27 | 0.96 | 5308 | 85.4 | 5 | 50000 | 42262 |  |  | NotYetVerified |  | 3 | 19537.85 | 108.85 | 179.5 | 4.52 | 0.998 | 5308 | 85
PTDWUJHX | OEO Energy Solutions | OEO | OEO-LIN-150 | Indoor Luminaires | High-Bay | High-Bay Luminaires for Commercial and Industrial Buildings | Standard | TRUE | 15156.97 | 104.89 | 144.5 | 5.08 | 0.952 | 5304 | 84.7 | 5 | 50000 | 42262 |  |  | NotYetVerified |  | 3 | 15156.97 | 104.89 | 144.5 | 4.47 | 0.996 | 5304 | 85
PFE1EHVA | OEO Energy Solutions | OEO | OEO-ECL-150 | Indoor Luminaires | High-Bay | High-Bay Luminaires for Commercial and Industrial Buildings | Standard | TRUE | 14929 | 101.56 | 149.3 | 7.6 | 0.949 | 5294 | 84.2 | 5 | 50000 | 42262 |  |  | NotYetVerified |  | 3 | 14929 | 101.56 | 147 | 4.95 | 0.997 | 5294 | 84
PYKBWRUX | LMS ENERGY | LMS energy | LMS-200Wi (3000K) | Indoor Luminaires | High-Bay | High-Bay Luminaires for Commercial and Industrial Buildings | Standard | TRUE | 18497.1 | 95.3 | 194.1 | 10.03 | 0.935 | 3118 | 73.4 | 5 | 50000 | 42262 |  |  | NotYetVerified |  | 3 | 18497 |  | 194.1 | 20 | 0.95 | 3000 | 73.4
PXKR9K18 | Deep Roof Lighting | DRL | LHB-J220-A35 | Indoor Luminaires | High-Bay | High-Bay Luminaires for Commercial and Industrial Buildings | Standard | TRUE | 16219.99 | 77.9 | 208.22 | 9.92 | 0.929 | 3416 | 74.6 | 5 | 50000 | 42262 |  |  | NotYetVerified |  | 3 | 16219 | 78 | 208 | 10 | 0.92 | 3500 | 74
PW4TRWGG | OEO Energy Solutions | OEO | OEO-LIN-100 | Indoor Luminaires | High-Bay | High-Bay Luminaires for Commercial and Industrial Buildings | Standard | TRUE | 10710.49 | 107.21 | 99.25 | 10.57 | 0.925 | 5302 | 85.3 | 5 | 50000 | 42262 |  |  | NotYetVerified |  | 3 | 10710.49 | 107.21 | 99.9 | 5.61 | 0.995 | 5302 | 85
PCCET59W | OEO Energy Solutions | OEO | OEO-ECL-200 | Indoor Luminaires | High-Bay | High-Bay Luminaires for Commercial and Industrial Buildings | Standard | TRUE | 19180.18 | 104.35 | 186.1 | 7.92 | 0.921 | 5294 | 84.4 | 5 | 50000 | 42262 |  |  | NotYetVerified |  | 3 | 19180.18 | 104.35 | 183.8 | 5.21 | 0.997 | 5294 | 84
PTRNB3MK | Lighting Group of America | Lighting Group of America | HBL467L5 | Indoor Luminaires | High-Bay | High-Bay Luminaires for Commercial and Industrial Buildings | Standard | TRUE | 17928.57 | 112 | 160.66 | 15 | 0.92 | 4916 | 73 | 5 | 50000 | 42262 |  |  | NotYetVerified |  | 3
PUWP2NTA | S LITE CO. LTD. | S LITE | DL392ALM(3500K) | Indoor Luminaires | High-Bay | Low-Bay Luminaires for Commercial and Industrial Buildings | Standard | TRUE | 7598.5 | 82.75 | 91.82 | 11.12 | 0.9176 | 3260 | 83 | 5 | 50000 | 42262 |  |  | Yes |  | 3 | 7585 | 83.63 | 90.7 | 11.12 | 0.9176 | 3500 | 83
PBGZ7E2Q | Deep Roof Lighting | DRL | LHB-J150-A40 | Indoor Luminaires | High-Bay | High-Bay Luminaires for Commercial and Industrial Buildings | Standard | TRUE | 11697.8 | 87.42 | 133.81 | 14.42 | 0.917 | 3864 | 71.7 | 5 | 50000 | 42262 |  |  | NotYetVerified |  | 3 | 11697 | 87 | 136 | 10 | 0.99 | 4000 | 70
PTQJJ8SN | LMS ENERGY | LMS energy | LMS-160Wi (3000K) | Indoor Luminaires | High-Bay | High-Bay Luminaires for Commercial and Industrial Buildings | Standard | TRUE | 14792.7 | 96.5 | 155.4 | 14.05 | 0.915 | 3094 | 73.5 | 5 | 50000 | 42262 |  |  | NotYetVerified |  | 3 | 14793 | 96.5 | 153.3 | 20 | 0.95 | 3000 | 73.5
PCMMRJAT | OEO Energy Solutions | OEO | OEO-LIN-50 | Indoor Luminaires | High-Bay | Low-Bay Luminaires for Commercial and Industrial Buildings | Standard | TRUE | 5237.31 | 103.3 | 50.7 | 16.55 | 0.901 | 5292 | 85.7 | 5 | 50000 | 42262 |  |  | NotYetVerified |  | 3 | 5000 | 100 | 50 | 15 | 0.95 | 5000 | 80
P56AFPZ1 | OEO Energy Solutions | OEO | OEO-ECL-100 | Indoor Luminaires | High-Bay | High-Bay Luminaires for Commercial and Industrial Buildings | Standard | TRUE | 9871.67 | 100.63 | 98.1 | 15.96 | 0.896 | 5292 | 83.6 | 5 | 50000 | 42262 |  |  | NotYetVerified |  | 3 | 9871.67 | 100.63 | 98.1 | 6.15 | 0.993 | 5292 | 84
PAK3F2FU | TechBrite LLC | TechBrite | VH48SS2B50FXXXX | Indoor Luminaires | High-Bay | High-Bay Luminaires for Commercial and Industrial Buildings | Standard | FALSE | [9 empty] | 42262 |  |  | NotYetVerified |  | 3 | 19989.615 | 128.7165 | 155.2995 | 19.9 | 0.975 | 5000 | 82.4
PYKEYUJX | TechBrite LLC | TechBrite | VH48SS2B50EXXXX | Indoor Luminaires | High-Bay | High-Bay Luminaires for Commercial and Industrial Buildings | Standard | FALSE | [9 empty] | 42262 |  |  | NotYetVerified |  | 3 | 17585.06 | 129.8387 | 135.4378 | 19.9 | 0.975 | 5000 | 82.4
PER3W3NN | TechBrite LLC | TechBrite | VH48SS2B50DXXXX | Indoor Luminaires | High-Bay | High-Bay Luminaires for Commercial and Industrial Buildings | Standard | FALSE | [9 empty] | 42262 |  |  | NotYetVerified |  | 3 | 15449.815 | 131.1529 | 117.8 | 19.9 | 0.975 | 5000 | 82.4
PXG9WW2Q | TechBrite LLC | TechBrite | VH48SS1B50GXXXX | Indoor Luminaires | High-Bay | High-Bay Luminaires for Commercial and Industrial Buildings | Standard | FALSE | [9 empty] | 42262 |  |  | NotYetVerified |  | 3 | 22750.043 | 127.7375 | 178.1 | 6.29 | 0.997 | 5000 | 82.4
PUY8Z7Y6 | TechBrite LLC | TechBrite | VH48SS1B50FXXXX | Indoor Luminaires | High-Bay | High-Bay Luminaires for Commercial and Industrial Buildings | Standard | FALSE | [9 empty] | 42262 |  |  | NotYetVerified |  | 3 | 19989.615 | 128.7165 | 155.2995 | 6.29 | 0.997 | 5000 | 82.4
P6F8EJYJ | TechBrite LLC | TechBrite | VH48SS1B50EXXXX | Indoor Luminaires | High-Bay | High-Bay Luminaires for Commercial and Industrial Buildings | Standard | FALSE | [9 empty] | 42262 |  |  | NotYetVerified |  | 3 | 17585.06 | 129.8387 | 135.4378 | 6.29 | 0.997 | 5000 | 82.4
PVMDJ97K | TechBrite LLC | TechBrite | VH48SS1B50DXXXX | Indoor Luminaires | High-Bay | High-Bay Luminaires for Commercial and Industrial Buildings | Standard | FALSE | [9 empty] | 42262 |  |  | NotYetVerified |  | 3 | 15449.815 | 131.1529 | 117.8 | 6.29 | 0.997 | 5000 | 82.4
PAA3KSXT | TechBrite LLC | TechBrite | VH48SS2B40GXXXX | Indoor Luminaires | High-Bay | High-Bay Luminaires for Commercial and Industrial Buildings | Standard | FALSE | [9 empty] | 42262 |  |  | NotYetVerified |  | 3 | 21955.041 | 123.2737 | 178.1 | 19.9 | 0.975 | 4000 | 82.4
P53R1PW1 | TechBrite LLC | TechBrite | VH48SS2B40FXXXX | Indoor Luminaires | High-Bay | High-Bay Luminaires for Commercial and Industrial Buildings | Standard | FALSE | [9 empty] | 42262 |  |  | NotYetVerified |  | 3 | 19291.076 | 124.2185 | 155.2995 | 19.9 | 0.975 | 4000 | 82.4
P5MXGV7B | TechBrite LLC | TechBrite | VH48SS2B40EXXXX | Indoor Luminaires | High-Bay | High-Bay Luminaires for Commercial and Industrial Buildings | Standard | FALSE | [9 empty] | 42262 |  |  | NotYetVerified |  | 3 | 16970.549 | 125.3015 | 135.4378 | 19.9 | 0.975 | 4000 | 82.4
PNKK3KSB | TechBrite LLC | TechBrite | VH48SS2B40DXXXX | Indoor Luminaires | High-Bay | High-Bay Luminaires for Commercial and Industrial Buildings | Standard | FALSE | [9 empty] | 42262 |  |  | NotYetVerified |  | 3 | 14909.921 | 126.5698 | 117.8 | 19.9 | 0.975 | 4000 | 82.4
PSFY64ZE | TechBrite LLC | TechBrite | VH48SS1B40GXXXX | Indoor Luminaires | High-Bay | High-Bay Luminaires for Commercial and Industrial Buildings | Standard | FALSE | [9 empty] | 42262 |  |  | NotYetVerified |  | 3 | 21955.041 | 123.2737 | 178.1 | 6.29 | 0.997 | 4000 | 82.4
PK4STYDN | TechBrite LLC | TechBrite | VH48SS1B40FXXXX | Indoor Luminaires | High-Bay | High-Bay Luminaires for Commercial and Industrial Buildings | Standard | FALSE | [9 empty] | 42262 |  |  | NotYetVerified |  | 3 | 19291.076 | 124.2185 | 155.2995 | 6.29 | 0.997 | 4000 | 82.4
P1W4RDQ7 | TechBrite LLC | TechBrite | VH48SS1B40EXXXX | Indoor Luminaires | High-Bay | High-Bay Luminaires for Commercial and Industrial Buildings | Standard | FALSE | [9 empty] | 42262 |  |  | NotYetVerified |  | 3 | 16970.549 | 125.3015 | 135.4378 | 6.29 | 0.997 | 4000 | 82.4
PX14PK18 | TechBrite LLC | TechBrite | VH48SS1B40DXXXX | Indoor Luminaires | High-Bay | High-Bay Luminaires for Commercial and Industrial Buildings | Standard | FALSE | [9 empty] | 42262 |  |  | NotYetVerified |  | 3 | 14909.921 | 126.5698 | 117.8 | 6.29 | 0.997 | 4000 | 82.4
PKBYVHBR | TechBrite LLC | TechBrite | VH48SS2B30GXXXX | Indoor Luminaires | High-Bay | High-Bay Luminaires for Commercial and Industrial Buildings | Standard | FALSE | [9 empty] | 42262 |  |  | NotYetVerified |  | 3 | 21160.04 | 118.8099 | 178.1 | 19.9 | 0.975 | 3500 | 82.4
PJFJTS6G | TechBrite LLC | TechBrite | VH48SS2B30FXXXX | Indoor Luminaires | High-Bay | High-Bay Luminaires for Commercial and Industrial Buildings | Standard | FALSE | [9 empty] | 42262 |  |  | NotYetVerified |  | 3 | 18592.537 | 119.7205 | 155.2995 | 19.9 | 0.975 | 3500 | 82.4
PQTW9H6Q | TechBrite LLC | TechBrite | VH48SS2B30EXXXX | Indoor Luminaires | High-Bay | High-Bay Luminaires for Commercial and Industrial Buildings | Standard | FALSE | [9 empty] | 42262 |  |  | NotYetVerified |  | 3 | 16356.038 | 120.7642 | 135.4378 | 19.9 | 0.975 | 3500 | 82.4
P41VCWNN | TechBrite LLC | TechBrite | VH48SS2B30DXXXX | Indoor Luminaires | High-Bay | High-Bay Luminaires for Commercial and Industrial Buildings | Standard | FALSE | [9 empty] | 42262 |  |  | NotYetVerified |  | 3 | 14370.026 | 121.9866 | 117.8 | 19.9 | 0.975 | 3500 | 82.4
PZSMGCDJ | TechBrite LLC | TechBrite | VH48SS1B30FXXXX | Indoor Luminaires | High-Bay | High-Bay Luminaires for Commercial and Industrial Buildings | Standard | FALSE | [9 empty] | 42262 |  |  | NotYetVerified |  | 3 | 18592.537 | 119.7205 | 155.2995 | 6.29 | 0.997 | 3500 | 82.4
P3CJ884C | TechBrite LLC | TechBrite | VH48SS1B30EXXXX | Indoor Luminaires | High-Bay | High-Bay Luminaires for Commercial and Industrial Buildings | Standard | FALSE | [9 empty] | 42262 |  |  | NotYetVerified |  | 3 | 16356.038 | 120.7642 | 135.4378 | 6.29 | 0.997 | 3500 | 82.4
PRRQRDW4 | OEO Energy Solutions | OEO | OEO-LIN-100T | Indoor Luminaires | High-Bay | High-Bay Luminaires for Commercial and Industrial Buildings | Standard | FALSE | [9 empty] | 42262 |  |  | NotYetVerified |  | 3 | 10000 | 100 | 100 | 5.61 | 0.995 | 5000 | 85
PBATP2NX | OEO Energy Solutions | OEO | OEO-LIN-200T | Indoor Luminaires | High-Bay | High-Bay Luminaires for Commercial and Industrial Buildings | Standard | FALSE | [9 empty] | 42262 |  |  | NotYetVerified |  | 3 | 19000 | 95 | 200 | 4.52 | 0.998 | 5000 | 85
PSXNZS9W | OEO Energy Solutions | OEO | OEO-LIN-150T | Indoor Luminaires | High-Bay | High-Bay Luminaires for Commercial and Industrial Buildings | Standard | FALSE | [9 empty] | 42262 |  |  | NotYetVerified |  | 3 | 15000 | 100 | 150 | 4.47 | 0.996 | 5000 | 85
PD4JR7VE | OEO Energy Solutions | OEO | OEO-ECL-100T | Indoor Luminaires | High-Bay | High-Bay Luminaires for Commercial and Industrial Buildings | Standard | FALSE | [9 empty] | 42262 |  |  | NotYetVerified |  | 3 | 10000 | 100 | 100 | 6.15 | 0.993 | 5000 | 84
P2NUCK6M | OEO Energy Solutions | OEO | OEO-ECL-200T | Indoor Luminaires | High-Bay | High-Bay Luminaires for Commercial and Industrial Buildings | Standard | FALSE | [9 empty] | 42262 |  |  | NotYetVerified |  | 3 | 19000 | 95 | 200 | 5.21 | 0.997 | 5000 | 84
P21DCZWR | OEO Energy Solutions | OEO | OEO-ECL-150T | Indoor Luminaires | High-Bay | High-Bay Luminaires for Commercial and Industrial Buildings | Standard | FALSE | [9 empty] | 42262 |  |  | NotYetVerified |  | 3 | 15000 | 100 | 150 | 4.95 | 0.997 | 5000 | 84
PJGQ31EG | OEO Energy Solutions | OEO | OEO-LIN-50T | Indoor Luminaires | High-Bay | Low-Bay Luminaires for Commercial and Industrial Buildings | Standard | FALSE | [9 empty] | 42262 |  |  | NotYetVerified |  | 3 | 5000 | 100 | 50 | 15 | 0.95 | 5000 | 80
PF7YHF41 | LMS ENERGY | LMS energy | LMS-160Wi (5700K) | Indoor Luminaires | High-Bay | High-Bay Luminaires for Commercial and Industrial Buildings | Standard | FALSE | [9 empty] | 42262 |  |  | NotYetVerified |  | 3 | 16514 | 107.5 | 153.6 | 20 | 0.95 | 5700 | 77
PGFWZC82 | LMS ENERGY | LMS energy | LMS-160Wi (5000K) | Indoor Luminaires | High-Bay | High-Bay Luminaires for Commercial and Industrial Buildings | Standard | FALSE | [9 empty] | 42262 |  |  | NotYetVerified |  | 3 | 16985.8 | 108.6 | 156.5 | 20 | 0.95 | 5000 | 75.4
PHW4TVRU | LMS ENERGY | LMS energy | LMS-160Wi (4500K) | Indoor Luminaires | High-Bay | High-Bay Luminaires for Commercial and Industrial Buildings | Standard | FALSE | [9 empty] | 42262 |  |  | NotYetVerified |  | 3 | 16301.1 | 104.8 | 155.5 | 20 | 0.95 | 4500 | 76.9
PXJPX629 | LMS ENERGY | LMS energy | LMS-160Wi (4000K) | Indoor Luminaires | High-Bay | High-Bay Luminaires for Commercial and Industrial Buildings | Standard | FALSE | [9 empty] | 42262 |  |  | NotYetVerified |  | 3 | 16236.8 | 103.6 | 156.7 | 20 | 0.95 | 4000 | 75.5
PB4WR7JK | LMS ENERGY | LMS energy | LMS-160Wi (3500K) | Indoor Luminaires | High-Bay | High-Bay Luminaires for Commercial and Industrial Buildings | Standard | FALSE | [9 empty] | 42262 |  |  | NotYetVerified |  | 3 | 15561.6 | 98.9 | 157.2 | 20 | 0.95 | 3500 | 74.1
PZFTPBAD | Deep Roof Lighting | DRL | LHB-J220-A57 | Indoor Luminaires | High-Bay | High-Bay Luminaires for Commercial and Industrial Buildings | Standard | FALSE | [9 empty] | 42262 |  |  | NotYetVerified |  | 3 | 19156 | 87 | 218 | 10 | 0.92 | 5700 | 71
PYW1564Q | Deep Roof Lighting | DRL | LHB-J150-A57 | Indoor Luminaires | High-Bay | High-Bay Luminaires for Commercial and Industrial Buildings | Standard | FALSE | [9 empty] | 42262 |  |  | NotYetVerified |  | 3 | 11697 | 87 | 136 | 10 | 0.99 | 5700 | 70
PCP1ZA3Z | Deep Roof Lighting | DRL | LHB-J220-A50 | Indoor Luminaires | High-Bay | High-Bay Luminaires for Commercial and Industrial Buildings | Standard | FALSE | [9 empty] | 42262 |  |  | NotYetVerified |  | 3 | 16219 | 78 | 208 | 10 | 0.92 | 5000 | 71
P77NED85 | Deep Roof Lighting | DRL | LHB-J150-A50 | Indoor Luminaires | High-Bay | High-Bay Luminaires for Commercial and Industrial Buildings | Standard | FALSE | [9 empty] | 42262 |  |  | NotYetVerified |  | 3 | 11697 | 87 | 136 | 10 | 0.99 | 5000 | 70
PV5SRWP1 | Deep Roof Lighting | DRL | LHB-J220-A45 | Indoor Luminaires | High-Bay | High-Bay Luminaires for Commercial and Industrial Buildings | Standard | FALSE | [9 empty] | 42262 |  |  | NotYetVerified |  | 3 | 16219 | 78 | 208 | 10 | 0.92 | 4500 | 71
P1Q3XVYE | Deep Roof Lighting | DRL | LHB-J150-A45 | Indoor Luminaires | High-Bay | High-Bay Luminaires for Commercial and Industrial Buildings | Standard | FALSE | [9 empty] | 42262 |  |  | NotYetVerified |  | 3 | 11697 | 87 | 136 | 10 | 0.99 | 4500 | 70
PUDKZE6N | Deep Roof Lighting | DRL | LHB-J220-A40 | Indoor Luminaires | High-Bay | High-Bay Luminaires for Commercial and Industrial Buildings | Standard | FALSE | [9 empty] | 42262 |  |  | NotYetVerified |  | 3 | 16219 | 78 | 208 | 10 | 0.92 | 4000 | 71
PTW41K9W | S LITE CO. LTD. | S LITE | DL392ALM(5700K) | Indoor Luminaires | High-Bay | Low-Bay Luminaires for Commercial and Industrial Buildings | Standard | FALSE | [9 empty] | 42262 | Dimmable | Continuous Below 10 | Yes |  | 3 | 8054 | 88.61 | 90.89 | 14.14 | 0.9136 | 5700 | 71.1
PG934QK6 | S LITE CO. LTD. | S LITE | DL392ALM(5000K) | Indoor Luminaires | High-Bay | Low-Bay Luminaires for Commercial and Industrial Buildings | Standard | FALSE | [9 empty] | 42262 | Dimmable | Continuous Below 10 | Yes |  | 3 | 7585 | 83.63 | 90.7 | 11.12 | 0.9176 | 5000 | 83
PZVFA8P8 | S LITE CO. LTD. | S LITE | DL392ALM(4500K) | Indoor Luminaires | High-Bay | Low-Bay Luminaires for Commercial and Industrial Buildings | Standard | FALSE | [9 empty] | 42262 | Dimmable | Continuous Below 10 | Yes |  | 3 | 7585 | 83.63 | 90.7 | 11.12 | 0.9176 | 4500 | 83
PCTDNZ77 | S LITE CO. LTD. | S LITE | DL392ALM(4000K) | Indoor Luminaires | High-Bay | Low-Bay Luminaires for Commercial and Industrial Buildings | Standard | FALSE | [9 empty] | 42262 | Dimmable | Continuous Below 10 | Yes |  | 3 | 7585 | 83.63 | 90.7 | 11.12 | 0.9176 | 4000 | 83
PTZZDTE2 | SUZHOU JOLIGHTING CO.LTD | jolighting | JR-GK-03100-A-80W-5700K | Indoor Luminaires | High-Bay | High-Bay Luminaires for Commercial and Industrial Buildings | Standard | FALSE | [9 empty] | 42262 | Not Dimmable | Not Dimmable | No |  | 3 | 6200 | 79 | 80 | 14 | 0.96 | 5700 | 80
P63NDJV1 | SUZHOU JOLIGHTING CO.LTD | jolighting | JR-GK-03100-A-80W-5000K | Indoor Luminaires | High-Bay | High-Bay Luminaires for Commercial and Industrial Buildings | Standard | FALSE | [9 empty] | 42262 | Not Dimmable | Not Dimmable | No |  | 3 | 6200 | 79 | 80 | 14 | 0.96 | 5000 | 80
P2F6HKW1 | SUZHOU JOLIGHTING CO.LTD | jolighting | JR-GK-03100-A-80W-4500K | Indoor Luminaires | High-Bay | High-Bay Luminaires for Commercial and Industrial Buildings | Standard | FALSE | [9 empty] | 42262 | Not Dimmable | Not Dimmable | No |  | 3 | 6200 | 79 | 80 | 14 | 0.96 | 4500 | 80
PVTUK6SH | SUZHOU JOLIGHTING CO.LTD | jolighting | JR-GK-03100-A-80W-4000K | Indoor Luminaires | High-Bay | High-Bay Luminaires for Commercial and Industrial Buildings | Standard | FALSE | [9 empty] | 42262 | Not Dimmable | Not Dimmable | No |  | 3 | 6200 | 79 | 80 | 14 | 0.96 | 4000 | 80
P9SKYVJX | Eaton (formerly Cooper Lighting) | Metalux | 4ILED-LD4-16-W-ASY-UNV-L835-CD2-U | Indoor Luminaires | High-Bay | High-Bay Luminaires for Commercial and Industrial Buildings | Standard | TRUE | 12485 | 82.9 | 150.6 | 2.9 | 0.998 |  |  | 5 |  | 42261 |  |  | Yes |  | 3
P2HV52CA | Eaton (formerly Cooper Lighting) | Metalux | 4ILED-LD4-11-W-TWB/WG-UNV-L835-CD1-U | Indoor Luminaires | High-Bay | High-Bay Luminaires for Commercial and Industrial Buildings | Standard | TRUE | 9890 | 101.5 | 97.4 | 2.49 | 0.993 |  |  | 5 |  | 42261 |  |  | Yes |  | 3
P7BUP4UY | Precision Paragon [P2] | Precision Paragon | SNL-1X4-ML-F-UL-40K | Indoor Luminaires | High-Bay | Low-Bay Luminaires for Commercial and Industrial Buildings | Standard | TRUE | 6857.97 | 93.61 | 73.26 | 11.6 | 0.949 | 4107 | 83.3 | 5 | 50000 | 42261 |  |  | NotYetVerified |  | 3 | 6858 | 93.6 | 73 | 11.6 | 0.95 | 4000 | 83
PQXVHHPX | Beyond LED Technology | Beyond LED | 105981 | Indoor Luminaires | High-Bay | High-Bay Luminaires for Commercial and Industrial Buildings | Standard | TRUE | 15383.1 | 98.5 | 156.18 | 8.6 | 0.945 | 4085 | 83 | 5 | 50000 | 42261 |  |  | NotYetVerified |  | 3 | 15383.13 | 98.496 | 156.18 | 8.6 | 0.998 | 4085 | 82.5
P1MWK9T2 | Precision Paragon [P2] | Precision Paragon | SNL-1X4-LW-F-UL-40K | Indoor Luminaires | High-Bay | Low-Bay Luminaires for Commercial and Industrial Buildings | Standard | TRUE | 5270.46 | 100 | 52.48 | 19 | 0.93 | 4038 | 84 | 5 | 50000 | 42261 |  |  | NotYetVerified |  | 3 | 5270.5 | 100 | 52.5 | 19 | 0.93 | 4000 | 84
PTYREHT9 | Precision Paragon [P2] | Precision Paragon | SNL-1X4-HL-F-UL-40K | Indoor Luminaires | High-Bay | Low-Bay Luminaires for Commercial and Industrial Buildings | Standard | TRUE | 8860.57 | 95 | 93.31 | 11 | 0.93 | 4070 | 84 | 5 | 50000 | 42261 |  |  | NotYetVerified |  | 3 | 8861 | 95 | 93 | 11 | 0.93 | 4000 | 84
PM67QFK8 | Hubbell Lighting | Hubbell Industrial Lighting | LBX-32L-[U 1 2 3 4]-4K-A2-SB22 | Indoor Luminaires | High-Bay | High-Bay Luminaires for Commercial and Industrial Buildings | Standard | TRUE | 11990 | 99.5 | 120.8 | 15 | 0.903 | 3816 | 80.79 | 5 | 50000 | 42261 |  |  | NotYetVerified |  | 3 | 11990 | 99.5 | 120 | 11.7 | 0.954 | 3816 | 80.8
PT7ACKTE | Eaton (formerly Cooper Lighting) | Metalux | 4ILED-LD4-5-W-UNV-L835-CD1-U | Indoor Luminaires | High-Bay | Low-Bay Luminaires for Commercial and Industrial Buildings | Standard | TRUE | 4856 | 131.6 | 36.9 | 19.4 | 0.883 | 3451 | 82.7 | 5 |  | 42261 |  |  | Yes |  | 3
PXFZ6GJC | Precision Paragon [P2] | Precision Paragon | SNL-1X4-LW-BL-UL-50K | Indoor Luminaires | High-Bay | Low-Bay Luminaires for Commercial and Industrial Buildings | Standard | FALSE | [9 empty] | 42261 |  |  | NotYetVerified |  | 3 | 5270.5 | 100 | 52.5 | 19 | 0.93 | 5000 | 84
PXF51UE7 | Precision Paragon [P2] | Precision Paragon | SNL-1X4-HL-BL-UL-50K | Indoor Luminaires | High-Bay | Low-Bay Luminaires for Commercial and Industrial Buildings | Standard | FALSE | [9 empty] | 42261 |  |  | NotYetVerified |  | 3 | 8861 | 95 | 93 | 11 | 0.93 | 5000 | 84
PT1JBH74 | Precision Paragon [P2] | Precision Paragon | SNL-1X4-ML-BL-UL-50K | Indoor Luminaires | High-Bay | Low-Bay Luminaires for Commercial and Industrial Buildings | Standard | FALSE | [9 empty] | 42261 |  |  | NotYetVerified |  | 3 | 6858 | 93.6 | 73 | 11.6 | 0.95 | 5000 | 83
P4C6HTUS | Precision Paragon [P2] | Precision Paragon | SNL-1x8-XL-BL-UL-50K | Indoor Luminaires | High-Bay | Low-Bay Luminaires for Commercial and Industrial Buildings | Standard | FALSE | [9 empty] | 42261 |  |  | NotYetVerified |  | 3 | 6360 | 99.375 | 64 |  |  | 5000 | 83
PT9CB3ZV | Precision Paragon [P2] | Precision Paragon | SNL-1X4-LW-F-UL-50K | Indoor Luminaires | High-Bay | Low-Bay Luminaires for Commercial and Industrial Buildings | Standard | FALSE | [9 empty] | 42261 |  |  | NotYetVerified |  | 3 | 5270.5 | 100 | 52.5 | 19 | 0.93 | 5000 | 84
P2YM34J9 | Precision Paragon [P2] | Precision Paragon | SNL-1X4-HL-F-UL-50K | Indoor Luminaires | High-Bay | Low-Bay Luminaires for Commercial and Industrial Buildings | Standard | FALSE | [9 empty] | 42261 |  |  | NotYetVerified |  | 3 | 8861 | 95 | 93 | 11 | 0.93 | 5000 | 84
PFX4PVSE | Precision Paragon [P2] | Precision Paragon | SNL-1X4-ML-F-UL-50K | Indoor Luminaires | High-Bay | Low-Bay Luminaires for Commercial and Industrial Buildings | Standard | FALSE | [9 empty] | 42261 |  |  | NotYetVerified |  | 3 | 6858 | 93.6 | 73 | 11.6 | 0.95 | 5000 | 83
PHEDQZEA | Precision Paragon [P2] | Precision Paragon | SNL-1x8-XL-F-UL-50K | Indoor Luminaires | High-Bay | Low-Bay Luminaires for Commercial and Industrial Buildings | Standard | FALSE | [9 empty] | 42261 |  |  | NotYetVerified |  | 3 | 6360 | 99.375 | 64 |  |  | 5000 | 83
PSQWMW7X | Precision Paragon [P2] | Precision Paragon | SNL-1X4-LW-DM-UL-50K | Indoor Luminaires | High-Bay | Low-Bay Luminaires for Commercial and Industrial Buildings | Standard | FALSE | [9 empty] | 42261 |  |  | NotYetVerified |  | 3 | 5270.5 | 100 | 52.5 | 19 | 0.93 | 5000 | 84
P8WW8TCX | Precision Paragon [P2] | Precision Paragon | SNL-1X4-HL-DM-UL-50K | Indoor Luminaires | High-Bay | Low-Bay Luminaires for Commercial and Industrial Buildings | Standard | FALSE | [9 empty] | 42261 |  |  | NotYetVerified |  | 3 | 8861 | 95 | 93 | 11 | 0.93 | 5000 | 84
PPADK3HE | Precision Paragon [P2] | Precision Paragon | SNL-1X4-ML-DM-UL-50K | Indoor Luminaires | High-Bay | Low-Bay Luminaires for Commercial and Industrial Buildings | Standard | FALSE | [9 empty] | 42261 |  |  | NotYetVerified |  | 3 | 6858 | 93.6 | 73 | 11.6 | 0.95 | 5000 | 83
P9T68UCM | Precision Paragon [P2] | Precision Paragon | SNL-1x8-XL-DM-UL-50K | Indoor Luminaires | High-Bay | Low-Bay Luminaires for Commercial and Industrial Buildings | Standard | FALSE | [9 empty] | 42261 |  |  | NotYetVerified |  | 3 | 6360 | 99.375 | 64 |  |  | 5000 | 83
PN4XQ616 | Precision Paragon [P2] | Precision Paragon | SNL-1X4-LW-BL-UL-40K | Indoor Luminaires | High-Bay | Low-Bay Luminaires for Commercial and Industrial Buildings | Standard | FALSE | [9 empty] | 42261 |  |  | NotYetVerified |  | 3 | 5270.5 | 100 | 52.5 | 19 | 0.93 | 4000 | 84
PAUM4KF9 | Precision Paragon [P2] | Precision Paragon | SNL-1X4-HL-BL-UL-40K | Indoor Luminaires | High-Bay | Low-Bay Luminaires for Commercial and Industrial Buildings | Standard | FALSE | [9 empty] | 42261 |  |  | NotYetVerified |  | 3 | 8861 | 95 | 93 | 11 | 0.93 | 4000 | 84
P39TWN25 | Precision Paragon [P2] | Precision Paragon | SNL-1X4-ML-BL-UL-40K | Indoor Luminaires | High-Bay | Low-Bay Luminaires for Commercial and Industrial Buildings | Standard | FALSE | [9 empty] | 42261 |  |  | NotYetVerified |  | 3 | 6858 | 93.6 | 73 | 11.6 | 0.95 | 4000 | 83
PUFY9E37 | Precision Paragon [P2] | Precision Paragon | SNL-1x8-XL-BL-UL-40K | Indoor Luminaires | High-Bay | Low-Bay Luminaires for Commercial and Industrial Buildings | Standard | FALSE | [9 empty] | 42261 |  |  | NotYetVerified |  | 3 | 6360 | 99.375 | 64 |  |  | 4000 | 83
P25QTU5N | Precision Paragon [P2] | Precision Paragon | SNL-1x8-XL-F-UL-40K | Indoor Luminaires | High-Bay | Low-Bay Luminaires for Commercial and Industrial Buildings | Standard | FALSE | [9 empty] | 42261 |  |  | NotYetVerified |  | 3 | 6360 | 99.375 | 64 |  |  | 4000 | 83
P7Z63DME | Precision Paragon [P2] | Precision Paragon | SNL-1X4-LW-DM-UL-40K | Indoor Luminaires | High-Bay | Low-Bay Luminaires for Commercial and Industrial Buildings | Standard | FALSE | [9 empty] | 42261 |  |  | NotYetVerified |  | 3 | 5270.5 | 100 | 52.5 | 19 | 0.93 | 4000 | 84
PPGK56BZ | Precision Paragon [P2] | Precision Paragon | SNL-1X4-HL-DM-UL-40K | Indoor Luminaires | High-Bay | Low-Bay Luminaires for Commercial and Industrial Buildings | Standard | FALSE | [9 empty] | 42261 |  |  | NotYetVerified |  | 3 | 8861 | 95 | 93 | 11 | 0.93 | 4000 | 84
P9Q91755 | Precision Paragon [P2] | Precision Paragon | SNL-1X4-ML-DM-UL-40K | Indoor Luminaires | High-Bay | Low-Bay Luminaires for Commercial and Industrial Buildings | Standard | FALSE | [9 empty] | 42261 |  |  | NotYetVerified |  | 3 | 6858 | 93.6 | 73 | 11.6 | 0.95 | 4000 | 83
P9JQVDCJ | Precision Paragon [P2] | Precision Paragon | SNL-1x8-XL-DM-UL-40K | Indoor Luminaires | High-Bay | Low-Bay Luminaires for Commercial and Industrial Buildings | Standard | FALSE | [9 empty] | 42261 |  |  | NotYetVerified |  | 3 | 6360 | 99.375 | 64 |  |  | 4000 | 83
PQHXPQ4W | Hubbell Lighting | Hubbell Industrial Lighting | LBX-64L-[U 1 2 3 4]-4K-A2-SB22 | Indoor Luminaires | High-Bay | High-Bay Luminaires for Commercial and Industrial Buildings | Standard | FALSE | [9 empty] | 42261 |  |  | NotYetVerified |  | 3 | 22960 | 102.3 | 225 | 15 | 0.903 | 3831 | 81
P54E27GW | Hubbell Lighting | Hubbell Industrial Lighting | LBX-48L-[U 1 2 3 4]-4K-A2-SB22 | Indoor Luminaires | High-Bay | High-Bay Luminaires for Commercial and Industrial Buildings | Standard | FALSE | [9 empty] | 42261 |  |  | NotYetVerified |  | 3 | 17475 | 100.9 | 172.5 | 13.35 | 0.9285 | 3823.5 | 80.9
PNE3NSRJ | Eaton (formerly Cooper Lighting) | Metalux | 8ILED-[All Mounting Arrangments]-LD4-18-W-[Blank]-UNV-L850-[All Emergency Options]-SD-4-[All Options]-[All Packaging] | Indoor Luminaires | High-Bay | High-Bay Luminaires for Commercial and Industrial Buildings | Standard | FALSE | [9 empty] | 42261 |  |  | Yes |  | 3 | 18793 | 120 | 156.6 | 15 | 0.953 | 5000 | 82
P6DJ3177 | Eaton (formerly Cooper Lighting) | Metalux | 8ILED-[All Mounting Arrangments]-LD4-18-W-WG-UNV-L850-[All Emergency Options]-SD-4-[All Options]-[All Packaging] | Indoor Luminaires | High-Bay | High-Bay Luminaires for Commercial and Industrial Buildings | Standard | FALSE | [9 empty] | 42261 |  |  | Yes |  | 3 | 17787 | 113.6 | 156.6 | 15 | 0.953 | 5000 | 82
PW8GG4WV | Eaton (formerly Cooper Lighting) | Metalux | 8ILED-[All Mounting Arrangments]-LD4-18-W-CL-UNV-L850-[All Emergency Options]-SD-4-[All Options]-[All Packaging] | Indoor Luminaires | High-Bay | High-Bay Luminaires for Commercial and Industrial Buildings | Standard | FALSE | [9 empty] | 42261 |  |  | Yes |  | 3 | 17250 | 110.1 | 156.6 | 15 | 0.953 | 5000 | 82
PCJBD6DZ | Eaton (formerly Cooper Lighting) | Metalux | 8ILED-[All Mounting Arrangments]-LD4-18-N-TWB-UNV-L850-[All Emergency Options]-SD-4-[All Options]-[All Packaging] | Indoor Luminaires | High-Bay | High-Bay Luminaires for Commercial and Industrial Buildings | Standard | FALSE | [9 empty] | 42261 |  |  | Yes |  | 3 | 17248 | 110.1 | 156.6 | 15 | 0.953 | 5000 | 82
PJGMFGUR | Eaton (formerly Cooper Lighting) | Metalux | 8ILED-[All Mounting Arrangments]-LD4-18-W-TWB-UNV-L850-[All Emergency Options]-SD-4-[All Options]-[All Packaging] | Indoor Luminaires | High-Bay | High-Bay Luminaires for Commercial and Industrial Buildings | Standard | FALSE | [9 empty] | 42261 |  |  | Yes |  | 3 | 17183 | 109.7 | 156.6 | 15 | 0.953 | 5000 | 82
PSKFBG5K | Eaton (formerly Cooper Lighting) | Metalux | 8ILED-[All Mounting Arrangments]-LD4-18-N-[Blank]-UNV-L850-[All Emergency Options]-SD-4-[All Options]-[All Packaging] | Indoor Luminaires | High-Bay | High-Bay Luminaires for Commercial and Industrial Buildings | Standard | FALSE | [9 empty] | 42261 |  |  | Yes |  | 3 | 17026 | 108.7 | 156.6 | 15 | 0.953 | 5000 | 82
P9Q8PQ3F | Eaton (formerly Cooper Lighting) | Metalux | 8ILED-[All Mounting Arrangments]-LD4-18-W-CL/WG-UNV-L850-[All Emergency Options]-SD-4-[All Options]-[All Packaging] | Indoor Luminaires | High-Bay | High-Bay Luminaires for Commercial and Industrial Buildings | Standard | FALSE | [9 empty] | 42261 |  |  | Yes |  | 3 | 16334 | 104.3 | 156.6 | 15 | 0.953 | 5000 | 82
PT1N9XVP | Eaton (formerly Cooper Lighting) | Metalux | 8ILED-[All Mounting Arrangments]-LD4-18-W-TWB/WG-UNV-L850-[All Emergency Options]-SD-4-[All Options]-[All Packaging] | Indoor Luminaires | High-Bay | High-Bay Luminaires for Commercial and Industrial Buildings | Standard | FALSE | [9 empty] | 42261 |  |  | Yes |  | 3 | 16251 | 103.8 | 156.6 | 15 | 0.953 | 5000 | 82
P4TYB5J2 | Eaton (formerly Cooper Lighting) | Metalux | 8ILED-[All Mounting Arrangments]-LD4-18-N-TWB/WG-UNV-L850-[All Emergency Options]-SD-4-[All Options]-[All Packaging] | Indoor Luminaires | High-Bay | High-Bay Luminaires for Commercial and Industrial Buildings | Standard | FALSE | [9 empty] | 42261 |  |  | Yes |  | 3 | 16176 | 103.3 | 156.6 | 15 | 0.953 | 5000 | 82
PXBDAGXW | Eaton (formerly Cooper Lighting) | Metalux | 8ILED-[All Mounting Arrangments]-LD4-18-N-WG-UNV-L850-[All Emergency Options]-SD-4-[All Options]-[All Packaging] | Indoor Luminaires | High-Bay | High-Bay Luminaires for Commercial and Industrial Buildings | Standard | FALSE | [9 empty] | 42261 |  |  | Yes |  | 3 | 16096 | 102.8 | 156.6 | 15 | 0.953 | 5000 | 82
PZU4GT6T | Eaton (formerly Cooper Lighting) | Metalux | 8ILED-[All Mounting Arrangments]-LD4-18-W-ASY-UNV-L850-[All Emergency Options]-SD-4-[All Options]-[All Packaging] | Indoor Luminaires | High-Bay | High-Bay Luminaires for Commercial and Industrial Buildings | Standard | FALSE | [9 empty] | 42261 |  |  | Yes |  | 3 | 14991 | 95.7 | 156.6 | 15 | 0.953 | 5000 | 82
PNNNM797 | Eaton (formerly Cooper Lighting) | Metalux | 8ILED-[All Mounting Arrangments]-LD4-18-W-FL/UPL-UNV-L850-[All Emergency Options]-SD-4-[All Options]-[All Packaging] | Indoor Luminaires | High-Bay | High-Bay Luminaires for Commercial and Industrial Buildings | Standard | FALSE | [9 empty] | 42261 |  |  | Yes |  | 3 | 14789 | 94.4 | 156.6 | 15 | 0.953 | 5000 | 82
P68WTNSX | Eaton (formerly Cooper Lighting) | Metalux | 8ILED-[All Mounting Arrangments]-LD4-18-W-FL-UNV-L850-[All Emergency Options]-SD-4-[All Options]-[All Packaging] | Indoor Luminaires | High-Bay | High-Bay Luminaires for Commercial and Industrial Buildings | Standard | FALSE | [9 empty] | 42261 |  |  | Yes |  | 3 | 14319 | 91.4 | 156.6 | 15 | 0.953 | 5000 | 82
PUH3P4PB | Eaton (formerly Cooper Lighting) | Metalux | 8ILED-[All Mounting Arrangments]-LD4-18-W-ASY/WG-UNV-L850-[All Emergency Options]-SD-4-[All Options]-[All Packaging] | Indoor Luminaires | High-Bay | High-Bay Luminaires for Commercial and Industrial Buildings | Standard | FALSE | [9 empty] | 42261 |  |  | Yes |  | 3 | 14239 | 90.9 | 156.6 | 15 | 0.953 | 5000 | 82
PHSW89HM | Eaton (formerly Cooper Lighting) | Metalux | 8ILED-[All Mounting Arrangments]-LD4-18-W-FL/UPL/WG-UNV-L850-[All Emergency Options]-SD-4-[All Options]-[All Packaging] | Indoor Luminaires | High-Bay | High-Bay Luminaires for Commercial and Industrial Buildings | Standard | FALSE | [9 empty] | 42261 |  |  | Yes |  | 3 | 14125 | 90.2 | 156.6 | 15 | 0.953 | 5000 | 82
P2D9WAM1 | Eaton (formerly Cooper Lighting) | Metalux | 8ILED-[All Mounting Arrangments]-LD4-18-W-FL/WG-UNV-L850-[All Emergency Options]-SD-4-[All Options]-[All Packaging] | Indoor Luminaires | High-Bay | High-Bay Luminaires for Commercial and Industrial Buildings | Standard | FALSE | [9 empty] | 42261 |  |  | Yes |  | 3 | 13520 | 86.3 | 156.6 | 15 | 0.953 | 5000 | 82
PWX9TGY8 | Eaton (formerly Cooper Lighting) | Metalux | 4ILED-[All Mounting Arrangments]-LD4-9-W-[Blank]-UNV-L850-[All Emergency Options]-SD-2-[All Options]-[All Packaging] | Indoor Luminaires | High-Bay | Low-Bay Luminaires for Commercial and Industrial Buildings | Standard | FALSE | [9 empty] | 42261 |  |  | Yes |  | 3 | 9397 | 120 | 78.3 | 15 | 0.953 | 5000 | 82
PN4XH22B | Eaton (formerly Cooper Lighting) | Metalux | 4ILED-[All Mounting Arrangments]-LD4-9-W-WG-UNV-L850-[All Emergency Options]-SD-2-[All Options]-[All Packaging] | Indoor Luminaires | High-Bay | Low-Bay Luminaires for Commercial and Industrial Buildings | Standard | FALSE | [9 empty] | 42261 |  |  | Yes |  | 3 | 8893 | 113.6 | 78.3 | 15 | 0.953 | 5000 | 82
PU2EXDW5 | Eaton (formerly Cooper Lighting) | Metalux | 4ILED-[All Mounting Arrangments]-LD4-9-W-CL-UNV-L850-[All Emergency Options]-SD-2-[All Options]-[All Packaging] | Indoor Luminaires | High-Bay | Low-Bay Luminaires for Commercial and Industrial Buildings | Standard | FALSE | [9 empty] | 42261 |  |  | Yes |  | 3 | 8625 | 110.1 | 78.3 | 15 | 0.953 | 5000 | 82
PT4ZTRGU | Eaton (formerly Cooper Lighting) | Metalux | 4ILED-[All Mounting Arrangments]-LD4-9-N-TWB-UNV-L850-[All Emergency Options]-SD-2-[All Options]-[All Packaging] | Indoor Luminaires | High-Bay | Low-Bay Luminaires for Commercial and Industrial Buildings | Standard | FALSE | [9 empty] | 42261 |  |  | Yes |  | 3 | 8624 | 110.1 | 78.3 | 15 | 0.953 | 5000 | 82
PYX41RUG | Eaton (formerly Cooper Lighting) | Metalux | 4ILED-[All Mounting Arrangments]-LD4-9-W-TWB-UNV-L850-[All Emergency Options]-SD-2-[All Options]-[All Packaging] | Indoor Luminaires | High-Bay | Low-Bay Luminaires for Commercial and Industrial Buildings | Standard | FALSE | [9 empty] | 42261 |  |  | Yes |  | 3 | 8591 | 109.7 | 78.3 | 15 | 0.953 | 5000 | 82
PJSYY5CQ | Eaton (formerly Cooper Lighting) | Metalux | 4ILED-[All Mounting Arrangments]-LD4-9-N-[Blank]-UNV-L850-[All Emergency Options]-SD-2-[All Options]-[All Packaging] | Indoor Luminaires | High-Bay | Low-Bay Luminaires for Commercial and Industrial Buildings | Standard | FALSE | [9 empty] | 42261 |  |  | Yes |  | 3 | 8513 | 108.7 | 78.3 | 15 | 0.953 | 5000 | 82
P7QK3QCX | Eaton (formerly Cooper Lighting) | Metalux | 4ILED-[All Mounting Arrangments]-LD4-9-W-CL/WG-UNV-L850-[All Emergency Options]-SD-2-[All Options]-[All Packaging] | Indoor Luminaires | High-Bay | Low-Bay Luminaires for Commercial and Industrial Buildings | Standard | FALSE | [9 empty] | 42261 |  |  | Yes |  | 3 | 8167 | 104.3 | 78.3 | 15 | 0.953 | 5000 | 82
PUW8XRD3 | Eaton (formerly Cooper Lighting) | Metalux | 4ILED-[All Mounting Arrangments]-LD4-9-W-TWB/WG-UNV-L850-[All Emergency Options]-SD-2-[All Options]-[All Packaging] | Indoor Luminaires | High-Bay | Low-Bay Luminaires for Commercial and Industrial Buildings | Standard | FALSE | [9 empty] | 42261 |  |  | Yes |  | 3 | 8126 | 103.8 | 78.3 | 15 | 0.953 | 5000 | 82
PGEB3RQD | Eaton (formerly Cooper Lighting) | Metalux | 4ILED-[All Mounting Arrangments]-LD4-9-N-TWB/WG-UNV-L850-[All Emergency Options]-SD-2-[All Options]-[All Packaging] | Indoor Luminaires | High-Bay | Low-Bay Luminaires for Commercial and Industrial Buildings | Standard | FALSE | [9 empty] | 42261 |  |  | Yes |  | 3 | 8088 | 103.3 | 78.3 | 15 | 0.953 | 5000 | 82
PPYQ5UYZ | Eaton (formerly Cooper Lighting) | Metalux | 4ILED-[All Mounting Arrangments]-LD4-9-N-WG-UNV-L850-[All Emergency Options]-SD-2-[All Options]-[All Packaging] | Indoor Luminaires | High-Bay | Low-Bay Luminaires for Commercial and Industrial Buildings | Standard | FALSE | [9 empty] | 42261 |  |  | Yes |  | 3 | 8048 | 102.8 | 78.3 | 15 | 0.953 | 5000 | 82
PZDW534Z | Eaton (formerly Cooper Lighting) | Metalux | 4ILED-[All Mounting Arrangments]-LD4-9-W-ASY-UNV-L850-[All Emergency Options]-SD-2-[All Options]-[All Packaging] | Indoor Luminaires | High-Bay | Low-Bay Luminaires for Commercial and Industrial Buildings | Standard | FALSE | [9 empty] | 42261 |  |  | Yes |  | 3 | 7495 | 95.7 | 78.3 | 15 | 0.953 | 5000 | 82
P5UT6FA8 | Eaton (formerly Cooper Lighting) | Metalux | 4ILED-[All Mounting Arrangments]-LD4-9-W-FL/UPL-UNV-L850-[All Emergency Options]-SD-2-[All Options]-[All Packaging] | Indoor Luminaires | High-Bay | Low-Bay Luminaires for Commercial and Industrial Buildings | Standard | FALSE | [9 empty] | 42261 |  |  | Yes |  | 3 | 7394 | 94.4 | 78.3 | 15 | 0.953 | 5000 | 82
PF4SKH4W | Eaton (formerly Cooper Lighting) | Metalux | 4ILED-[All Mounting Arrangments]-LD4-9-W-FL-UNV-L850-[All Emergency Options]-SD-2-[All Options]-[All Packaging] | Indoor Luminaires | High-Bay | Low-Bay Luminaires for Commercial and Industrial Buildings | Standard | FALSE | [9 empty] | 42261 |  |  | Yes |  | 3 | 7160 | 91.4 | 78.3 | 15 | 0.953 | 5000 | 82
PN55YTHS | Eaton (formerly Cooper Lighting) | Metalux | 4ILED-[All Mounting Arrangments]-LD4-9-W-ASY/WG-UNV-L850-[All Emergency Options]-SD-2-[All Options]-[All Packaging] | Indoor Luminaires | High-Bay | Low-Bay Luminaires for Commercial and Industrial Buildings | Standard | FALSE | [9 empty] | 42261 |  |  | Yes |  | 3 | 7119 | 90.9 | 78.3 | 15 | 0.953 | 5000 | 82
PEV2PPXN | Eaton (formerly Cooper Lighting) | Metalux | 4ILED-[All Mounting Arrangments]-LD4-9-W-FL/UPL/WG-UNV-L850-[All Emergency Options]-SD-2-[All Options]-[All Packaging] | Indoor Luminaires | High-Bay | Low-Bay Luminaires for Commercial and Industrial Buildings | Standard | FALSE | [9 empty] | 42261 |  |  | Yes |  | 3 | 7062 | 90.2 | 78.3 | 15 | 0.953 | 5000 | 82
PCD6E4AE | Eaton (formerly Cooper Lighting) | Metalux | 4ILED-[All Mounting Arrangments]-LD4-9-W-FL/WG-UNV-L850-[All Emergency Options]-SD-2-[All Options]-[All Packaging] | Indoor Luminaires | High-Bay | Low-Bay Luminaires for Commercial and Industrial Buildings | Standard | FALSE | [9 empty] | 42261 |  |  | Yes |  | 3 | 6760 | 86.3 | 78.3 | 15 | 0.953 | 5000 | 82
PDNEGQHA | Eaton (formerly Cooper Lighting) | Metalux | 8ILED-[All Mounting Arrangments]-LD4-10-W-[Blank]-UNV-L850-[All Emergency Options]-SD-2-[All Options]-[All Packaging] | Indoor Luminaires | High-Bay | High-Bay Luminaires for Commercial and Industrial Buildings | Standard | FALSE | [9 empty] | 42261 |  |  | Yes |  | 3 | 10544 | 135 | 78.1 | 14.6 | 0.957 | 5000 | 82
P42Y2TNM | Eaton (formerly Cooper Lighting) | Metalux | 8ILED-[All Mounting Arrangments]-LD4-10-W-WG-UNV-L850-[All Emergency Options]-SD-2-[All Options]-[All Packaging] | Indoor Luminaires | High-Bay | High-Bay Luminaires for Commercial and Industrial Buildings | Standard | FALSE | [9 empty] | 42261 |  |  | Yes |  | 3 | 9979 | 127.8 | 78.1 | 14.6 | 0.957 | 5000 | 82
P4P67DBJ | Eaton (formerly Cooper Lighting) | Metalux | 8ILED-[All Mounting Arrangments]-LD4-10-W-CL-UNV-L850-[All Emergency Options]-SD-2-[All Options]-[All Packaging] | Indoor Luminaires | High-Bay | Low-Bay Luminaires for Commercial and Industrial Buildings | Standard | FALSE | [9 empty] | 42261 |  |  | Yes |  | 3 | 9678 | 123.9 | 78.1 | 14.6 | 0.957 | 5000 | 82
P82F8KPR | Eaton (formerly Cooper Lighting) | Metalux | 8ILED-[All Mounting Arrangments]-LD4-10-W-TWB-UNV-L850-[All Emergency Options]-SD-2-[All Options]-[All Packaging] | Indoor Luminaires | High-Bay | Low-Bay Luminaires for Commercial and Industrial Buildings | Standard | FALSE | [9 empty] | 42261 |  |  | Yes |  | 3 | 9640 | 123.4 | 78.1 | 14.6 | 0.957 | 5000 | 82
PS8VAS8U | Eaton (formerly Cooper Lighting) | Metalux | 8ILED-[All Mounting Arrangments]-LD4-10-N-[Blank]-UNV-L850-[All Emergency Options]-SD-2-[All Options]-[All Packaging] | Indoor Luminaires | High-Bay | Low-Bay Luminaires for Commercial and Industrial Buildings | Standard | FALSE | [9 empty] | 42261 |  |  | Yes |  | 3 | 9552 | 122.3 | 78.1 | 14.6 | 0.957 | 5000 | 82
PBDG9F54 | Eaton (formerly Cooper Lighting) | Metalux | 8ILED-[All Mounting Arrangments]-LD4-10-W-CL/WG-UNV-L850-[All Emergency Options]-SD-2-[All Options]-[All Packaging] | Indoor Luminaires | High-Bay | Low-Bay Luminaires for Commercial and Industrial Buildings | Standard | FALSE | [9 empty] | 42261 |  |  | Yes |  | 3 | 9164 | 117.3 | 78.1 | 14.6 | 0.957 | 5000 | 82
PXACH57K | Eaton (formerly Cooper Lighting) | Metalux | 8ILED-[All Mounting Arrangments]-LD4-10-W-TWB/WG-UNV-L850-[All Emergency Options]-SD-2-[All Options]-[All Packaging] | Indoor Luminaires | High-Bay | Low-Bay Luminaires for Commercial and Industrial Buildings | Standard | FALSE | [9 empty] | 42261 |  |  | Yes |  | 3 | 9118 | 116.7 | 78.1 | 14.6 | 0.957 | 5000 | 82
PC72RBN3 | Eaton (formerly Cooper Lighting) | Metalux | 8ILED-[All Mounting Arrangments]-LD4-10-N-WG-UNV-L850-[All Emergency Options]-SD-2-[All Options]-[All Packaging] | Indoor Luminaires | High-Bay | Low-Bay Luminaires for Commercial and Industrial Buildings | Standard | FALSE | [9 empty] | 42261 |  |  | Yes |  | 3 | 9031 | 115.6 | 78.1 | 14.6 | 0.957 | 5000 | 82
PYA6UZVP | Eaton (formerly Cooper Lighting) | Metalux | 8ILED-[All Mounting Arrangments]-LD4-10-W-ASY-UNV-L850-[All Emergency Options]-SD-2-[All Options]-[All Packaging] | Indoor Luminaires | High-Bay | Low-Bay Luminaires for Commercial and Industrial Buildings | Standard | FALSE | [9 empty] | 42261 |  |  | Yes |  | 3 | 8411 | 107.7 | 78.1 | 14.6 | 0.957 | 5000 | 82
PE3T72AP | Eaton (formerly Cooper Lighting) | Metalux | 8ILED-[All Mounting Arrangments]-LD4-10-W-FL/UPL-UNV-L850-[All Emergency Options]-SD-2-[All Options]-[All Packaging] | Indoor Luminaires | High-Bay | Low-Bay Luminaires for Commercial and Industrial Buildings | Standard | FALSE | [9 empty] | 42261 |  |  | Yes |  | 3 | 8297 | 106.2 | 78.1 | 14.6 | 0.957 | 5000 | 82
PHCWFNW7 | Eaton (formerly Cooper Lighting) | Metalux | 8ILED-[All Mounting Arrangments]-LD4-10-W-FL-UNV-L850-[All Emergency Options]-SD-2-[All Options]-[All Packaging] | Indoor Luminaires | High-Bay | Low-Bay Luminaires for Commercial and Industrial Buildings | Standard | FALSE | [9 empty] | 42261 |  |  | Yes |  | 3 | 8034 | 102.9 | 78.1 | 14.6 | 0.957 | 5000 | 82
P5PVBJKS | Eaton (formerly Cooper Lighting) | Metalux | 8ILED-[All Mounting Arrangments]-LD4-10-W-ASY/WG-UNV-L850-[All Emergency Options]-SD-2-[All Options]-[All Packaging] | Indoor Luminaires | High-Bay | Low-Bay Luminaires for Commercial and Industrial Buildings | Standard | FALSE | [9 empty] | 42261 |  |  | Yes |  | 3 | 7989 | 102.3 | 78.1 | 14.6 | 0.957 | 5000 | 82
PJR4QVAZ | Eaton (formerly Cooper Lighting) | Metalux | 8ILED-[All Mounting Arrangments]-LD4-10-W-FL/UPL/WG-UNV-L850-[All Emergency Options]-SD-2-[All Options]-[All Packaging] | Indoor Luminaires | High-Bay | Low-Bay Luminaires for Commercial and Industrial Buildings | Standard | FALSE | [9 empty] | 42261 |  |  | Yes |  | 3 | 7925 | 101.5 | 78.1 | 14.6 | 0.957 | 5000 | 82
PPSN4HRC | Eaton (formerly Cooper Lighting) | Metalux | 8ILED-[All Mounting Arrangments]-LD4-10-W-FL/WG-UNV-L850-[All Emergency Options]-SD-2-[All Options]-[All Packaging] | Indoor Luminaires | High-Bay | Low-Bay Luminaires for Commercial and Industrial Buildings | Standard | FALSE | [9 empty] | 42261 |  |  | Yes |  | 3 | 7586 | 97.1 | 78.1 | 14.6 | 0.957 | 5000 | 82
P219DSZY | Eaton (formerly Cooper Lighting) | Metalux | 4ILED-[All Mounting Arrangments]-LD4-5-W-[Blank]-UNV-L850-[All Emergency Options]-SD-1-[All Options]-[All Packaging] | Indoor Luminaires | High-Bay | Low-Bay Luminaires for Commercial and Industrial Buildings | Standard | FALSE | [9 empty] | 42261 |  |  | Yes |  | 3 | 5272 | 135 | 39.1 | 14.6 | 0.957 | 5000 | 82
P1Q9MRXY | Eaton (formerly Cooper Lighting) | Metalux | 4ILED-[All Mounting Arrangments]-LD4-5-W-WG-UNV-L850-[All Emergency Options]-SD-1-[All Options]-[All Packaging] | Indoor Luminaires | High-Bay | Low-Bay Luminaires for Commercial and Industrial Buildings | Standard | FALSE | [9 empty] | 42261 |  |  | Yes |  | 3 | 4990 | 127.8 | 39.1 | 14.6 | 0.957 | 5000 | 82
PFP56KR8 | Eaton (formerly Cooper Lighting) | Metalux | 8ILED-[All Mounting Arrangments]-LD4-22-W-[Blank]-UNV-L850-[All Emergency Options]-SD-4-[All Options]-[All Packaging] | Indoor Luminaires | High-Bay | High-Bay Luminaires for Commercial and Industrial Buildings | Standard | FALSE | [9 empty] | 42261 |  |  | Yes |  | 3 | 23663 | 114.3 | 207 | 13.3 | 0.969 | 5000 | 82
PZFZ4E9R | Eaton (formerly Cooper Lighting) | Metalux | 8ILED-[All Mounting Arrangments]-LD4-22-W-WG-UNV-L850-[All Emergency Options]-SD-4-[All Options]-[All Packaging] | Indoor Luminaires | High-Bay | High-Bay Luminaires for Commercial and Industrial Buildings | Standard | FALSE | [9 empty] | 42261 |  |  | Yes |  | 3 | 22396 | 108.2 | 207 | 13.3 | 0.969 | 5000 | 82
PWNWX63S | Eaton (formerly Cooper Lighting) | Metalux | 8ILED-[All Mounting Arrangments]-LD4-22-W-CL-UNV-L850-[All Emergency Options]-SD-4-[All Options]-[All Packaging] | Indoor Luminaires | High-Bay | High-Bay Luminaires for Commercial and Industrial Buildings | Standard | FALSE | [9 empty] | 42261 |  |  | Yes |  | 3 | 21720 | 104.9 | 207 | 13.3 | 0.969 | 5000 | 82
PPEC4VM4 | Eaton (formerly Cooper Lighting) | Metalux | 8ILED-[All Mounting Arrangments]-LD4-22-N-TWB-UNV-L850-[All Emergency Options]-SD-4-[All Options]-[All Packaging] | Indoor Luminaires | High-Bay | High-Bay Luminaires for Commercial and Industrial Buildings | Standard | FALSE | [9 empty] | 42261 |  |  | Yes |  | 3 | 21718 | 104.9 | 207 | 13.3 | 0.969 | 5000 | 82
PGHKNE4Q | Eaton (formerly Cooper Lighting) | Metalux | 8ILED-[All Mounting Arrangments]-LD4-22-W-TWB-UNV-L850-[All Emergency Options]-SD-4-[All Options]-[All Packaging] | Indoor Luminaires | High-Bay | High-Bay Luminaires for Commercial and Industrial Buildings | Standard | FALSE | [9 empty] | 42261 |  |  | Yes |  | 3 | 21635 | 104.5 | 207 | 13.3 | 0.969 | 5000 | 82
P5EG76YJ | Eaton (formerly Cooper Lighting) | Metalux | 8ILED-[All Mounting Arrangments]-LD4-22-N-[Blank]-UNV-L850-[All Emergency Options]-SD-4-[All Options]-[All Packaging] | Indoor Luminaires | High-Bay | High-Bay Luminaires for Commercial and Industrial Buildings | Standard | FALSE | [9 empty] | 42261 |  |  | Yes |  | 3 | 21438 | 103.6 | 207 | 13.3 | 0.969 | 5000 | 82
P3RAUU37 | Eaton (formerly Cooper Lighting) | Metalux | 8ILED-[All Mounting Arrangments]-LD4-22-W-CL/WG-UNV-L850-[All Emergency Options]-SD-4-[All Options]-[All Packaging] | Indoor Luminaires | High-Bay | High-Bay Luminaires for Commercial and Industrial Buildings | Standard | FALSE | [9 empty] | 42261 |  |  | Yes |  | 3 | 20567 | 99.4 | 207 | 13.3 | 0.969 | 5000 | 82
PEW82S8X | Eaton (formerly Cooper Lighting) | Metalux | 8ILED-[All Mounting Arrangments]-LD4-22-W-TWB/WG-UNV-L850-[All Emergency Options]-SD-4-[All Options]-[All Packaging] | Indoor Luminaires | High-Bay | High-Bay Luminaires for Commercial and Industrial Buildings | Standard | FALSE | [9 empty] | 42261 |  |  | Yes |  | 3 | 20463 | 98.9 | 207 | 13.3 | 0.969 | 5000 | 82
PYKF8B3Q | Eaton (formerly Cooper Lighting) | Metalux | 8ILED-[All Mounting Arrangments]-LD4-22-N-TWB/WG-UNV-L850-[All Emergency Options]-SD-4-[All Options]-[All Packaging] | Indoor Luminaires | High-Bay | High-Bay Luminaires for Commercial and Industrial Buildings | Standard | FALSE | [9 empty] | 42261 |  |  | Yes |  | 3 | 20366 | 98.4 | 207 | 13.3 | 0.969 | 5000 | 82
PBRNYDQ2 | Eaton (formerly Cooper Lighting) | Metalux | 8ILED-[All Mounting Arrangments]-LD4-22-N-WG-UNV-L850-[All Emergency Options]-SD-4-[All Options]-[All Packaging] | Indoor Luminaires | High-Bay | High-Bay Luminaires for Commercial and Industrial Buildings | Standard | FALSE | [9 empty] | 42261 |  |  | Yes |  | 3 | 20267 | 97.9 | 207 | 13.3 | 0.969 | 5000 | 82
PA5NJH1K | Eaton (formerly Cooper Lighting) | Metalux | 8ILED-[All Mounting Arrangments]-LD4-22-W-ASY-UNV-L850-[All Emergency Options]-SD-4-[All Options]-[All Packaging] | Indoor Luminaires | High-Bay | High-Bay Luminaires for Commercial and Industrial Buildings | Standard | FALSE | [9 empty] | 42261 |  |  | Yes |  | 3 | 18876 | 91.2 | 207 | 13.3 | 0.969 | 5000 | 82
PBAZJJW3 | Eaton (formerly Cooper Lighting) | Metalux | 8ILED-[All Mounting Arrangments]-LD4-22-W-FL/UPL-UNV-L850-[All Emergency Options]-SD-4-[All Options]-[All Packaging] | Indoor Luminaires | High-Bay | High-Bay Luminaires for Commercial and Industrial Buildings | Standard | FALSE | [9 empty] | 42261 |  |  | Yes |  | 3 | 18621 | 90 | 207 | 13.3 | 0.969 | 5000 | 82
P7PSAEAH | Eaton (formerly Cooper Lighting) | Metalux | 8ILED-[All Mounting Arrangments]-LD4-22-W-FL-UNV-L850-[All Emergency Options]-SD-4-[All Options]-[All Packaging] | Indoor Luminaires | High-Bay | High-Bay Luminaires for Commercial and Industrial Buildings | Standard | FALSE | [9 empty] | 42261 |  |  | Yes |  | 3 | 18030 | 87.1 | 207 | 13.3 | 0.969 | 5000 | 82
PFRG5E94 | Eaton (formerly Cooper Lighting) | Metalux | 8ILED-[All Mounting Arrangments]-LD4-22-W-ASY/WG-UNV-L850-[All Emergency Options]-SD-4-[All Options]-[All Packaging] | Indoor Luminaires | High-Bay | High-Bay Luminaires for Commercial and Industrial Buildings | Standard | FALSE | [9 empty] | 42261 |  |  | Yes |  | 3 | 17929 | 86.6 | 207 | 13.3 | 0.969 | 5000 | 82
PDQ2VQMR | Eaton (formerly Cooper Lighting) | Metalux | 8ILED-[All Mounting Arrangments]-LD4-22-W-FL/UPL/WG-UNV-L850-[All Emergency Options]-SD-4-[All Options]-[All Packaging] | Indoor Luminaires | High-Bay | High-Bay Luminaires for Commercial and Industrial Buildings | Standard | FALSE | [9 empty] | 42261 |  |  | Yes |  | 3 | 17785 | 85.9 | 207 | 13.3 | 0.969 | 5000 | 82
P9YG2HNH | Eaton (formerly Cooper Lighting) | Metalux | 4ILED-[All Mounting Arrangments]-LD4-11-W-[Blank]-UNV-L850-[All Emergency Options]-SD-2-[All Options]-[All Packaging] | Indoor Luminaires | High-Bay | High-Bay Luminaires for Commercial and Industrial Buildings | Standard | FALSE | [9 empty] | 42261 |  |  | Yes |  | 3 | 11832 | 114.3 | 103.5 | 13.3 | 0.969 | 5000 | 82
PJBKG5EH | Eaton (formerly Cooper Lighting) | Metalux | 4ILED-[All Mounting Arrangments]-LD4-11-W-WG-UNV-L850-[All Emergency Options]-SD-2-[All Options]-[All Packaging] | Indoor Luminaires | High-Bay | High-Bay Luminaires for Commercial and Industrial Buildings | Standard | FALSE | [9 empty] | 42261 |  |  | Yes |  | 3 | 11198 | 108.2 | 103.5 | 13.3 | 0.969 | 5000 | 82
P82SEUZ5 | Eaton (formerly Cooper Lighting) | Metalux | 4ILED-[All Mounting Arrangments]-LD4-11-W-CL-UNV-L850-[All Emergency Options]-SD-2-[All Options]-[All Packaging] | Indoor Luminaires | High-Bay | High-Bay Luminaires for Commercial and Industrial Buildings | Standard | FALSE | [9 empty] | 42261 |  |  | Yes |  | 3 | 10860 | 104.9 | 103.5 | 13.3 | 0.969 | 5000 | 82
P7KB3PEV | Eaton (formerly Cooper Lighting) | Metalux | 4ILED-[All Mounting Arrangments]-LD4-11-N-TWB-UNV-L850-[All Emergency Options]-SD-2-[All Options]-[All Packaging] | Indoor Luminaires | High-Bay | High-Bay Luminaires for Commercial and Industrial Buildings | Standard | FALSE | [9 empty] | 42261 |  |  | Yes |  | 3 | 10859 | 104.9 | 103.5 | 13.3 | 0.969 | 5000 | 82
PJXXA4F1 | Eaton (formerly Cooper Lighting) | Metalux | 4ILED-[All Mounting Arrangments]-LD4-11-W-TWB-UNV-L850-[All Emergency Options]-SD-2-[All Options]-[All Packaging] | Indoor Luminaires | High-Bay | High-Bay Luminaires for Commercial and Industrial Buildings | Standard | FALSE | [9 empty] | 42261 |  |  | Yes |  | 3 | 10818 | 104.5 | 103.5 | 13.3 | 0.969 | 5000 | 82
PKADUKQ2 | Eaton (formerly Cooper Lighting) | Metalux | 4ILED-[All Mounting Arrangments]-LD4-11-N-[Blank]-UNV-L850-[All Emergency Options]-SD-2-[All Options]-[All Packaging] | Indoor Luminaires | High-Bay | High-Bay Luminaires for Commercial and Industrial Buildings | Standard | FALSE | [9 empty] | 42261 |  |  | Yes |  | 3 | 10719 | 103.6 | 103.5 | 13.3 | 0.969 | 5000 | 82
PR6WS1J2 | Eaton (formerly Cooper Lighting) | Metalux | 4ILED-[All Mounting Arrangments]-LD4-11-W-CL/WG-UNV-L850-[All Emergency Options]-SD-2-[All Options]-[All Packaging] | Indoor Luminaires | High-Bay | High-Bay Luminaires for Commercial and Industrial Buildings | Standard | FALSE | [9 empty] | 42261 |  |  | Yes |  | 3 | 10284 | 99.4 | 103.5 | 13.3 | 0.969 | 5000 | 82
PZ7WVDA1 | Eaton (formerly Cooper Lighting) | Metalux | 4ILED-[All Mounting Arrangments]-LD4-11-W-TWB/WG-UNV-L850-[All Emergency Options]-SD-2-[All Options]-[All Packaging] | Indoor Luminaires | High-Bay | High-Bay Luminaires for Commercial and Industrial Buildings | Standard | FALSE | [9 empty] | 42261 |  |  | Yes |  | 3 | 10231 | 98.9 | 103.5 | 13.3 | 0.969 | 5000 | 82
P4VZD29B | Eaton (formerly Cooper Lighting) | Metalux | 4ILED-[All Mounting Arrangments]-LD4-11-N-TWB/WG-UNV-L850-[All Emergency Options]-SD-2-[All Options]-[All Packaging] | Indoor Luminaires | High-Bay | High-Bay Luminaires for Commercial and Industrial Buildings | Standard | FALSE | [9 empty] | 42261 |  |  | Yes |  | 3 | 10183 | 98.4 | 103.5 | 13.3 | 0.969 | 5000 | 82
PD75PJGQ | Eaton (formerly Cooper Lighting) | Metalux | 4ILED-[All Mounting Arrangments]-LD4-11-N-WG-UNV-L850-[All Emergency Options]-SD-2-[All Options]-[All Packaging] | Indoor Luminaires | High-Bay | High-Bay Luminaires for Commercial and Industrial Buildings | Standard | FALSE | [9 empty] | 42261 |  |  | Yes |  | 3 | 10134 | 97.9 | 103.5 | 13.3 | 0.969 | 5000 | 82
P1MG2KR7 | Eaton (formerly Cooper Lighting) | Metalux | 8ILED-[All Mounting Arrangments]-LD4-28-W-[Blank]-UNV-L850-[All Emergency Options]-SD-4-[All Options]-[All Packaging] | Indoor Luminaires | High-Bay | High-Bay Luminaires for Commercial and Industrial Buildings | Standard | FALSE | [9 empty] | 42261 |  |  | Yes |  | 3 | 28574 | 127.3 | 224.4 | 12.4 | 0.975 | 5000 | 82
P9YGZPCJ | Eaton (formerly Cooper Lighting) | Metalux | 8ILED-[All Mounting Arrangments]-LD4-28-W-WG-UNV-L850-[All Emergency Options]-SD-4-[All Options]-[All Packaging] | Indoor Luminaires | High-Bay | High-Bay Luminaires for Commercial and Industrial Buildings | Standard | FALSE | [9 empty] | 42261 |  |  | Yes |  | 3 | 27044 | 120.5 | 224.4 | 12.4 | 0.975 | 5000 | 82
PXEDBBHY | Eaton (formerly Cooper Lighting) | Metalux | 8ILED-[All Mounting Arrangments]-LD4-28-W-CL-UNV-L850-[All Emergency Options]-SD-4-[All Options]-[All Packaging] | Indoor Luminaires | High-Bay | High-Bay Luminaires for Commercial and Industrial Buildings | Standard | FALSE | [9 empty] | 42261 |  |  | Yes |  | 3 | 26228 | 116.9 | 224.4 | 12.4 | 0.975 | 5000 | 82
PZBFP61R | Eaton (formerly Cooper Lighting) | Metalux | 8ILED-[All Mounting Arrangments]-LD4-28-N-TWB-UNV-L850-[All Emergency Options]-SD-4-[All Options]-[All Packaging] | Indoor Luminaires | High-Bay | High-Bay Luminaires for Commercial and Industrial Buildings | Standard | FALSE | [9 empty] | 42261 |  |  | Yes |  | 3 | 26226 | 116.9 | 224.4 | 12.4 | 0.975 | 5000 | 82
PDY4BJBD | Eaton (formerly Cooper Lighting) | Metalux | 8ILED-[All Mounting Arrangments]-LD4-28-W-TWB-UNV-L850-[All Emergency Options]-SD-4-[All Options]-[All Packaging] | Indoor Luminaires | High-Bay | High-Bay Luminaires for Commercial and Industrial Buildings | Standard | FALSE | [9 empty] | 42261 |  |  | Yes |  | 3 | 26125 | 116.4 | 224.4 | 12.4 | 0.975 | 5000 | 82
PZ3CHR3F | Eaton (formerly Cooper Lighting) | Metalux | 8ILED-[All Mounting Arrangments]-LD4-28-N-[Blank]-UNV-L850-[All Emergency Options]-SD-4-[All Options]-[All Packaging] | Indoor Luminaires | High-Bay | High-Bay Luminaires for Commercial and Industrial Buildings | Standard | FALSE | [9 empty] | 42261 |  |  | Yes |  | 3 | 25887 | 115.4 | 224.4 | 12.4 | 0.975 | 5000 | 82
PH1Y69XE | Eaton (formerly Cooper Lighting) | Metalux | 8ILED-[All Mounting Arrangments]-LD4-28-W-CL/WG-UNV-L850-[All Emergency Options]-SD-4-[All Options]-[All Packaging] | Indoor Luminaires | High-Bay | High-Bay Luminaires for Commercial and Industrial Buildings | Standard | FALSE | [9 empty] | 42261 |  |  | Yes |  | 3 | 24836 | 110.7 | 224.4 | 12.4 | 0.975 | 5000 | 82
P643YH6U | Eaton (formerly Cooper Lighting) | Metalux | 8ILED-[All Mounting Arrangments]-LD4-28-W-TWB/WG-UNV-L850-[All Emergency Options]-SD-4-[All Options]-[All Packaging] | Indoor Luminaires | High-Bay | High-Bay Luminaires for Commercial and Industrial Buildings | Standard | FALSE | [9 empty] | 42261 |  |  | Yes |  | 3 | 24710 | 110.1 | 224.4 | 12.4 | 0.975 | 5000 | 82
P3E2GV9Q | Eaton (formerly Cooper Lighting) | Metalux | 8ILED-[All Mounting Arrangments]-LD4-28-N-TWB/WG-UNV-L850-[All Emergency Options]-SD-4-[All Options]-[All Packaging] | Indoor Luminaires | High-Bay | High-Bay Luminaires for Commercial and Industrial Buildings | Standard | FALSE | [9 empty] | 42261 |  |  | Yes |  | 3 | 24594 | 109.6 | 224.4 | 12.4 | 0.975 | 5000 | 82
PJK7HEJ4 | Eaton (formerly Cooper Lighting) | Metalux | 8ILED-[All Mounting Arrangments]-LD4-28-N-WG-UNV-L850-[All Emergency Options]-SD-4-[All Options]-[All Packaging] | Indoor Luminaires | High-Bay | High-Bay Luminaires for Commercial and Industrial Buildings | Standard | FALSE | [9 empty] | 42261 |  |  | Yes |  | 3 | 24474 | 109.1 | 224.4 | 12.4 | 0.975 | 5000 | 82
PTXZPFUJ | Eaton (formerly Cooper Lighting) | Metalux | 8ILED-[All Mounting Arrangments]-LD4-28-W-ASY-UNV-L850-[All Emergency Options]-SD-4-[All Options]-[All Packaging] | Indoor Luminaires | High-Bay | High-Bay Luminaires for Commercial and Industrial Buildings | Standard | FALSE | [9 empty] | 42261 |  |  | Yes |  | 3 | 22793 | 101.6 | 224.4 | 12.4 | 0.975 | 5000 | 82
P86TDZUB | Eaton (formerly Cooper Lighting) | Metalux | 8ILED-[All Mounting Arrangments]-LD4-28-W-FL/UPL-UNV-L850-[All Emergency Options]-SD-4-[All Options]-[All Packaging] | Indoor Luminaires | High-Bay | High-Bay Luminaires for Commercial and Industrial Buildings | Standard | FALSE | [9 empty] | 42261 |  |  | Yes |  | 3 | 22486 | 100.2 | 224.4 | 12.4 | 0.975 | 5000 | 82
PHGXUF4M | Eaton (formerly Cooper Lighting) | Metalux | 8ILED-[All Mounting Arrangments]-LD4-28-W-FL-UNV-L850-[All Emergency Options]-SD-4-[All Options]-[All Packaging] | Indoor Luminaires | High-Bay | High-Bay Luminaires for Commercial and Industrial Buildings | Standard | FALSE | [9 empty] | 42261 |  |  | Yes |  | 3 | 21772 | 97 | 224.4 | 12.4 | 0.975 | 5000 | 82
PGEPCD7P | Eaton (formerly Cooper Lighting) | Metalux | 8ILED-[All Mounting Arrangments]-LD4-28-W-ASY/WG-UNV-L850-[All Emergency Options]-SD-4-[All Options]-[All Packaging] | Indoor Luminaires | High-Bay | High-Bay Luminaires for Commercial and Industrial Buildings | Standard | FALSE | [9 empty] | 42261 |  |  | Yes |  | 3 | 21650 | 96.5 | 224.4 | 12.4 | 0.975 | 5000 | 82
PWCVWA48 | Eaton (formerly Cooper Lighting) | Metalux | 8ILED-[All Mounting Arrangments]-LD4-28-W-FL/UPL/WG-UNV-L850-[All Emergency Options]-SD-4-[All Options]-[All Packaging] | Indoor Luminaires | High-Bay | High-Bay Luminaires for Commercial and Industrial Buildings | Standard | FALSE | [9 empty] | 42261 |  |  | Yes |  | 3 | 21476 | 95.7 | 224.4 | 12.4 | 0.975 | 5000 | 82
P5BNAFUU | Eaton (formerly Cooper Lighting) | Metalux | 8ILED-[All Mounting Arrangments]-LD4-28-W-FL/WG-UNV-L850-[All Emergency Options]-SD-4-[All Options]-[All Packaging] | Indoor Luminaires | High-Bay | High-Bay Luminaires for Commercial and Industrial Buildings | Standard | FALSE | [9 empty] | 42261 |  |  | Yes |  | 3 | 20557 | 91.6 | 224.4 | 12.4 | 0.975 | 5000 | 82
P6SX8AD1 | Eaton (formerly Cooper Lighting) | Metalux | 8ILED-[All Mounting Arrangments]-LD4-14-W-[Blank]-UNV-L850-[All Emergency Options]-SD-2-[All Options]-[All Packaging] | Indoor Luminaires | High-Bay | High-Bay Luminaires for Commercial and Industrial Buildings | Standard | FALSE | [9 empty] | 42261 |  |  | Yes |  | 3 | 14977 | 130.7 | 114.6 | 12.4 | 0.975 | 5000 | 82
P1188YS1 | Eaton (formerly Cooper Lighting) | Metalux | 4ILED-[All Mounting Arrangments]-LD4-14-W-[Blank]-UNV-L850-[All Emergency Options]-SD-2-[All Options]-[All Packaging] | Indoor Luminaires | High-Bay | High-Bay Luminaires for Commercial and Industrial Buildings | Standard | FALSE | [9 empty] | 42261 |  |  | Yes |  | 3 | 14287 | 127.3 | 112.2 | 12.4 | 0.975 | 5000 | 82
PRVY59A1 | Eaton (formerly Cooper Lighting) | Metalux | 8ILED-[All Mounting Arrangments]-LD4-14-W-WG-UNV-L850-[All Emergency Options]-SD-2-[All Options]-[All Packaging] | Indoor Luminaires | High-Bay | High-Bay Luminaires for Commercial and Industrial Buildings | Standard | FALSE | [9 empty] | 42261 |  |  | Yes |  | 3 | 14175 | 123.7 | 114.6 | 12.4 | 0.975 | 5000 | 82
PTBR6ZRJ | Eaton (formerly Cooper Lighting) | Metalux | 8ILED-[All Mounting Arrangments]-LD4-14-W-CL-UNV-L850-[All Emergency Options]-SD-2-[All Options]-[All Packaging] | Indoor Luminaires | High-Bay | High-Bay Luminaires for Commercial and Industrial Buildings | Standard | FALSE | [9 empty] | 42261 |  |  | Yes |  | 3 | 13748 | 119.9 | 114.6 | 12.4 | 0.975 | 5000 | 82
P7YK7VR8 | Eaton (formerly Cooper Lighting) | Metalux | 8ILED-[All Mounting Arrangments]-LD4-14-N-TWB-UNV-L850-[All Emergency Options]-SD-2-[All Options]-[All Packaging] | Indoor Luminaires | High-Bay | High-Bay Luminaires for Commercial and Industrial Buildings | Standard | FALSE | [9 empty] | 42261 |  |  | Yes |  | 3 | 13746 | 119.9 | 114.6 | 12.4 | 0.975 | 5000 | 82
PQ4VYGTC | Eaton (formerly Cooper Lighting) | Metalux | 8ILED-[All Mounting Arrangments]-LD4-14-W-TWB-UNV-L850-[All Emergency Options]-SD-2-[All Options]-[All Packaging] | Indoor Luminaires | High-Bay | High-Bay Luminaires for Commercial and Industrial Buildings | Standard | FALSE | [9 empty] | 42261 |  |  | Yes |  | 3 | 13694 | 119.5 | 114.6 | 12.4 | 0.975 | 5000 | 82
PZ6U6TAH | Eaton (formerly Cooper Lighting) | Metalux | 8ILED-[All Mounting Arrangments]-LD4-14-N-[Blank]-UNV-L850-[All Emergency Options]-SD-2-[All Options]-[All Packaging] | Indoor Luminaires | High-Bay | High-Bay Luminaires for Commercial and Industrial Buildings | Standard | FALSE | [9 empty] | 42261 |  |  | Yes |  | 3 | 13569 | 118.4 | 114.6 | 12.4 | 0.975 | 5000 | 82
PAR71AUB | Eaton (formerly Cooper Lighting) | Metalux | 4ILED-[All Mounting Arrangments]-LD4-14-W-WG-UNV-L850-[All Emergency Options]-SD-2-[All Options]-[All Packaging] | Indoor Luminaires | High-Bay | High-Bay Luminaires for Commercial and Industrial Buildings | Standard | FALSE | [9 empty] | 42261 |  |  | Yes |  | 3 | 13522 | 120.5 | 112.2 | 12.4 | 0.975 | 5000 | 82
PH9P119Q | Eaton (formerly Cooper Lighting) | Metalux | 4ILED-[All Mounting Arrangments]-LD4-14-W-CL-UNV-L850-[All Emergency Options]-SD-2-[All Options]-[All Packaging] | Indoor Luminaires | High-Bay | High-Bay Luminaires for Commercial and Industrial Buildings | Standard | FALSE | [9 empty] | 42261 |  |  | Yes |  | 3 | 13114 | 116.9 | 112.2 | 12.4 | 0.975 | 5000 | 82
PE3FUGJB | Eaton (formerly Cooper Lighting) | Metalux | 4ILED-[All Mounting Arrangments]-LD4-14-N-TWB-UNV-L850-[All Emergency Options]-SD-2-[All Options]-[All Packaging] | Indoor Luminaires | High-Bay | High-Bay Luminaires for Commercial and Industrial Buildings | Standard | FALSE | [9 empty] | 42261 |  |  | Yes |  | 3 | 13113 | 116.9 | 112.2 | 12.4 | 0.975 | 5000 | 82
P2DDS1MB | Eaton (formerly Cooper Lighting) | Metalux | 4ILED-[All Mounting Arrangments]-LD4-14-W-TWB-UNV-L850-[All Emergency Options]-SD-2-[All Options]-[All Packaging] | Indoor Luminaires | High-Bay | High-Bay Luminaires for Commercial and Industrial Buildings | Standard | FALSE | [9 empty] | 42261 |  |  | Yes |  | 3 | 13063 | 116.4 | 112.2 | 12.4 | 0.975 | 5000 | 82
PCUAGNXQ | Eaton (formerly Cooper Lighting) | Metalux | 8ILED-[All Mounting Arrangments]-LD4-14-W-CL/WG-UNV-L850-[All Emergency Options]-SD-2-[All Options]-[All Packaging] | Indoor Luminaires | High-Bay | High-Bay Luminaires for Commercial and Industrial Buildings | Standard | FALSE | [9 empty] | 42261 |  |  | Yes |  | 3 | 13018 | 113.6 | 114.6 | 12.4 | 0.975 | 5000 | 82
P8A1W7RG | Eaton (formerly Cooper Lighting) | Metalux | 8ILED-[All Mounting Arrangments]-LD4-14-W-TWB/WG-UNV-L850-[All Emergency Options]-SD-2-[All Options]-[All Packaging] | Indoor Luminaires | High-Bay | High-Bay Luminaires for Commercial and Industrial Buildings | Standard | FALSE | [9 empty] | 42261 |  |  | Yes |  | 3 | 12952 | 113 | 114.6 | 12.4 | 0.975 | 5000 | 82
P47R4ZDT | Eaton (formerly Cooper Lighting) | Metalux | 4ILED-[All Mounting Arrangments]-LD4-14-N-[Blank]-UNV-L850-[All Emergency Options]-SD-2-[All Options]-[All Packaging] | Indoor Luminaires | High-Bay | High-Bay Luminaires for Commercial and Industrial Buildings | Standard | FALSE | [9 empty] | 42261 |  |  | Yes |  | 3 | 12944 | 115.4 | 112.2 | 12.4 | 0.975 | 5000 | 82
P52GPWRT | Eaton (formerly Cooper Lighting) | Metalux | 8ILED-[All Mounting Arrangments]-LD4-14-N-TWB/WG-UNV-L850-[All Emergency Options]-SD-2-[All Options]-[All Packaging] | Indoor Luminaires | High-Bay | High-Bay Luminaires for Commercial and Industrial Buildings | Standard | FALSE | [9 empty] | 42261 |  |  | Yes |  | 3 | 12890 | 112.5 | 114.6 | 12.4 | 0.975 | 5000 | 82
PBC4ZSK1 | Eaton (formerly Cooper Lighting) | Metalux | 8ILED-[All Mounting Arrangments]-LD4-14-N-WG-UNV-L850-[All Emergency Options]-SD-2-[All Options]-[All Packaging] | Indoor Luminaires | High-Bay | High-Bay Luminaires for Commercial and Industrial Buildings | Standard | FALSE | [9 empty] | 42261 |  |  | Yes |  | 3 | 12828 | 111.9 | 114.6 | 12.4 | 0.975 | 5000 | 82
PRQ7NU1Y | Eaton (formerly Cooper Lighting) | Metalux | 4ILED-[All Mounting Arrangments]-LD4-14-W-CL/WG-UNV-L850-[All Emergency Options]-SD-2-[All Options]-[All Packaging] | Indoor Luminaires | High-Bay | High-Bay Luminaires for Commercial and Industrial Buildings | Standard | FALSE | [9 empty] | 42261 |  |  | Yes |  | 3 | 12418 | 110.7 | 112.2 | 12.4 | 0.975 | 5000 | 82
PR12YNRX | Eaton (formerly Cooper Lighting) | Metalux | 4ILED-[All Mounting Arrangments]-LD4-14-W-TWB/WG-UNV-L850-[All Emergency Options]-SD-2-[All Options]-[All Packaging] | Indoor Luminaires | High-Bay | High-Bay Luminaires for Commercial and Industrial Buildings | Standard | FALSE | [9 empty] | 42261 |  |  | Yes |  | 3 | 12355 | 110.1 | 112.2 | 12.4 | 0.975 | 5000 | 82
PTKFYP96 | Eaton (formerly Cooper Lighting) | Metalux | 4ILED-[All Mounting Arrangments]-LD4-14-N-TWB/WG-UNV-L850-[All Emergency Options]-SD-2-[All Options]-[All Packaging] | Indoor Luminaires | High-Bay | High-Bay Luminaires for Commercial and Industrial Buildings | Standard | FALSE | [9 empty] | 42261 |  |  | Yes |  | 3 | 12297 | 109.6 | 112.2 | 12.4 | 0.975 | 5000 | 82
PUA3RMGR | Eaton (formerly Cooper Lighting) | Metalux | 4ILED-[All Mounting Arrangments]-LD4-14-N-WG-UNV-L850-[All Emergency Options]-SD-2-[All Options]-[All Packaging] | Indoor Luminaires | High-Bay | High-Bay Luminaires for Commercial and Industrial Buildings | Standard | FALSE | [9 empty] | 42261 |  |  | Yes |  | 3 | 12237 | 109.1 | 112.2 | 12.4 | 0.975 | 5000 | 82
PJXYQ5EU | Eaton (formerly Cooper Lighting) | Metalux | 8ILED-[All Mounting Arrangments]-LD4-14-W-ASY-UNV-L850-[All Emergency Options]-SD-2-[All Options]-[All Packaging] | Indoor Luminaires | High-Bay | High-Bay Luminaires for Commercial and Industrial Buildings | Standard | FALSE | [9 empty] | 42261 |  |  | Yes |  | 3 | 11947 | 104.2 | 114.6 | 12.4 | 0.975 | 5000 | 82
P8KH4AYS | Eaton (formerly Cooper Lighting) | Metalux | 8ILED-[All Mounting Arrangments]-LD4-14-W-FL/UPL-UNV-L850-[All Emergency Options]-SD-2-[All Options]-[All Packaging] | Indoor Luminaires | High-Bay | High-Bay Luminaires for Commercial and Industrial Buildings | Standard | FALSE | [9 empty] | 42261 |  |  | Yes |  | 3 | 11786 | 102.8 | 114.6 | 12.4 | 0.975 | 5000 | 82
P8SYEB11 | Eaton (formerly Cooper Lighting) | Metalux | 8ILED-[All Mounting Arrangments]-LD4-14-W-FL-UNV-L850-[All Emergency Options]-SD-2-[All Options]-[All Packaging] | Indoor Luminaires | High-Bay | High-Bay Luminaires for Commercial and Industrial Buildings | Standard | FALSE | [9 empty] | 42261 |  |  | Yes |  | 3 | 11412 | 99.6 | 114.6 | 12.4 | 0.975 | 5000 | 82
P8GBS3VY | Eaton (formerly Cooper Lighting) | Metalux | 4ILED-[All Mounting Arrangments]-LD4-14-W-ASY-UNV-L850-[All Emergency Options]-SD-2-[All Options]-[All Packaging] | Indoor Luminaires | High-Bay | High-Bay Luminaires for Commercial and Industrial Buildings | Standard | FALSE | [9 empty] | 42261 |  |  | Yes |  | 3 | 11397 | 101.6 | 112.2 | 12.4 | 0.975 | 5000 | 82
P7A3GBYS | Eaton (formerly Cooper Lighting) | Metalux | 8ILED-[All Mounting Arrangments]-LD4-14-W-ASY/WG-UNV-L850-[All Emergency Options]-SD-2-[All Options]-[All Packaging] | Indoor Luminaires | High-Bay | High-Bay Luminaires for Commercial and Industrial Buildings | Standard | FALSE | [9 empty] | 42261 |  |  | Yes |  | 3 | 11348 | 99 | 114.6 | 12.4 | 0.975 | 5000 | 82
PHGJCRVZ | Eaton (formerly Cooper Lighting) | Metalux | 8ILED-[All Mounting Arrangments]-LD4-14-W-FL/UPL/WG-UNV-L850-[All Emergency Options]-SD-2-[All Options]-[All Packaging] | Indoor Luminaires | High-Bay | High-Bay Luminaires for Commercial and Industrial Buildings | Standard | FALSE | [9 empty] | 42261 |  |  | Yes |  | 3 | 11257 | 98.2 | 114.6 | 12.4 | 0.975 | 5000 | 82
PV8253RN | Eaton (formerly Cooper Lighting) | Metalux | 4ILED-[All Mounting Arrangments]-LD4-14-W-FL/UPL-UNV-L850-[All Emergency Options]-SD-2-[All Options]-[All Packaging] | Indoor Luminaires | High-Bay | High-Bay Luminaires for Commercial and Industrial Buildings | Standard | FALSE | [9 empty] | 42261 |  |  | Yes |  | 3 | 11243 | 100.2 | 112.2 | 12.4 | 0.975 | 5000 | 82
PN3HJH9N | Eaton (formerly Cooper Lighting) | Metalux | 4ILED-[All Mounting Arrangments]-LD4-14-W-FL-UNV-L850-[All Emergency Options]-SD-2-[All Options]-[All Packaging] | Indoor Luminaires | High-Bay | High-Bay Luminaires for Commercial and Industrial Buildings | Standard | FALSE | [9 empty] | 42261 |  |  | Yes |  | 3 | 10886 | 97 | 112.2 | 12.4 | 0.975 | 5000 | 82
PVRNFH1E | Eaton (formerly Cooper Lighting) | Metalux | 4ILED-[All Mounting Arrangments]-LD4-14-W-ASY/WG-UNV-L850-[All Emergency Options]-SD-2-[All Options]-[All Packaging] | Indoor Luminaires | High-Bay | High-Bay Luminaires for Commercial and Industrial Buildings | Standard | FALSE | [9 empty] | 42261 |  |  | Yes |  | 3 | 10825 | 96.5 | 112.2 | 12.4 | 0.975 | 5000 | 82
P44CKB57 | Eaton (formerly Cooper Lighting) | Metalux | 8ILED-[All Mounting Arrangments]-LD4-14-W-FL/WG-UNV-L850-[All Emergency Options]-SD-2-[All Options]-[All Packaging] | Indoor Luminaires | High-Bay | High-Bay Luminaires for Commercial and Industrial Buildings | Standard | FALSE | [9 empty] | 42261 |  |  | Yes |  | 3 | 10775 | 94 | 114.6 | 12.4 | 0.975 | 5000 | 82
PTXXGRZK | Eaton (formerly Cooper Lighting) | Metalux | 4ILED-[All Mounting Arrangments]-LD4-14-W-FL/UPL/WG-UNV-L850-[All Emergency Options]-SD-2-[All Options]-[All Packaging] | Indoor Luminaires | High-Bay | High-Bay Luminaires for Commercial and Industrial Buildings | Standard | FALSE | [9 empty] | 42261 |  |  | Yes |  | 3 | 10738 | 95.7 | 112.2 | 12.4 | 0.975 | 5000 | 82
P3HA1APM | Eaton (formerly Cooper Lighting) | Metalux | 4ILED-[All Mounting Arrangments]-LD4-14-W-FL/WG-UNV-L850-[All Emergency Options]-SD-2-[All Options]-[All Packaging] | Indoor Luminaires | High-Bay | High-Bay Luminaires for Commercial and Industrial Buildings | Standard | FALSE | [9 empty] | 42261 |  |  | Yes |  | 3 | 10279 | 91.6 | 112.2 | 12.4 | 0.975 | 5000 | 82
P5AQEHRY | Eaton (formerly Cooper Lighting) | Metalux | 4ILED-[All Mounting Arrangments]-LD4-7-W-[Blank]-UNV-L850-[All Emergency Options]-SD-1-[All Options]-[All Packaging] | Indoor Luminaires | High-Bay | Low-Bay Luminaires for Commercial and Industrial Buildings | Standard | FALSE | [9 empty] | 42261 |  |  | Yes |  | 3 | 7489 | 130.7 | 57.3 | 12.4 | 0.975 | 5000 | 82
PE2R1NE8 | Eaton (formerly Cooper Lighting) | Metalux | 4ILED-[All Mounting Arrangments]-LD4-7-W-WG-UNV-L850-[All Emergency Options]-SD-1-[All Options]-[All Packaging] | Indoor Luminaires | High-Bay | Low-Bay Luminaires for Commercial and Industrial Buildings | Standard | FALSE | [9 empty] | 42261 |  |  | Yes |  | 3 | 7088 | 123.7 | 57.3 | 12.4 | 0.975 | 5000 | 82
PMMY6B9V | Eaton (formerly Cooper Lighting) | Metalux | 4ILED-[All Mounting Arrangments]-LD4-7-W-CL-UNV-L850-[All Emergency Options]-SD-1-[All Options]-[All Packaging] | Indoor Luminaires | High-Bay | Low-Bay Luminaires for Commercial and Industrial Buildings | Standard | FALSE | [9 empty] | 42261 |  |  | Yes |  | 3 | 6874 | 119.9 | 57.3 | 12.4 | 0.975 | 5000 | 82
P8GW6CGV | Eaton (formerly Cooper Lighting) | Metalux | 4ILED-[All Mounting Arrangments]-LD4-7-N-TWB-UNV-L850-[All Emergency Options]-SD-1-[All Options]-[All Packaging] | Indoor Luminaires | High-Bay | Low-Bay Luminaires for Commercial and Industrial Buildings | Standard | FALSE | [9 empty] | 42261 |  |  | Yes |  | 3 | 6873 | 119.9 | 57.3 | 12.4 | 0.975 | 5000 | 82
PHY9P2XP | Eaton (formerly Cooper Lighting) | Metalux | 4ILED-[All Mounting Arrangments]-LD4-7-W-TWB-UNV-L850-[All Emergency Options]-SD-1-[All Options]-[All Packaging] | Indoor Luminaires | High-Bay | Low-Bay Luminaires for Commercial and Industrial Buildings | Standard | FALSE | [9 empty] | 42261 |  |  | Yes |  | 3 | 6847 | 119.5 | 57.3 | 12.4 | 0.975 | 5000 | 82
PMJ7FW8S | Eaton (formerly Cooper Lighting) | Metalux | 4ILED-[All Mounting Arrangments]-LD4-7-N-[Blank]-UNV-L850-[All Emergency Options]-SD-1-[All Options]-[All Packaging] | Indoor Luminaires | High-Bay | Low-Bay Luminaires for Commercial and Industrial Buildings | Standard | FALSE | [9 empty] | 42261 |  |  | Yes |  | 3 | 6784 | 118.4 | 57.3 | 12.4 | 0.975 | 5000 | 82
P2WTREEF | Eaton (formerly Cooper Lighting) | Metalux | 4ILED-[All Mounting Arrangments]-LD4-7-W-CL/WG-UNV-L850-[All Emergency Options]-SD-1-[All Options]-[All Packaging] | Indoor Luminaires | High-Bay | Low-Bay Luminaires for Commercial and Industrial Buildings | Standard | FALSE | [9 empty] | 42261 |  |  | Yes |  | 3 | 6509 | 113.6 | 57.3 | 12.4 | 0.975 | 5000 | 82
PD1SXYBJ | Eaton (formerly Cooper Lighting) | Metalux | 4ILED-[All Mounting Arrangments]-LD4-7-W-TWB/WG-UNV-L850-[All Emergency Options]-SD-1-[All Options]-[All Packaging] | Indoor Luminaires | High-Bay | Low-Bay Luminaires for Commercial and Industrial Buildings | Standard | FALSE | [9 empty] | 42261 |  |  | Yes |  | 3 | 6476 | 113 | 57.3 | 12.4 | 0.975 | 5000 | 82
P6A98VRE | Eaton (formerly Cooper Lighting) | Metalux | 4ILED-[All Mounting Arrangments]-LD4-7-N-TWB/WG-UNV-L850-[All Emergency Options]-SD-1-[All Options]-[All Packaging] | Indoor Luminaires | High-Bay | Low-Bay Luminaires for Commercial and Industrial Buildings | Standard | FALSE | [9 empty] | 42261 |  |  | Yes |  | 3 | 6445 | 112.5 | 57.3 | 12.4 | 0.975 | 5000 | 82
PVTBXQC9 | Eaton (formerly Cooper Lighting) | Metalux | 4ILED-[All Mounting Arrangments]-LD4-7-N-WG-UNV-L850-[All Emergency Options]-SD-1-[All Options]-[All Packaging] | Indoor Luminaires | High-Bay | Low-Bay Luminaires for Commercial and Industrial Buildings | Standard | FALSE | [9 empty] | 42261 |  |  | Yes |  | 3 | 6414 | 111.9 | 57.3 | 12.4 | 0.975 | 5000 | 82
P7V3NC8T | Eaton (formerly Cooper Lighting) | Metalux | 4ILED-[All Mounting Arrangments]-LD4-7-W-ASY-UNV-L850-[All Emergency Options]-SD-1-[All Options]-[All Packaging] | Indoor Luminaires | High-Bay | Low-Bay Luminaires for Commercial and Industrial Buildings | Standard | FALSE | [9 empty] | 42261 |  |  | Yes |  | 3 | 5974 | 104.2 | 57.3 | 12.4 | 0.975 | 5000 | 82
P48SAHUR | Eaton (formerly Cooper Lighting) | Metalux | 4ILED-[All Mounting Arrangments]-LD4-7-W-FL/UPL-UNV-L850-[All Emergency Options]-SD-1-[All Options]-[All Packaging] | Indoor Luminaires | High-Bay | Low-Bay Luminaires for Commercial and Industrial Buildings | Standard | FALSE | [9 empty] | 42261 |  |  | Yes |  | 3 | 5893 | 102.8 | 57.3 | 12.4 | 0.975 | 5000 | 82
PTQE839J | Eaton (formerly Cooper Lighting) | Metalux | 4ILED-[All Mounting Arrangments]-LD4-7-W-FL-UNV-L850-[All Emergency Options]-SD-1-[All Options]-[All Packaging] | Indoor Luminaires | High-Bay | Low-Bay Luminaires for Commercial and Industrial Buildings | Standard | FALSE | [9 empty] | 42261 |  |  | Yes |  | 3 | 5706 | 99.6 | 57.3 | 12.4 | 0.975 | 5000 | 82
PZTJ8GV3 | Eaton (formerly Cooper Lighting) | Metalux | 4ILED-[All Mounting Arrangments]-LD4-7-W-ASY/WG-UNV-L850-[All Emergency Options]-SD-1-[All Options]-[All Packaging] | Indoor Luminaires | High-Bay | Low-Bay Luminaires for Commercial and Industrial Buildings | Standard | FALSE | [9 empty] | 42261 |  |  | Yes |  | 3 | 5674 | 99 | 57.3 | 12.4 | 0.975 | 5000 | 82
PQ4UY6US | Eaton (formerly Cooper Lighting) | Metalux | 4ILED-[All Mounting Arrangments]-LD4-7-W-FL/UPL/WG-UNV-L850-[All Emergency Options]-SD-1-[All Options]-[All Packaging] | Indoor Luminaires | High-Bay | Low-Bay Luminaires for Commercial and Industrial Buildings | Standard | FALSE | [9 empty] | 42261 |  |  | Yes |  | 3 | 5628 | 98.2 | 57.3 | 12.4 | 0.975 | 5000 | 82
P7T1CWE7 | Eaton (formerly Cooper Lighting) | Metalux | 4ILED-[All Mounting Arrangments]-LD4-7-W-FL/WG-UNV-L850-[All Emergency Options]-SD-1-[All Options]-[All Packaging] | Indoor Luminaires | High-Bay | Low-Bay Luminaires for Commercial and Industrial Buildings | Standard | FALSE | [9 empty] | 42261 |  |  | Yes |  | 3 | 5388 | 94 | 57.3 | 12.4 | 0.975 | 5000 | 82
P2Z2JDJD | Eaton (formerly Cooper Lighting) | Metalux | 8ILED-[All Mounting Arrangments]-LD4-10-W-WG-UNV-L850-[All Emergency Options]-5LTD-2-[All Options]-[All Packaging] | Indoor Luminaires | High-Bay | High-Bay Luminaires for Commercial and Industrial Buildings | Standard | FALSE | [9 empty] | 42261 |  |  | Yes |  | 3 | 9979 | 132.4 | 75.3 | 17.1 | 0.961 | 5000 | 82
PVHJJWQC | Eaton (formerly Cooper Lighting) | Metalux | 8ILED-[All Mounting Arrangments]-LD4-10-W-CL-UNV-L850-[All Emergency Options]-5LTD-2-[All Options]-[All Packaging] | Indoor Luminaires | High-Bay | Low-Bay Luminaires for Commercial and Industrial Buildings | Standard | FALSE | [9 empty] | 42261 |  |  | Yes |  | 3 | 9678 | 128.4 | 75.3 | 17.1 | 0.961 | 5000 | 82
P456GNG4 | Eaton (formerly Cooper Lighting) | Metalux | 8ILED-[All Mounting Arrangments]-LD4-10-W-TWB-UNV-L850-[All Emergency Options]-5LTD-2-[All Options]-[All Packaging] | Indoor Luminaires | High-Bay | Low-Bay Luminaires for Commercial and Industrial Buildings | Standard | FALSE | [9 empty] | 42261 |  |  | Yes |  | 3 | 9640 | 127.9 | 75.3 | 17.1 | 0.961 | 5000 | 82
P5YKHRKP | Eaton (formerly Cooper Lighting) | Metalux | 8ILED-[All Mounting Arrangments]-LD4-10-N-[Blank]-UNV-L850-[All Emergency Options]-5LTD-2-[All Options]-[All Packaging] | Indoor Luminaires | High-Bay | Low-Bay Luminaires for Commercial and Industrial Buildings | Standard | FALSE | [9 empty] | 42261 |  |  | Yes |  | 3 | 9552 | 126.8 | 75.3 | 17.1 | 0.961 | 5000 | 82
P6H6JJXE | Eaton (formerly Cooper Lighting) | Metalux | 8ILED-[All Mounting Arrangments]-LD4-10-W-CL/WG-UNV-L850-[All Emergency Options]-5LTD-2-[All Options]-[All Packaging] | Indoor Luminaires | High-Bay | Low-Bay Luminaires for Commercial and Industrial Buildings | Standard | FALSE | [9 empty] | 42261 |  |  | Yes |  | 3 | 9164 | 121.6 | 75.3 | 17.1 | 0.961 | 5000 | 82
PX4WYB5X | Eaton (formerly Cooper Lighting) | Metalux | 8ILED-[All Mounting Arrangments]-LD4-10-W-TWB/WG-UNV-L850-[All Emergency Options]-5LTD-2-[All Options]-[All Packaging] | Indoor Luminaires | High-Bay | Low-Bay Luminaires for Commercial and Industrial Buildings | Standard | FALSE | [9 empty] | 42261 |  |  | Yes |  | 3 | 9118 | 121 | 75.3 | 17.1 | 0.961 | 5000 | 82
PETR1Q53 | Eaton (formerly Cooper Lighting) | Metalux | 8ILED-[All Mounting Arrangments]-LD4-10-N-WG-UNV-L850-[All Emergency Options]-5LTD-2-[All Options]-[All Packaging] | Indoor Luminaires | High-Bay | Low-Bay Luminaires for Commercial and Industrial Buildings | Standard | FALSE | [9 empty] | 42261 |  |  | Yes |  | 3 | 9031 | 119.9 | 75.3 | 17.1 | 0.961 | 5000 | 82
PVAJVMWZ | Eaton (formerly Cooper Lighting) | Metalux | 8ILED-[All Mounting Arrangments]-LD4-10-W-ASY-UNV-L850-[All Emergency Options]-5LTD-2-[All Options]-[All Packaging] | Indoor Luminaires | High-Bay | Low-Bay Luminaires for Commercial and Industrial Buildings | Standard | FALSE | [9 empty] | 42261 |  |  | Yes |  | 3 | 8411 | 111.6 | 75.3 | 17.1 | 0.961 | 5000 | 82
P41JETRV | Eaton (formerly Cooper Lighting) | Metalux | 8ILED-[All Mounting Arrangments]-LD4-10-W-FL/UPL-UNV-L850-[All Emergency Options]-5LTD-2-[All Options]-[All Packaging] | Indoor Luminaires | High-Bay | Low-Bay Luminaires for Commercial and Industrial Buildings | Standard | FALSE | [9 empty] | 42261 |  |  | Yes |  | 3 | 8297 | 110.1 | 75.3 | 17.1 | 0.961 | 5000 | 82
PE9WJXAU | Eaton (formerly Cooper Lighting) | Metalux | 8ILED-[All Mounting Arrangments]-LD4-10-W-FL-UNV-L850-[All Emergency Options]-5LTD-2-[All Options]-[All Packaging] | Indoor Luminaires | High-Bay | Low-Bay Luminaires for Commercial and Industrial Buildings | Standard | FALSE | [9 empty] | 42261 |  |  | Yes |  | 3 | 8034 | 106.6 | 75.3 | 17.1 | 0.961 | 5000 | 82
P5JNV2JV | Eaton (formerly Cooper Lighting) | Metalux | 8ILED-[All Mounting Arrangments]-LD4-10-W-ASY/WG-UNV-L850-[All Emergency Options]-5LTD-2-[All Options]-[All Packaging] | Indoor Luminaires | High-Bay | Low-Bay Luminaires for Commercial and Industrial Buildings | Standard | FALSE | [9 empty] | 42261 |  |  | Yes |  | 3 | 7989 | 106 | 75.3 | 17.1 | 0.961 | 5000 | 82
PDGNTY1J | Eaton (formerly Cooper Lighting) | Metalux | 8ILED-[All Mounting Arrangments]-LD4-10-W-FL/UPL/WG-UNV-L850-[All Emergency Options]-5LTD-2-[All Options]-[All Packaging] | Indoor Luminaires | High-Bay | Low-Bay Luminaires for Commercial and Industrial Buildings | Standard | FALSE | [9 empty] | 42261 |  |  | Yes |  | 3 | 7925 | 105.2 | 75.3 | 17.1 | 0.961 | 5000 | 82
PG43SEET | Eaton (formerly Cooper Lighting) | Metalux | 8ILED-[All Mounting Arrangments]-LD4-10-W-FL/WG-UNV-L850-[All Emergency Options]-5LTD-2-[All Options]-[All Packaging] | Indoor Luminaires | High-Bay | Low-Bay Luminaires for Commercial and Industrial Buildings | Standard | FALSE | [9 empty] | 42261 |  |  | Yes |  | 3 | 7586 | 100.7 | 75.3 | 17.1 | 0.961 | 5000 | 82
PSQXNDSM | Eaton (formerly Cooper Lighting) | Metalux | 8ILED-[All Mounting Arrangments]-LD4-22-W-[Blank]-UNV-L850-[All Emergency Options]-5LTD-4-[All Options]-[All Packaging] | Indoor Luminaires | High-Bay | High-Bay Luminaires for Commercial and Industrial Buildings | Standard | FALSE | [9 empty] | 42261 |  |  | Yes |  | 3 | 23663 | 117.7 | 201 | 15.2 | 0.972 | 5000 | 82
P9E5836E | Eaton (formerly Cooper Lighting) | Metalux | 8ILED-[All Mounting Arrangments]-LD4-22-W-WG-UNV-L850-[All Emergency Options]-5LTD-4-[All Options]-[All Packaging] | Indoor Luminaires | High-Bay | High-Bay Luminaires for Commercial and Industrial Buildings | Standard | FALSE | [9 empty] | 42261 |  |  | Yes |  | 3 | 22396 | 111.4 | 201 | 15.2 | 0.972 | 5000 | 82
PPDMFZY5 | Eaton (formerly Cooper Lighting) | Metalux | 8ILED-[All Mounting Arrangments]-LD4-22-W-CL-UNV-L850-[All Emergency Options]-5LTD-4-[All Options]-[All Packaging] | Indoor Luminaires | High-Bay | High-Bay Luminaires for Commercial and Industrial Buildings | Standard | FALSE | [9 empty] | 42261 |  |  | Yes |  | 3 | 21720 | 108 | 201 | 15.2 | 0.972 | 5000 | 82
P68FW31K | Eaton (formerly Cooper Lighting) | Metalux | 8ILED-[All Mounting Arrangments]-LD4-22-N-TWB-UNV-L850-[All Emergency Options]-5LTD-4-[All Options]-[All Packaging] | Indoor Luminaires | High-Bay | High-Bay Luminaires for Commercial and Industrial Buildings | Standard | FALSE | [9 empty] | 42261 |  |  | Yes |  | 3 | 21718 | 108 | 201 | 15.2 | 0.972 | 5000 | 82
PF24AWXH | Eaton (formerly Cooper Lighting) | Metalux | 8ILED-[All Mounting Arrangments]-LD4-22-W-TWB-UNV-L850-[All Emergency Options]-5LTD-4-[All Options]-[All Packaging] | Indoor Luminaires | High-Bay | High-Bay Luminaires for Commercial and Industrial Buildings | Standard | FALSE | [9 empty] | 42261 |  |  | Yes |  | 3 | 21635 | 107.6 | 201 | 15.2 | 0.972 | 5000 | 82
P6YCB5NJ | Eaton (formerly Cooper Lighting) | Metalux | 8ILED-[All Mounting Arrangments]-LD4-22-N-[Blank]-UNV-L850-[All Emergency Options]-5LTD-4-[All Options]-[All Packaging] | Indoor Luminaires | High-Bay | High-Bay Luminaires for Commercial and Industrial Buildings | Standard | FALSE | [9 empty] | 42261 |  |  | Yes |  | 3 | 21438 | 106.6 | 201 | 15.2 | 0.972 | 5000 | 82
PG1Q5ABS | Eaton (formerly Cooper Lighting) | Metalux | 8ILED-[All Mounting Arrangments]-LD4-22-W-CL/WG-UNV-L850-[All Emergency Options]-5LTD-4-[All Options]-[All Packaging] | Indoor Luminaires | High-Bay | High-Bay Luminaires for Commercial and Industrial Buildings | Standard | FALSE | [9 empty] | 42261 |  |  | Yes |  | 3 | 20567 | 102.3 | 201 | 15.2 | 0.972 | 5000 | 82
PQ5EJCA7 | Eaton (formerly Cooper Lighting) | Metalux | 8ILED-[All Mounting Arrangments]-LD4-22-W-TWB/WG-UNV-L850-[All Emergency Options]-5LTD-4-[All Options]-[All Packaging] | Indoor Luminaires | High-Bay | High-Bay Luminaires for Commercial and Industrial Buildings | Standard | FALSE | [9 empty] | 42261 |  |  | Yes |  | 3 | 20463 | 101.8 | 201 | 15.2 | 0.972 | 5000 | 82
PQ5S15SX | Eaton (formerly Cooper Lighting) | Metalux | 8ILED-[All Mounting Arrangments]-LD4-22-N-TWB/WG-UNV-L850-[All Emergency Options]-5LTD-4-[All Options]-[All Packaging] | Indoor Luminaires | High-Bay | High-Bay Luminaires for Commercial and Industrial Buildings | Standard | FALSE | [9 empty] | 42261 |  |  | Yes |  | 3 | 20366 | 101.3 | 201 | 15.2 | 0.972 | 5000 | 82
PGV7YVS2 | Eaton (formerly Cooper Lighting) | Metalux | 8ILED-[All Mounting Arrangments]-LD4-22-N-WG-UNV-L850-[All Emergency Options]-5LTD-4-[All Options]-[All Packaging] | Indoor Luminaires | High-Bay | High-Bay Luminaires for Commercial and Industrial Buildings | Standard | FALSE | [9 empty] | 42261 |  |  | Yes |  | 3 | 20267 | 100.8 | 201 | 15.2 | 0.972 | 5000 | 82
PPAC82UM | Eaton (formerly Cooper Lighting) | Metalux | 8ILED-[All Mounting Arrangments]-LD4-22-W-ASY-UNV-L850-[All Emergency Options]-5LTD-4-[All Options]-[All Packaging] | Indoor Luminaires | High-Bay | High-Bay Luminaires for Commercial and Industrial Buildings | Standard | FALSE | [9 empty] | 42261 |  |  | Yes |  | 3 | 18876 | 93.9 | 201 | 15.2 | 0.972 | 5000 | 82
PA3BFPD1 | Eaton (formerly Cooper Lighting) | Metalux | 8ILED-[All Mounting Arrangments]-LD4-22-W-FL/UPL-UNV-L850-[All Emergency Options]-5LTD-4-[All Options]-[All Packaging] | Indoor Luminaires | High-Bay | High-Bay Luminaires for Commercial and Industrial Buildings | Standard | FALSE | [9 empty] | 42261 |  |  | Yes |  | 3 | 18621 | 92.6 | 201 | 15.2 | 0.972 | 5000 | 82
PPA7GH7B | Eaton (formerly Cooper Lighting) | Metalux | 8ILED-[All Mounting Arrangments]-LD4-22-W-FL-UNV-L850-[All Emergency Options]-5LTD-4-[All Options]-[All Packaging] | Indoor Luminaires | High-Bay | High-Bay Luminaires for Commercial and Industrial Buildings | Standard | FALSE | [9 empty] | 42261 |  |  | Yes |  | 3 | 18030 | 89.7 | 201 | 15.2 | 0.972 | 5000 | 82
PP6MZXNQ | Eaton (formerly Cooper Lighting) | Metalux | 8ILED-[All Mounting Arrangments]-LD4-22-W-ASY/WG-UNV-L850-[All Emergency Options]-5LTD-4-[All Options]-[All Packaging] | Indoor Luminaires | High-Bay | High-Bay Luminaires for Commercial and Industrial Buildings | Standard | FALSE | [9 empty] | 42261 |  |  | Yes |  | 3 | 17929 | 89.2 | 201 | 15.2 | 0.972 | 5000 | 82
PKDSAX7G | Eaton (formerly Cooper Lighting) | Metalux | 8ILED-[All Mounting Arrangments]-LD4-22-W-FL/UPL/WG-UNV-L850-[All Emergency Options]-5LTD-4-[All Options]-[All Packaging] | Indoor Luminaires | High-Bay | High-Bay Luminaires for Commercial and Industrial Buildings | Standard | FALSE | [9 empty] | 42261 |  |  | Yes |  | 3 | 17785 | 88.5 | 201 | 15.2 | 0.972 | 5000 | 82
PFJCSAG6 | Eaton (formerly Cooper Lighting) | Metalux | 8ILED-[All Mounting Arrangments]-LD4-22-W-FL/WG-UNV-L850-[All Emergency Options]-5LTD-4-[All Options]-[All Packaging] | Indoor Luminaires | High-Bay | High-Bay Luminaires for Commercial and Industrial Buildings | Standard | FALSE | [9 empty] | 42261 |  |  | Yes |  | 3 | 17024 | 84.7 | 201 | 15.2 | 0.972 | 5000 | 82
P1JJK5ZS | Eaton (formerly Cooper Lighting) | Metalux | 4ILED-[All Mounting Arrangments]-LD4-11-W-[Blank]-UNV-L850-[All Emergency Options]-5LTD-2-[All Options]-[All Packaging] | Indoor Luminaires | High-Bay | High-Bay Luminaires for Commercial and Industrial Buildings | Standard | FALSE | [9 empty] | 42261 |  |  | Yes |  | 3 | 11832 | 117.7 | 100.5 | 15.2 | 0.972 | 5000 | 82
PBNAZP5X | Eaton (formerly Cooper Lighting) | Metalux | 4ILED-[All Mounting Arrangments]-LD4-11-W-WG-UNV-L850-[All Emergency Options]-5LTD-2-[All Options]-[All Packaging] | Indoor Luminaires | High-Bay | High-Bay Luminaires for Commercial and Industrial Buildings | Standard | FALSE | [9 empty] | 42261 |  |  | Yes |  | 3 | 11198 | 111.4 | 100.5 | 15.2 | 0.972 | 5000 | 82
P58H15VX | Eaton (formerly Cooper Lighting) | Metalux | 4ILED-[All Mounting Arrangments]-LD4-11-W-CL-UNV-L850-[All Emergency Options]-5LTD-2-[All Options]-[All Packaging] | Indoor Luminaires | High-Bay | High-Bay Luminaires for Commercial and Industrial Buildings | Standard | FALSE | [9 empty] | 42261 |  |  | Yes |  | 3 | 10860 | 108 | 100.5 | 15.2 | 0.972 | 5000 | 82
P4CD1B9T | Eaton (formerly Cooper Lighting) | Metalux | 4ILED-[All Mounting Arrangments]-LD4-11-N-TWB-UNV-L850-[All Emergency Options]-5LTD-2-[All Options]-[All Packaging] | Indoor Luminaires | High-Bay | High-Bay Luminaires for Commercial and Industrial Buildings | Standard | FALSE | [9 empty] | 42261 |  |  | Yes |  | 3 | 10859 | 108 | 100.5 | 15.2 | 0.972 | 5000 | 82
PM3K3WET | Eaton (formerly Cooper Lighting) | Metalux | 4ILED-[All Mounting Arrangments]-LD4-11-W-TWB-UNV-L850-[All Emergency Options]-5LTD-2-[All Options]-[All Packaging] | Indoor Luminaires | High-Bay | High-Bay Luminaires for Commercial and Industrial Buildings | Standard | FALSE | [9 empty] | 42261 |  |  | Yes |  | 3 | 10818 | 107.6 | 100.5 | 15.2 | 0.972 | 5000 | 82
PFDE6N4U | Eaton (formerly Cooper Lighting) | Metalux | 4ILED-[All Mounting Arrangments]-LD4-11-N-[Blank]-UNV-L850-[All Emergency Options]-5LTD-2-[All Options]-[All Packaging] | Indoor Luminaires | High-Bay | High-Bay Luminaires for Commercial and Industrial Buildings | Standard | FALSE | [9 empty] | 42261 |  |  | Yes |  | 3 | 10719 | 106.6 | 100.5 | 15.2 | 0.972 | 5000 | 82
P8YFBXCH | Eaton (formerly Cooper Lighting) | Metalux | 4ILED-[All Mounting Arrangments]-LD4-11-W-CL/WG-UNV-L850-[All Emergency Options]-5LTD-2-[All Options]-[All Packaging] | Indoor Luminaires | High-Bay | High-Bay Luminaires for Commercial and Industrial Buildings | Standard | FALSE | [9 empty] | 42261 |  |  | Yes |  | 3 | 10284 | 102.3 | 100.5 | 15.2 | 0.972 | 5000 | 82
PCTQS8WY | Eaton (formerly Cooper Lighting) | Metalux | 4ILED-[All Mounting Arrangments]-LD4-11-W-TWB/WG-UNV-L850-[All Emergency Options]-5LTD-2-[All Options]-[All Packaging] | Indoor Luminaires | High-Bay | High-Bay Luminaires for Commercial and Industrial Buildings | Standard | FALSE | [9 empty] | 42261 |  |  | Yes |  | 3 | 10231 | 101.8 | 100.5 | 15.2 | 0.972 | 5000 | 82
PE8JM26Z | Eaton (formerly Cooper Lighting) | Metalux | 4ILED-[All Mounting Arrangments]-LD4-11-N-TWB/WG-UNV-L850-[All Emergency Options]-5LTD-2-[All Options]-[All Packaging] | Indoor Luminaires | High-Bay | High-Bay Luminaires for Commercial and Industrial Buildings | Standard | FALSE | [9 empty] | 42261 |  |  | Yes |  | 3 | 10183 | 101.3 | 100.5 | 15.2 | 0.972 | 5000 | 82
P3WCWYKW | Eaton (formerly Cooper Lighting) | Metalux | 4ILED-[All Mounting Arrangments]-LD4-11-N-WG-UNV-L850-[All Emergency Options]-5LTD-2-[All Options]-[All Packaging] | Indoor Luminaires | High-Bay | High-Bay Luminaires for Commercial and Industrial Buildings | Standard | FALSE | [9 empty] | 42261 |  |  | Yes |  | 3 | 10134 | 100.8 | 100.5 | 15.2 | 0.972 | 5000 | 82
PFWDFFK9 | Eaton (formerly Cooper Lighting) | Metalux | 8ILED-[All Mounting Arrangments]-LD4-10-W-[Blank]-UNV-L850-[All Emergency Options]-5LTD-2-[All Options]-[All Packaging] | Indoor Luminaires | High-Bay | High-Bay Luminaires for Commercial and Industrial Buildings | Standard | FALSE | [9 empty] | 42261 |  |  | Yes |  | 3 | 10544 | 139.9 | 75.3 | 13.7 | 0.961 | 5000 | 82
PXC4D16Q | Eaton (formerly Cooper Lighting) | Metalux | 8ILED-[All Mounting Arrangments]-LD4-14-W-[Blank]-UNV-L850-[All Emergency Options]-[Drivers include CD & 5LTD]-2-[All Options]-[All Packaging] | Indoor Luminaires | High-Bay | High-Bay Luminaires for Commercial and Industrial Buildings | Standard | FALSE | [9 empty] | 42261 |  |  | Yes |  | 3 | 14977 | 132.5 | 113.1 | 11.2 | 0.984 | 5000 | 82
PHNPTUS9 | Eaton (formerly Cooper Lighting) | Metalux | 8ILED-[All Mounting Arrangments]-LD4-14-W-WG-UNV-L850-[All Emergency Options]-[Drivers include CD & 5LTD]-2-[All Options]-[All Packaging] | Indoor Luminaires | High-Bay | High-Bay Luminaires for Commercial and Industrial Buildings | Standard | FALSE | [9 empty] | 42261 |  |  | Yes |  | 3 | 14175 | 125.5 | 113 | 11.2 | 0.984 | 5000 | 82
PB6N2GKU | Eaton (formerly Cooper Lighting) | Metalux | 8ILED-[All Mounting Arrangments]-LD4-14-W-CL-UNV-L850-[All Emergency Options]-[Drivers include CD & 5LTD]-2-[All Options]-[All Packaging] | Indoor Luminaires | High-Bay | High-Bay Luminaires for Commercial and Industrial Buildings | Standard | FALSE | [9 empty] | 42261 |  |  | Yes |  | 3 | 13748 | 121.7 | 113 | 11.2 | 0.984 | 5000 | 82
PCXGW191 | Eaton (formerly Cooper Lighting) | Metalux | 8ILED-[All Mounting Arrangments]-LD4-14-N-TWB-UNV-L850-[All Emergency Options]-[Drivers include CD & 5LTD]-2-[All Options]-[All Packaging] | Indoor Luminaires | High-Bay | High-Bay Luminaires for Commercial and Industrial Buildings | Standard | FALSE | [9 empty] | 42261 |  |  | Yes |  | 3 | 13746 | 121.6 | 113.1 | 11.2 | 0.984 | 5000 | 82
P1BPX6JB | Eaton (formerly Cooper Lighting) | Metalux | 8ILED-[All Mounting Arrangments]-LD4-14-W-TWB-UNV-L850-[All Emergency Options]-[Drivers include CD & 5LTD]-2-[All Options]-[All Packaging] | Indoor Luminaires | High-Bay | High-Bay Luminaires for Commercial and Industrial Buildings | Standard | FALSE | [9 empty] | 42261 |  |  | Yes |  | 3 | 13694 | 121.2 | 113 | 11.2 | 0.984 | 5000 | 82
P3TZNZZ7 | Eaton (formerly Cooper Lighting) | Metalux | 8ILED-[All Mounting Arrangments]-LD4-14-N-[Blank]-UNV-L850-[All Emergency Options]-[Drivers include CD & 5LTD]-2-[All Options]-[All Packaging] | Indoor Luminaires | High-Bay | High-Bay Luminaires for Commercial and Industrial Buildings | Standard | FALSE | [9 empty] | 42261 |  |  | Yes |  | 3 | 13569 | 119.7 | 113.4 | 11.2 | 0.984 | 5000 | 82
PS13FEFZ | Eaton (formerly Cooper Lighting) | Metalux | 8ILED-[All Mounting Arrangments]-LD4-14-W-CL/WG-UNV-L850-[All Emergency Options]-[Drivers include CD & 5LTD]-2-[All Options]-[All Packaging] | Indoor Luminaires | High-Bay | High-Bay Luminaires for Commercial and Industrial Buildings | Standard | FALSE | [9 empty] | 42261 |  |  | Yes |  | 3 | 13018 | 115.3 | 113 | 11.2 | 0.984 | 5000 | 82
PPQ53HH5 | Eaton (formerly Cooper Lighting) | Metalux | 8ILED-[All Mounting Arrangments]-LD4-14-W-TWB/WG-UNV-L850-[All Emergency Options]-[Drivers include CD & 5LTD]-2-[All Options]-[All Packaging] | Indoor Luminaires | High-Bay | High-Bay Luminaires for Commercial and Industrial Buildings | Standard | FALSE | [9 empty] | 42261 |  |  | Yes |  | 3 | 12952 | 114.6 | 113 | 11.2 | 0.984 | 5000 | 82
PZYQ5EC4 | Eaton (formerly Cooper Lighting) | Metalux | 8ILED-[All Mounting Arrangments]-LD4-14-N-TWB/WG-UNV-L850-[All Emergency Options]-[Drivers include CD & 5LTD]-2-[All Options]-[All Packaging] | Indoor Luminaires | High-Bay | High-Bay Luminaires for Commercial and Industrial Buildings | Standard | FALSE | [9 empty] | 42261 |  |  | Yes |  | 3 | 12890 | 114.1 | 113.1 | 11.2 | 0.984 | 5000 | 82
PCNQ3UMV | Eaton (formerly Cooper Lighting) | Metalux | 8ILED-[All Mounting Arrangments]-LD4-14-N-WG-UNV-L850-[All Emergency Options]-[Drivers include CD & 5LTD]-2-[All Options]-[All Packaging] | Indoor Luminaires | High-Bay | High-Bay Luminaires for Commercial and Industrial Buildings | Standard | FALSE | [9 empty] | 42261 |  |  | Yes |  | 3 | 12828 | 113.2 | 113.4 | 11.2 | 0.984 | 5000 | 82
PDKHU3ZA | Eaton (formerly Cooper Lighting) | Metalux | 8ILED-[All Mounting Arrangments]-LD4-14-W-ASY-UNV-L850-[All Emergency Options]-[Drivers include CD & 5LTD]-2-[All Options]-[All Packaging] | Indoor Luminaires | High-Bay | High-Bay Luminaires for Commercial and Industrial Buildings | Standard | FALSE | [9 empty] | 42261 |  |  | Yes |  | 3 | 11947 | 105.7 | 113 | 11.2 | 0.984 | 5000 | 82
PSMKMZJE | Eaton (formerly Cooper Lighting) | Metalux | 8ILED-[All Mounting Arrangments]-LD4-14-W-FL/UPL-UNV-L850-[All Emergency Options]-[Drivers include CD & 5LTD]-2-[All Options]-[All Packaging] | Indoor Luminaires | High-Bay | High-Bay Luminaires for Commercial and Industrial Buildings | Standard | FALSE | [9 empty] | 42261 |  |  | Yes |  | 3 | 11786 | 104.6 | 112.7 | 11.2 | 0.984 | 5000 | 82
PGN9RSBV | Eaton (formerly Cooper Lighting) | Metalux | 8ILED-[All Mounting Arrangments]-LD4-14-W-FL-UNV-L850-[All Emergency Options]-[Drivers include CD & 5LTD]-2-[All Options]-[All Packaging] | Indoor Luminaires | High-Bay | High-Bay Luminaires for Commercial and Industrial Buildings | Standard | FALSE | [9 empty] | 42261 |  |  | Yes |  | 3 | 11412 | 101 | 113 | 11.2 | 0.984 | 5000 | 82
P1EFXAE3 | Eaton (formerly Cooper Lighting) | Metalux | 8ILED-[All Mounting Arrangments]-LD4-14-W-ASY/WG-UNV-L850-[All Emergency Options]-[Drivers include CD & 5LTD]-2-[All Options]-[All Packaging] | Indoor Luminaires | High-Bay | High-Bay Luminaires for Commercial and Industrial Buildings | Standard | FALSE | [9 empty] | 42261 |  |  | Yes |  | 3 | 11348 | 100.4 | 113 | 11.2 | 0.984 | 5000 | 82
PM1UYFPW | Eaton (formerly Cooper Lighting) | Metalux | 8ILED-[All Mounting Arrangments]-LD4-14-W-FL/UPL/WG-UNV-L850-[All Emergency Options]-[Drivers include CD & 5LTD]-2-[All Options]-[All Packaging] | Indoor Luminaires | High-Bay | High-Bay Luminaires for Commercial and Industrial Buildings | Standard | FALSE | [9 empty] | 42261 |  |  | Yes |  | 3 | 11257 | 99.9 | 112.7 | 11.2 | 0.984 | 5000 | 82
PWU4XAFD | Eaton (formerly Cooper Lighting) | Metalux | 8ILED-[All Mounting Arrangments]-LD4-14-W-FL/WG-UNV-L850-[All Emergency Options]-[Drivers include CD & 5LTD]-2-[All Options]-[All Packaging] | Indoor Luminaires | High-Bay | High-Bay Luminaires for Commercial and Industrial Buildings | Standard | FALSE | [9 empty] | 42261 |  |  | Yes |  | 3 | 10775 | 95.4 | 113 | 11.2 | 0.984 | 5000 | 82
PJ8HD5YS | Eaton (formerly Cooper Lighting) | Metalux | 8ILED-[All Mounting Arrangments]-LD4-28-W-[Blank]-UNV-L850-[All Emergency Options]-[Drivers include CD & 5LTD]-4-[All Options]-[All Packaging] | Indoor Luminaires | High-Bay | High-Bay Luminaires for Commercial and Industrial Buildings | Standard | FALSE | [9 empty] | 42261 |  |  | Yes |  | 3 | 28574 | 129.7 | 220.4 | 9.8 | 0.986 | 5000 | 82
PPHDNHBM | Eaton (formerly Cooper Lighting) | Metalux | 8ILED-[All Mounting Arrangments]-LD4-28-W-WG-UNV-L850-[All Emergency Options]-[Drivers include CD & 5LTD]-4-[All Options]-[All Packaging] | Indoor Luminaires | High-Bay | High-Bay Luminaires for Commercial and Industrial Buildings | Standard | FALSE | [9 empty] | 42261 |  |  | Yes |  | 3 | 27044 | 122.7 | 220.4 | 9.8 | 0.986 | 5000 | 82
PHWSCW6V | Eaton (formerly Cooper Lighting) | Metalux | 8ILED-[All Mounting Arrangments]-LD4-28-W-CL-UNV-L850-[All Emergency Options]-[Drivers include CD & 5LTD]-4-[All Options]-[All Packaging] | Indoor Luminaires | High-Bay | High-Bay Luminaires for Commercial and Industrial Buildings | Standard | FALSE | [9 empty] | 42261 |  |  | Yes |  | 3 | 26228 | 119 | 220.4 | 9.8 | 0.986 | 5000 | 82
PDSKVSE2 | Eaton (formerly Cooper Lighting) | Metalux | 8ILED-[All Mounting Arrangments]-LD4-28-N-TWB-UNV-L850-[All Emergency Options]-[Drivers include CD & 5LTD]-4-[All Options]-[All Packaging] | Indoor Luminaires | High-Bay | High-Bay Luminaires for Commercial and Industrial Buildings | Standard | FALSE | [9 empty] | 42261 |  |  | Yes |  | 3 | 26226 | 119 | 220.4 | 9.8 | 0.986 | 5000 | 82
PZE8XXWT | Eaton (formerly Cooper Lighting) | Metalux | 8ILED-[All Mounting Arrangments]-LD4-28-W-TWB-UNV-L850-[All Emergency Options]-[Drivers include CD & 5LTD]-4-[All Options]-[All Packaging] | Indoor Luminaires | High-Bay | High-Bay Luminaires for Commercial and Industrial Buildings | Standard | FALSE | [9 empty] | 42261 |  |  | Yes |  | 3 | 26125 | 118.6 | 220.4 | 9.8 | 0.986 | 5000 | 82
PZN6HTF1 | Eaton (formerly Cooper Lighting) | Metalux | 8ILED-[All Mounting Arrangments]-LD4-28-N-[Blank]-UNV-L850-[All Emergency Options]-[Drivers include CD & 5LTD]-4-[All Options]-[All Packaging] | Indoor Luminaires | High-Bay | High-Bay Luminaires for Commercial and Industrial Buildings | Standard | FALSE | [9 empty] | 42261 |  |  | Yes |  | 3 | 25887 | 117.5 | 220.4 | 9.8 | 0.986 | 5000 | 82
PQVPJ6T4 | Eaton (formerly Cooper Lighting) | Metalux | 8ILED-[All Mounting Arrangments]-LD4-28-W-CL/WG-UNV-L850-[All Emergency Options]-[Drivers include CD & 5LTD]-4-[All Options]-[All Packaging] | Indoor Luminaires | High-Bay | High-Bay Luminaires for Commercial and Industrial Buildings | Standard | FALSE | [9 empty] | 42261 |  |  | Yes |  | 3 | 24836 | 112.7 | 220.4 | 9.8 | 0.986 | 5000 | 82
P7Y4223X | Eaton (formerly Cooper Lighting) | Metalux | 8ILED-[All Mounting Arrangments]-LD4-28-W-TWB/WG-UNV-L850-[All Emergency Options]-[Drivers include CD & 5LTD]-4-[All Options]-[All Packaging] | Indoor Luminaires | High-Bay | High-Bay Luminaires for Commercial and Industrial Buildings | Standard | FALSE | [9 empty] | 42261 |  |  | Yes |  | 3 | 24710 | 112.1 | 220.4 | 9.8 | 0.986 | 5000 | 82
PZ1QK49D | Eaton (formerly Cooper Lighting) | Metalux | 8ILED-[All Mounting Arrangments]-LD4-28-N-TWB/WG-UNV-L850-[All Emergency Options]-[Drivers include CD & 5LTD]-4-[All Options]-[All Packaging] | Indoor Luminaires | High-Bay | High-Bay Luminaires for Commercial and Industrial Buildings | Standard | FALSE | [9 empty] | 42261 |  |  | Yes |  | 3 | 24594 | 111.6 | 220.4 | 9.8 | 0.986 | 5000 | 82
PVMMMC6J | Eaton (formerly Cooper Lighting) | Metalux | 8ILED-[All Mounting Arrangments]-LD4-28-N-WG-UNV-L850-[All Emergency Options]-[Drivers include CD & 5LTD]-4-[All Options]-[All Packaging] | Indoor Luminaires | High-Bay | High-Bay Luminaires for Commercial and Industrial Buildings | Standard | FALSE | [9 empty] | 42261 |  |  | Yes |  | 3 | 24474 | 111.1 | 220.4 | 9.8 | 0.986 | 5000 | 82
PGKVQ4SE | Eaton (formerly Cooper Lighting) | Metalux | 8ILED-[All Mounting Arrangments]-LD4-28-W-ASY-UNV-L850-[All Emergency Options]-[Drivers include CD & 5LTD]-4-[All Options]-[All Packaging] | Indoor Luminaires | High-Bay | High-Bay Luminaires for Commercial and Industrial Buildings | Standard | FALSE | [9 empty] | 42261 |  |  | Yes |  | 3 | 22793 | 103.4 | 220.4 | 9.8 | 0.986 | 5000 | 82
PQCF794A | Eaton (formerly Cooper Lighting) | Metalux | 8ILED-[All Mounting Arrangments]-LD4-28-W-FL/UPL-UNV-L850-[All Emergency Options]-[Drivers include CD & 5LTD]-4-[All Options]-[All Packaging] | Indoor Luminaires | High-Bay | High-Bay Luminaires for Commercial and Industrial Buildings | Standard | FALSE | [9 empty] | 42261 |  |  | Yes |  | 3 | 22486 | 102 | 220.4 | 9.8 | 0.986 | 5000 | 82
PXAVQUQX | Eaton (formerly Cooper Lighting) | Metalux | 8ILED-[All Mounting Arrangments]-LD4-28-W-FL-UNV-L850-[All Emergency Options]-[Drivers include CD & 5LTD]-4-[All Options]-[All Packaging] | Indoor Luminaires | High-Bay | High-Bay Luminaires for Commercial and Industrial Buildings | Standard | FALSE | [9 empty] | 42261 |  |  | Yes |  | 3 | 21772 | 98.8 | 220.4 | 9.8 | 0.986 | 5000 | 82
PKCFCTFX | Eaton (formerly Cooper Lighting) | Metalux | 8ILED-[All Mounting Arrangments]-LD4-28-W-ASY/WG-UNV-L850-[All Emergency Options]-[Drivers include CD & 5LTD]-4-[All Options]-[All Packaging] | Indoor Luminaires | High-Bay | High-Bay Luminaires for Commercial and Industrial Buildings | Standard | FALSE | [9 empty] | 42261 |  |  | Yes |  | 3 | 21650 | 98.2 | 220.4 | 9.8 | 0.986 | 5000 | 82
PD5K2URX | Eaton (formerly Cooper Lighting) | Metalux | 8ILED-[All Mounting Arrangments]-LD4-28-W-FL/UPL/WG-UNV-L850-[All Emergency Options]-[Drivers include CD & 5LTD]-4-[All Options]-[All Packaging] | Indoor Luminaires | High-Bay | High-Bay Luminaires for Commercial and Industrial Buildings | Standard | FALSE | [9 empty] | 42261 |  |  | Yes |  | 3 | 21476 | 97.5 | 220.4 | 9.8 | 0.986 | 5000 | 82
P5T4S1GY | Eaton (formerly Cooper Lighting) | Metalux | 8ILED-[All Mounting Arrangments]-LD4-28-W-FL/WG-UNV-L850-[All Emergency Options]-[Drivers include CD & 5LTD]-4-[All Options]-[All Packaging] | Indoor Luminaires | High-Bay | High-Bay Luminaires for Commercial and Industrial Buildings | Standard | FALSE | [9 empty] | 42261 |  |  | Yes |  | 3 | 20557 | 93.3 | 220.4 | 9.8 | 0.986 | 5000 | 82
P3J5EQR8 | Eaton (formerly Cooper Lighting) | Metalux | 4ILED-[All Mounting Arrangments]-LD4-14-W-[Blank]-UNV-L850-[All Emergency Options]-[Drivers include CD & 5LTD]-2-[All Options]-[All Packaging] | Indoor Luminaires | High-Bay | High-Bay Luminaires for Commercial and Industrial Buildings | Standard | FALSE | [9 empty] | 42261 |  |  | Yes |  | 3 | 14287 | 129.7 | 110.2 | 9.8 | 0.986 | 5000 | 82
PZ7MX2QC | Eaton (formerly Cooper Lighting) | Metalux | 4ILED-[All Mounting Arrangments]-LD4-14-W-WG-UNV-L850-[All Emergency Options]-[Drivers include CD & 5LTD]-2-[All Options]-[All Packaging] | Indoor Luminaires | High-Bay | High-Bay Luminaires for Commercial and Industrial Buildings | Standard | FALSE | [9 empty] | 42261 |  |  | Yes |  | 3 | 13522 | 122.7 | 110.2 | 9.8 | 0.986 | 5000 | 82
P4KF74JE | Eaton (formerly Cooper Lighting) | Metalux | 4ILED-[All Mounting Arrangments]-LD4-14-W-CL-UNV-L850-[All Emergency Options]-[Drivers include CD & 5LTD]-2-[All Options]-[All Packaging] | Indoor Luminaires | High-Bay | High-Bay Luminaires for Commercial and Industrial Buildings | Standard | FALSE | [9 empty] | 42261 |  |  | Yes |  | 3 | 13114 | 119 | 110.2 | 9.8 | 0.986 | 5000 | 82
PHE4ZJVN | Eaton (formerly Cooper Lighting) | Metalux | 4ILED-[All Mounting Arrangments]-LD4-14-N-TWB-UNV-L850-[All Emergency Options]-[Drivers include CD & 5LTD]-2-[All Options]-[All Packaging] | Indoor Luminaires | High-Bay | High-Bay Luminaires for Commercial and Industrial Buildings | Standard | FALSE | [9 empty] | 42261 |  |  | Yes |  | 3 | 13113 | 119 | 110.2 | 9.8 | 0.986 | 5000 | 82
PK5XRHMA | Eaton (formerly Cooper Lighting) | Metalux | 4ILED-[All Mounting Arrangments]-LD4-14-W-TWB-UNV-L850-[All Emergency Options]-[Drivers include CD & 5LTD]-2-[All Options]-[All Packaging] | Indoor Luminaires | High-Bay | High-Bay Luminaires for Commercial and Industrial Buildings | Standard | FALSE | [9 empty] | 42261 |  |  | Yes |  | 3 | 13063 | 118.6 | 110.2 | 9.8 | 0.986 | 5000 | 82
PRE3TX7D | Eaton (formerly Cooper Lighting) | Metalux | 4ILED-[All Mounting Arrangments]-LD4-14-N-[Blank]-UNV-L850-[All Emergency Options]-[Drivers include CD & 5LTD]-2-[All Options]-[All Packaging] | Indoor Luminaires | High-Bay | High-Bay Luminaires for Commercial and Industrial Buildings | Standard | FALSE | [9 empty] | 42261 |  |  | Yes |  | 3 | 12944 | 117.5 | 110.2 | 9.8 | 0.986 | 5000 | 82
P8ACRG8P | Eaton (formerly Cooper Lighting) | Metalux | 4ILED-[All Mounting Arrangments]-LD4-14-W-CL/WG-UNV-L850-[All Emergency Options]-[Drivers include CD & 5LTD]-2-[All Options]-[All Packaging] | Indoor Luminaires | High-Bay | High-Bay Luminaires for Commercial and Industrial Buildings | Standard | FALSE | [9 empty] | 42261 |  |  | Yes |  | 3 | 12418 | 112.7 | 110.2 | 9.8 | 0.986 | 5000 | 82
PAN6K3ZF | Eaton (formerly Cooper Lighting) | Metalux | 4ILED-[All Mounting Arrangments]-LD4-14-W-TWB/WG-UNV-L850-[All Emergency Options]-[Drivers include CD & 5LTD]-2-[All Options]-[All Packaging] | Indoor Luminaires | High-Bay | High-Bay Luminaires for Commercial and Industrial Buildings | Standard | FALSE | [9 empty] | 42261 |  |  | Yes |  | 3 | 12355 | 112.1 | 110.2 | 9.8 | 0.986 | 5000 | 82
PC7RYWNT | Eaton (formerly Cooper Lighting) | Metalux | 4ILED-[All Mounting Arrangments]-LD4-14-N-TWB/WG-UNV-L850-[All Emergency Options]-[Drivers include CD & 5LTD]-2-[All Options]-[All Packaging] | Indoor Luminaires | High-Bay | High-Bay Luminaires for Commercial and Industrial Buildings | Standard | FALSE | [9 empty] | 42261 |  |  | Yes |  | 3 | 12297 | 111.6 | 110.2 | 9.8 | 0.986 | 5000 | 82
PJXPAFHQ | Eaton (formerly Cooper Lighting) | Metalux | 4ILED-[All Mounting Arrangments]-LD4-14-N-WG-UNV-L850-[All Emergency Options]-[Drivers include CD & 5LTD]-2-[All Options]-[All Packaging] | Indoor Luminaires | High-Bay | High-Bay Luminaires for Commercial and Industrial Buildings | Standard | FALSE | [9 empty] | 42261 |  |  | Yes |  | 3 | 12237 | 111.1 | 110.2 | 9.8 | 0.986 | 5000 | 82
PBY2KYFH | Eaton (formerly Cooper Lighting) | Metalux | 4ILED-[All Mounting Arrangments]-LD4-14-W-ASY-UNV-L850-[All Emergency Options]-[Drivers include CD & 5LTD]-2-[All Options]-[All Packaging] | Indoor Luminaires | High-Bay | High-Bay Luminaires for Commercial and Industrial Buildings | Standard | FALSE | [9 empty] | 42261 |  |  | Yes |  | 3 | 11397 | 103.4 | 110.2 | 9.8 | 0.986 | 5000 | 82
P67EDBAW | Eaton (formerly Cooper Lighting) | Metalux | 4ILED-[All Mounting Arrangments]-LD4-14-W-FL/UPL-UNV-L850-[All Emergency Options]-[Drivers include CD & 5LTD]-2-[All Options]-[All Packaging] | Indoor Luminaires | High-Bay | High-Bay Luminaires for Commercial and Industrial Buildings | Standard | FALSE | [9 empty] | 42261 |  |  | Yes |  | 3 | 11243 | 102 | 110.2 | 9.8 | 0.986 | 5000 | 82
PCZFTCBB | Eaton (formerly Cooper Lighting) | Metalux | 4ILED-[All Mounting Arrangments]-LD4-14-W-FL-UNV-L850-[All Emergency Options]-[Drivers include CD & 5LTD]-2-[All Options]-[All Packaging] | Indoor Luminaires | High-Bay | High-Bay Luminaires for Commercial and Industrial Buildings | Standard | FALSE | [9 empty] | 42261 |  |  | Yes |  | 3 | 10886 | 98.8 | 110.2 | 9.8 | 0.986 | 5000 | 82
PKCRXK1Y | Eaton (formerly Cooper Lighting) | Metalux | 4ILED-[All Mounting Arrangments]-LD4-14-W-ASY/WG-UNV-L850-[All Emergency Options]-[Drivers include CD & 5LTD]-2-[All Options]-[All Packaging] | Indoor Luminaires | High-Bay | High-Bay Luminaires for Commercial and Industrial Buildings | Standard | FALSE | [9 empty] | 42261 |  |  | Yes |  | 3 | 10825 | 98.2 | 110.2 | 9.8 | 0.986 | 5000 | 82
PD8S4D56 | Eaton (formerly Cooper Lighting) | Metalux | 4ILED-[All Mounting Arrangments]-LD4-14-W-FL/UPL/WG-UNV-L850-[All Emergency Options]-[Drivers include CD & 5LTD]-2-[All Options]-[All Packaging] | Indoor Luminaires | High-Bay | High-Bay Luminaires for Commercial and Industrial Buildings | Standard | FALSE | [9 empty] | 42261 |  |  | Yes |  | 3 | 10738 | 97.5 | 110.2 | 9.8 | 0.986 | 5000 | 82
P9PB1VEK | Eaton (formerly Cooper Lighting) | Metalux | 4ILED-[All Mounting Arrangments]-LD4-14-W-FL/WG-UNV-L850-[All Emergency Options]-[Drivers include CD & 5LTD]-2-[All Options]-[All Packaging] | Indoor Luminaires | High-Bay | High-Bay Luminaires for Commercial and Industrial Buildings | Standard | FALSE | [9 empty] | 42261 |  |  | Yes |  | 3 | 10279 | 93.3 | 110.2 | 9.8 | 0.986 | 5000 | 82
PDTAW9UT | Eaton (formerly Cooper Lighting) | Metalux | 8ILED-[All Mounting Arrangments]-LD4-10-W-[Blank]-UNV-L850-[All Emergency Options]-CD-1-[All Options]-[All Packaging] | Indoor Luminaires | High-Bay | High-Bay Luminaires for Commercial and Industrial Buildings | Standard | FALSE | [9 empty] | 42261 |  |  | Yes |  | 3 | 10544 | 140.8 | 74.9 | 9 | 0.988 | 5000 | 82
PH552E9V | Eaton (formerly Cooper Lighting) | Metalux | 8ILED-[All Mounting Arrangments]-LD4-10-W-WG-UNV-L850-[All Emergency Options]-CD-1-[All Options]-[All Packaging] | Indoor Luminaires | High-Bay | High-Bay Luminaires for Commercial and Industrial Buildings | Standard | FALSE | [9 empty] | 42261 |  |  | Yes |  | 3 | 9979 | 133.2 | 74.9 | 9 | 0.988 | 5000 | 82
PWSP34NC | Eaton (formerly Cooper Lighting) | Metalux | 8ILED-[All Mounting Arrangments]-LD4-10-W-CL-UNV-L850-[All Emergency Options]-CD-1-[All Options]-[All Packaging] | Indoor Luminaires | High-Bay | Low-Bay Luminaires for Commercial and Industrial Buildings | Standard | FALSE | [9 empty] | 42261 |  |  | Yes |  | 3 | 9678 | 129.2 | 74.9 | 9 | 0.988 | 5000 | 82
PPQDVV61 | Eaton (formerly Cooper Lighting) | Metalux | 8ILED-[All Mounting Arrangments]-LD4-10-W-TWB-UNV-L850-[All Emergency Options]-CD-1-[All Options]-[All Packaging] | Indoor Luminaires | High-Bay | Low-Bay Luminaires for Commercial and Industrial Buildings | Standard | FALSE | [9 empty] | 42261 |  |  | Yes |  | 3 | 9640 | 128.7 | 74.9 | 9 | 0.988 | 5000 | 82
PKZ8XJ8X | Eaton (formerly Cooper Lighting) | Metalux | 8ILED-[All Mounting Arrangments]-LD4-10-N-[Blank]-UNV-L850-[All Emergency Options]-CD-1-[All Options]-[All Packaging] | Indoor Luminaires | High-Bay | Low-Bay Luminaires for Commercial and Industrial Buildings | Standard | FALSE | [9 empty] | 42261 |  |  | Yes |  | 3 | 9552 | 127.5 | 74.9 | 9 | 0.988 | 5000 | 82
PSPBX7RX | Eaton (formerly Cooper Lighting) | Metalux | 8ILED-[All Mounting Arrangments]-LD4-10-W-CL/WG-UNV-L850-[All Emergency Options]-CD-1-[All Options]-[All Packaging] | Indoor Luminaires | High-Bay | Low-Bay Luminaires for Commercial and Industrial Buildings | Standard | FALSE | [9 empty] | 42261 |  |  | Yes |  | 3 | 9164 | 122.3 | 74.9 | 9 | 0.988 | 5000 | 82
PYAUZX73 | Eaton (formerly Cooper Lighting) | Metalux | 8ILED-[All Mounting Arrangments]-LD4-10-W-TWB/WG-UNV-L850-[All Emergency Options]-CD-1-[All Options]-[All Packaging] | Indoor Luminaires | High-Bay | Low-Bay Luminaires for Commercial and Industrial Buildings | Standard | FALSE | [9 empty] | 42261 |  |  | Yes |  | 3 | 9118 | 121.7 | 74.9 | 9 | 0.988 | 5000 | 82
PEMFYYZV | Eaton (formerly Cooper Lighting) | Metalux | 8ILED-[All Mounting Arrangments]-LD4-10-N-WG-UNV-L850-[All Emergency Options]-CD-1-[All Options]-[All Packaging] | Indoor Luminaires | High-Bay | Low-Bay Luminaires for Commercial and Industrial Buildings | Standard | FALSE | [9 empty] | 42261 |  |  | Yes |  | 3 | 9031 | 120.6 | 74.9 | 9 | 0.988 | 5000 | 82
PJCQTM5R | Eaton (formerly Cooper Lighting) | Metalux | 8ILED-[All Mounting Arrangments]-LD4-10-W-ASY-UNV-L850-[All Emergency Options]-CD-1-[All Options]-[All Packaging] | Indoor Luminaires | High-Bay | Low-Bay Luminaires for Commercial and Industrial Buildings | Standard | FALSE | [9 empty] | 42261 |  |  | Yes |  | 3 | 8411 | 112.3 | 74.9 | 9 | 0.988 | 5000 | 82
PC8W2DPP | Eaton (formerly Cooper Lighting) | Metalux | 8ILED-[All Mounting Arrangments]-LD4-10-W-FL/UPL-UNV-L850-[All Emergency Options]-CD-1-[All Options]-[All Packaging] | Indoor Luminaires | High-Bay | Low-Bay Luminaires for Commercial and Industrial Buildings | Standard | FALSE | [9 empty] | 42261 |  |  | Yes |  | 3 | 8297 | 110.8 | 74.9 | 9 | 0.988 | 5000 | 82
PPKQC8U8 | Eaton (formerly Cooper Lighting) | Metalux | 8ILED-[All Mounting Arrangments]-LD4-10-W-FL-UNV-L850-[All Emergency Options]-CD-1-[All Options]-[All Packaging] | Indoor Luminaires | High-Bay | Low-Bay Luminaires for Commercial and Industrial Buildings | Standard | FALSE | [9 empty] | 42261 |  |  | Yes |  | 3 | 8034 | 107.2 | 74.9 | 9 | 0.988 | 5000 | 82
PRRS1EA3 | Eaton (formerly Cooper Lighting) | Metalux | 8ILED-[All Mounting Arrangments]-LD4-10-W-ASY/WG-UNV-L850-[All Emergency Options]-CD-1-[All Options]-[All Packaging] | Indoor Luminaires | High-Bay | Low-Bay Luminaires for Commercial and Industrial Buildings | Standard | FALSE | [9 empty] | 42261 |  |  | Yes |  | 3 | 7989 | 106.6 | 74.9 | 9 | 0.988 | 5000 | 82
PV5394ZQ | Eaton (formerly Cooper Lighting) | Metalux | 8ILED-[All Mounting Arrangments]-LD4-10-W-FL/UPL/WG-UNV-L850-[All Emergency Options]-CD-1-[All Options]-[All Packaging] | Indoor Luminaires | High-Bay | Low-Bay Luminaires for Commercial and Industrial Buildings | Standard | FALSE | [9 empty] | 42261 |  |  | Yes |  | 3 | 7925 | 105.8 | 74.9 | 9 | 0.988 | 5000 | 82
P99345T8 | Eaton (formerly Cooper Lighting) | Metalux | 8ILED-[All Mounting Arrangments]-LD4-10-W-FL/WG-UNV-L850-[All Emergency Options]-CD-1-[All Options]-[All Packaging] | Indoor Luminaires | High-Bay | Low-Bay Luminaires for Commercial and Industrial Buildings | Standard | FALSE | [9 empty] | 42261 |  |  | Yes |  | 3 | 7586 | 101.3 | 74.9 | 9 | 0.988 | 5000 | 82
PYVB9D8Q | Eaton (formerly Cooper Lighting) | Metalux | 4ILED-[All Mounting Arrangments]-LD4-5-W-[Blank]-UNV-L850-[All Emergency Options]-[Drivers include CD & 5LTD]-1-[All Options]-[All Packaging] | Indoor Luminaires | High-Bay | Low-Bay Luminaires for Commercial and Industrial Buildings | Standard | FALSE | [9 empty] | 42261 |  |  | Yes |  | 3 | 5272 | 140.8 | 37.5 | 9 | 0.988 | 5000 | 82
PF8WF3UZ | Eaton (formerly Cooper Lighting) | Metalux | 4ILED-[All Mounting Arrangments]-LD4-5-W-WG-UNV-L850-[All Emergency Options]-[Drivers include CD & 5LTD]-1-[All Options]-[All Packaging] | Indoor Luminaires | High-Bay | Low-Bay Luminaires for Commercial and Industrial Buildings | Standard | FALSE | [9 empty] | 42261 |  |  | Yes |  | 3 | 4990 | 133.2 | 37.5 | 9 | 0.988 | 5000 | 82
P4Z1WHUJ | Eaton (formerly Cooper Lighting) | Metalux | 4ILED-[All Mounting Arrangments]-LD4-7-W-[Blank]-UNV-L850-[All Emergency Options]-[Drivers include CD & 5LTD]-1-[All Options]-[All Packaging] | Indoor Luminaires | High-Bay | Low-Bay Luminaires for Commercial and Industrial Buildings | Standard | FALSE | [9 empty] | 42261 |  |  | Yes |  | 3 | 7489 | 130.3 | 57.5 | 8.7 | 0.991 | 5000 | 82
PUUGGNTA | Eaton (formerly Cooper Lighting) | Metalux | 4ILED-[All Mounting Arrangments]-LD4-7-W-WG-UNV-L850-[All Emergency Options]-[Drivers include CD & 5LTD]-1-[All Options]-[All Packaging] | Indoor Luminaires | High-Bay | Low-Bay Luminaires for Commercial and Industrial Buildings | Standard | FALSE | [9 empty] | 42261 |  |  | Yes |  | 3 | 7088 | 123.4 | 57.4 | 8.7 | 0.991 | 5000 | 82
PMK12JJT | Eaton (formerly Cooper Lighting) | Metalux | 4ILED-[All Mounting Arrangments]-LD4-7-W-CL-UNV-L850-[All Emergency Options]-[Drivers include CD & 5LTD]-1-[All Options]-[All Packaging] | Indoor Luminaires | High-Bay | Low-Bay Luminaires for Commercial and Industrial Buildings | Standard | FALSE | [9 empty] | 42261 |  |  | Yes |  | 3 | 6874 | 119.7 | 57.4 | 8.7 | 0.991 | 5000 | 82
P5WHPWFK | Eaton (formerly Cooper Lighting) | Metalux | 4ILED-[All Mounting Arrangments]-LD4-7-N-TWB-UNV-L850-[All Emergency Options]-[Drivers include CD & 5LTD]-1-[All Options]-[All Packaging] | Indoor Luminaires | High-Bay | Low-Bay Luminaires for Commercial and Industrial Buildings | Standard | FALSE | [9 empty] | 42261 |  |  | Yes |  | 3 | 6873 | 119.6 | 57.5 | 8.7 | 0.991 | 5000 | 82
PBVGBQ2C | Eaton (formerly Cooper Lighting) | Metalux | 4ILED-[All Mounting Arrangments]-LD4-7-W-TWB-UNV-L850-[All Emergency Options]-[Drivers include CD & 5LTD]-1-[All Options]-[All Packaging] | Indoor Luminaires | High-Bay | Low-Bay Luminaires for Commercial and Industrial Buildings | Standard | FALSE | [9 empty] | 42261 |  |  | Yes |  | 3 | 6847 | 119.2 | 57.4 | 8.7 | 0.991 | 5000 | 82
P86W2HG3 | Eaton (formerly Cooper Lighting) | Metalux | 4ILED-[All Mounting Arrangments]-LD4-7-N-[Blank]-UNV-L850-[All Emergency Options]-[Drivers include CD & 5LTD]-1-[All Options]-[All Packaging] | Indoor Luminaires | High-Bay | Low-Bay Luminaires for Commercial and Industrial Buildings | Standard | FALSE | [9 empty] | 42261 |  |  | Yes |  | 3 | 6784 | 117.2 | 57.9 | 8.7 | 0.991 | 5000 | 82
P7BP1YCV | Eaton (formerly Cooper Lighting) | Metalux | 4ILED-[All Mounting Arrangments]-LD4-7-W-CL/WG-UNV-L850-[All Emergency Options]-[Drivers include CD & 5LTD]-1-[All Options]-[All Packaging] | Indoor Luminaires | High-Bay | Low-Bay Luminaires for Commercial and Industrial Buildings | Standard | FALSE | [9 empty] | 42261 |  |  | Yes |  | 3 | 6509 | 113.4 | 57.4 | 8.7 | 0.991 | 5000 | 82
PPZ4DGZS | Eaton (formerly Cooper Lighting) | Metalux | 4ILED-[All Mounting Arrangments]-LD4-7-W-TWB/WG-UNV-L850-[All Emergency Options]-[Drivers include CD & 5LTD]-1-[All Options]-[All Packaging] | Indoor Luminaires | High-Bay | Low-Bay Luminaires for Commercial and Industrial Buildings | Standard | FALSE | [9 empty] | 42261 |  |  | Yes |  | 3 | 6476 | 112.7 | 57.4 | 8.7 | 0.991 | 5000 | 82
PM6NS6CR | Eaton (formerly Cooper Lighting) | Metalux | 4ILED-[All Mounting Arrangments]-LD4-7-N-TWB/WG-UNV-L850-[All Emergency Options]-[Drivers include CD & 5LTD]-1-[All Options]-[All Packaging] | Indoor Luminaires | High-Bay | Low-Bay Luminaires for Commercial and Industrial Buildings | Standard | FALSE | [9 empty] | 42261 |  |  | Yes |  | 3 | 6445 | 112.1 | 57.5 | 8.7 | 0.991 | 5000 | 82
PUBNJUUQ | Eaton (formerly Cooper Lighting) | Metalux | 4ILED-[All Mounting Arrangments]-LD4-7-N-WG-UNV-L850-[All Emergency Options]-[Drivers include CD & 5LTD]-1-[All Options]-[All Packaging] | Indoor Luminaires | High-Bay | Low-Bay Luminaires for Commercial and Industrial Buildings | Standard | FALSE | [9 empty] | 42261 |  |  | Yes |  | 3 | 6414 | 110.9 | 57.8 | 8.7 | 0.991 | 5000 | 82
PQ3WR7B8 | Eaton (formerly Cooper Lighting) | Metalux | 4ILED-[All Mounting Arrangments]-LD4-7-W-ASY-UNV-L850-[All Emergency Options]-[Drivers include CD & 5LTD]-1-[All Options]-[All Packaging] | Indoor Luminaires | High-Bay | Low-Bay Luminaires for Commercial and Industrial Buildings | Standard | FALSE | [9 empty] | 42261 |  |  | Yes |  | 3 | 5974 | 103.9 | 57.5 | 8.7 | 0.991 | 5000 | 82
PKF3QV5K | Eaton (formerly Cooper Lighting) | Metalux | 4ILED-[All Mounting Arrangments]-LD4-7-W-FL/UPL-UNV-L850-[All Emergency Options]-[Drivers include CD & 5LTD]-1-[All Options]-[All Packaging] | Indoor Luminaires | High-Bay | Low-Bay Luminaires for Commercial and Industrial Buildings | Standard | FALSE | [9 empty] | 42261 |  |  | Yes |  | 3 | 5893 | 103.1 | 57.2 | 8.7 | 0.991 | 5000 | 82
PMNTNRRH | Eaton (formerly Cooper Lighting) | Metalux | 4ILED-[All Mounting Arrangments]-LD4-7-W-FL-UNV-L850-[All Emergency Options]-[Drivers include CD & 5LTD]-1-[All Options]-[All Packaging] | Indoor Luminaires | High-Bay | Low-Bay Luminaires for Commercial and Industrial Buildings | Standard | FALSE | [9 empty] | 42261 |  |  | Yes |  | 3 | 5706 | 99.4 | 57.4 | 8.7 | 0.991 | 5000 | 82
PT72YHUT | Eaton (formerly Cooper Lighting) | Metalux | 4ILED-[All Mounting Arrangments]-LD4-7-W-ASY/WG-UNV-L850-[All Emergency Options]-[Drivers include CD & 5LTD]-1-[All Options]-[All Packaging] | Indoor Luminaires | High-Bay | Low-Bay Luminaires for Commercial and Industrial Buildings | Standard | FALSE | [9 empty] | 42261 |  |  | Yes |  | 3 | 5674 | 98.7 | 57.5 | 8.7 | 0.991 | 5000 | 82
P7T9JJ34 | Eaton (formerly Cooper Lighting) | Metalux | 4ILED-[All Mounting Arrangments]-LD4-7-W-FL/UPL/WG-UNV-L850-[All Emergency Options]-[Drivers include CD & 5LTD]-1-[All Options]-[All Packaging] | Indoor Luminaires | High-Bay | Low-Bay Luminaires for Commercial and Industrial Buildings | Standard | FALSE | [9 empty] | 42261 |  |  | Yes |  | 3 | 5628 | 98.5 | 57.2 | 8.7 | 0.991 | 5000 | 82
P6P8HBWB | Eaton (formerly Cooper Lighting) | Metalux | 4ILED-[All Mounting Arrangments]-LD4-7-W-FL/WG-UNV-L850-[All Emergency Options]-[Drivers include CD & 5LTD]-1-[All Options]-[All Packaging] | Indoor Luminaires | High-Bay | Low-Bay Luminaires for Commercial and Industrial Buildings | Standard | FALSE | [9 empty] | 42261 |  |  | Yes |  | 3 | 5388 | 93.8 | 57.4 | 8.7 | 0.991 | 5000 | 82
P7MAVSMC | Eaton (formerly Cooper Lighting) | Metalux | 8ILED-[All Mounting Arrangments]-LD4-32-W-[Blank]-UNV-L850-[All Emergency Options]-[Drivers include CD & 5LTD]-4-[All Options]-[All Packaging] | Indoor Luminaires | High-Bay | High-Bay Luminaires for Commercial and Industrial Buildings | Standard | FALSE | [9 empty] | 42261 |  |  | Yes |  | 3 | 33928 | 121.3 | 279.7 | 8.5 | 0.99 | 5000 | 82
PX1UJ3ZP | Eaton (formerly Cooper Lighting) | Metalux | 8ILED-[All Mounting Arrangments]-LD4-32-W-WG-UNV-L850-[All Emergency Options]-[Drivers include CD & 5LTD]-4-[All Options]-[All Packaging] | Indoor Luminaires | High-Bay | High-Bay Luminaires for Commercial and Industrial Buildings | Standard | FALSE | [9 empty] | 42261 |  |  | Yes |  | 3 | 32111 | 114.8 | 279.7 | 8.5 | 0.99 | 5000 | 82
PV8R5TBB | Eaton (formerly Cooper Lighting) | Metalux | 8ILED-[All Mounting Arrangments]-LD4-32-W-CL-UNV-L850-[All Emergency Options]-[Drivers include CD & 5LTD]-4-[All Options]-[All Packaging] | Indoor Luminaires | High-Bay | High-Bay Luminaires for Commercial and Industrial Buildings | Standard | FALSE | [9 empty] | 42261 |  |  | Yes |  | 3 | 31142 | 111.4 | 279.7 | 8.5 | 0.99 | 5000 | 82
PX5537VK | Eaton (formerly Cooper Lighting) | Metalux | 8ILED-[All Mounting Arrangments]-LD4-32-N-TWB-UNV-L850-[All Emergency Options]-[Drivers include CD & 5LTD]-4-[All Options]-[All Packaging] | Indoor Luminaires | High-Bay | High-Bay Luminaires for Commercial and Industrial Buildings | Standard | FALSE | [9 empty] | 42261 |  |  | Yes |  | 3 | 31140 | 111.3 | 279.7 | 8.5 | 0.99 | 5000 | 82
PQ6Y6V9G | Eaton (formerly Cooper Lighting) | Metalux | 8ILED-[All Mounting Arrangments]-LD4-32-W-TWB-UNV-L850-[All Emergency Options]-[Drivers include CD & 5LTD]-4-[All Options]-[All Packaging] | Indoor Luminaires | High-Bay | High-Bay Luminaires for Commercial and Industrial Buildings | Standard | FALSE | [9 empty] | 42261 |  |  | Yes |  | 3 | 31020 | 110.9 | 279.7 | 8.5 | 0.99 | 5000 | 82
PDJM4M35 | Eaton (formerly Cooper Lighting) | Metalux | 8ILED-[All Mounting Arrangments]-LD4-32-N-[Blank]-UNV-L850-[All Emergency Options]-[Drivers include CD & 5LTD]-4-[All Options]-[All Packaging] | Indoor Luminaires | High-Bay | High-Bay Luminaires for Commercial and Industrial Buildings | Standard | FALSE | [9 empty] | 42261 |  |  | Yes |  | 3 | 30737 | 109.9 | 279.7 | 8.5 | 0.99 | 5000 | 82
P97C8GC8 | Eaton (formerly Cooper Lighting) | Metalux | 8ILED-[All Mounting Arrangments]-LD4-32-W-CL/WG-UNV-L850-[All Emergency Options]-[Drivers include CD & 5LTD]-4-[All Options]-[All Packaging] | Indoor Luminaires | High-Bay | High-Bay Luminaires for Commercial and Industrial Buildings | Standard | FALSE | [9 empty] | 42261 |  |  | Yes |  | 3 | 29489 | 105.4 | 279.7 | 8.5 | 0.99 | 5000 | 82
PSY1RQGJ | Eaton (formerly Cooper Lighting) | Metalux | 8ILED-[All Mounting Arrangments]-LD4-32-W-TWB/WG-UNV-L850-[All Emergency Options]-[Drivers include CD & 5LTD]-4-[All Options]-[All Packaging] | Indoor Luminaires | High-Bay | High-Bay Luminaires for Commercial and Industrial Buildings | Standard | FALSE | [9 empty] | 42261 |  |  | Yes |  | 3 | 29339 | 104.9 | 279.7 | 8.5 | 0.99 | 5000 | 82
P3AC9VPD | Eaton (formerly Cooper Lighting) | Metalux | 8ILED-[All Mounting Arrangments]-LD4-32-N-TWB/WG-UNV-L850-[All Emergency Options]-[Drivers include CD & 5LTD]-4-[All Options]-[All Packaging] | Indoor Luminaires | High-Bay | High-Bay Luminaires for Commercial and Industrial Buildings | Standard | FALSE | [9 empty] | 42261 |  |  | Yes |  | 3 | 29202 | 104.4 | 279.7 | 8.5 | 0.99 | 5000 | 82
P7YGENW1 | Eaton (formerly Cooper Lighting) | Metalux | 8ILED-[All Mounting Arrangments]-LD4-32-N-WG-UNV-L850-[All Emergency Options]-[Drivers include CD & 5LTD]-4-[All Options]-[All Packaging] | Indoor Luminaires | High-Bay | High-Bay Luminaires for Commercial and Industrial Buildings | Standard | FALSE | [9 empty] | 42261 |  |  | Yes |  | 3 | 29059 | 103.9 | 279.7 | 8.5 | 0.99 | 5000 | 82
P8DKKRUV | Eaton (formerly Cooper Lighting) | Metalux | 8ILED-[All Mounting Arrangments]-LD4-32-W-ASY-UNV-L850-[All Emergency Options]-[Drivers include CD & 5LTD]-4-[All Options]-[All Packaging] | Indoor Luminaires | High-Bay | High-Bay Luminaires for Commercial and Industrial Buildings | Standard | FALSE | [9 empty] | 42261 |  |  | Yes |  | 3 | 27064 | 96.8 | 279.7 | 8.5 | 0.99 | 5000 | 82
P3NJUJ8C | Eaton (formerly Cooper Lighting) | Metalux | 8ILED-[All Mounting Arrangments]-LD4-32-W-FL/UPL-UNV-L850-[All Emergency Options]-[Drivers include CD & 5LTD]-4-[All Options]-[All Packaging] | Indoor Luminaires | High-Bay | High-Bay Luminaires for Commercial and Industrial Buildings | Standard | FALSE | [9 empty] | 42261 |  |  | Yes |  | 3 | 26698 | 95.5 | 279.7 | 8.5 | 0.99 | 5000 | 82
P46PH1F4 | Eaton (formerly Cooper Lighting) | Metalux | 8ILED-[All Mounting Arrangments]-LD4-32-W-FL-UNV-L850-[All Emergency Options]-[Drivers include CD & 5LTD]-4-[All Options]-[All Packaging] | Indoor Luminaires | High-Bay | High-Bay Luminaires for Commercial and Industrial Buildings | Standard | FALSE | [9 empty] | 42261 |  |  | Yes |  | 3 | 25851 | 92.4 | 279.7 | 8.5 | 0.99 | 5000 | 82
PAP6K9CF | Eaton (formerly Cooper Lighting) | Metalux | 8ILED-[All Mounting Arrangments]-LD4-32-W-ASY/WG-UNV-L850-[All Emergency Options]-[Drivers include CD & 5LTD]-4-[All Options]-[All Packaging] | Indoor Luminaires | High-Bay | High-Bay Luminaires for Commercial and Industrial Buildings | Standard | FALSE | [9 empty] | 42261 |  |  | Yes |  | 3 | 25706 | 91.9 | 279.7 | 8.5 | 0.99 | 5000 | 82
PZSSP887 | Eaton (formerly Cooper Lighting) | Metalux | 8ILED-[All Mounting Arrangments]-LD4-32-W-FL/UPL/WG-UNV-L850-[All Emergency Options]-[Drivers include CD & 5LTD]-4-[All Options]-[All Packaging] | Indoor Luminaires | High-Bay | High-Bay Luminaires for Commercial and Industrial Buildings | Standard | FALSE | [9 empty] | 42261 |  |  | Yes |  | 3 | 25500 | 91.2 | 279.7 | 8.5 | 0.99 | 5000 | 82
P1HGZ887 | Eaton (formerly Cooper Lighting) | Metalux | 8ILED-[All Mounting Arrangments]-LD4-32-W-FL/WG-UNV-L850-[All Emergency Options]-[Drivers include CD & 5LTD]-4-[All Options]-[All Packaging] | Indoor Luminaires | High-Bay | High-Bay Luminaires for Commercial and Industrial Buildings | Standard | FALSE | [9 empty] | 42261 |  |  | Yes |  | 3 | 24409 | 87.3 | 279.7 | 8.5 | 0.99 | 5000 | 82
P9NPTQPB | Eaton (formerly Cooper Lighting) | Metalux | 4ILED-[All Mounting Arrangments]-LD4-16-W-[Blank]-UNV-L850-[All Emergency Options]-[Drivers include CD & 5LTD]-2-[All Options]-[All Packaging] | Indoor Luminaires | High-Bay | High-Bay Luminaires for Commercial and Industrial Buildings | Standard | FALSE | [9 empty] | 42261 |  |  | Yes |  | 3 | 16964 | 121.3 | 139.8 | 8.5 | 0.99 | 5000 | 82
PJXY9M59 | Eaton (formerly Cooper Lighting) | Metalux | 4ILED-[All Mounting Arrangments]-LD4-16-W-WG-UNV-L850-[All Emergency Options]-[Drivers include CD & 5LTD]-2-[All Options]-[All Packaging] | Indoor Luminaires | High-Bay | High-Bay Luminaires for Commercial and Industrial Buildings | Standard | FALSE | [9 empty] | 42261 |  |  | Yes |  | 3 | 16056 | 114.8 | 139.8 | 8.5 | 0.99 | 5000 | 82
PAA47V43 | Eaton (formerly Cooper Lighting) | Metalux | 4ILED-[All Mounting Arrangments]-LD4-16-W-CL-UNV-L850-[All Emergency Options]-[Drivers include CD & 5LTD]-2-[All Options]-[All Packaging] | Indoor Luminaires | High-Bay | High-Bay Luminaires for Commercial and Industrial Buildings | Standard | FALSE | [9 empty] | 42261 |  |  | Yes |  | 3 | 15571 | 111.4 | 139.8 | 8.5 | 0.99 | 5000 | 82
PH9ATZPD | Eaton (formerly Cooper Lighting) | Metalux | 4ILED-[All Mounting Arrangments]-LD4-16-N-TWB-UNV-L850-[All Emergency Options]-[Drivers include CD & 5LTD]-2-[All Options]-[All Packaging] | Indoor Luminaires | High-Bay | High-Bay Luminaires for Commercial and Industrial Buildings | Standard | FALSE | [9 empty] | 42261 |  |  | Yes |  | 3 | 15570 | 111.3 | 139.8 | 8.5 | 0.99 | 5000 | 82
P5U8RBJT | Eaton (formerly Cooper Lighting) | Metalux | 4ILED-[All Mounting Arrangments]-LD4-16-W-TWB-UNV-L850-[All Emergency Options]-[Drivers include CD & 5LTD]-2-[All Options]-[All Packaging] | Indoor Luminaires | High-Bay | High-Bay Luminaires for Commercial and Industrial Buildings | Standard | FALSE | [9 empty] | 42261 |  |  | Yes |  | 3 | 15510 | 110.9 | 139.8 | 8.5 | 0.99 | 5000 | 82
PNKFT2F9 | Eaton (formerly Cooper Lighting) | Metalux | 4ILED-[All Mounting Arrangments]-LD4-16-N-[Blank]-UNV-L850-[All Emergency Options]-[Drivers include CD & 5LTD]-2-[All Options]-[All Packaging] | Indoor Luminaires | High-Bay | High-Bay Luminaires for Commercial and Industrial Buildings | Standard | FALSE | [9 empty] | 42261 |  |  | Yes |  | 3 | 15369 | 109.9 | 139.8 | 8.5 | 0.99 | 5000 | 82
PUD4JVR6 | Eaton (formerly Cooper Lighting) | Metalux | 4ILED-[All Mounting Arrangments]-LD4-16-W-CL/WG-UNV-L850-[All Emergency Options]-[Drivers include CD & 5LTD]-2-[All Options]-[All Packaging] | Indoor Luminaires | High-Bay | High-Bay Luminaires for Commercial and Industrial Buildings | Standard | FALSE | [9 empty] | 42261 |  |  | Yes |  | 3 | 14744 | 105.4 | 139.8 | 8.5 | 0.99 | 5000 | 82
P6D2BW7W | Eaton (formerly Cooper Lighting) | Metalux | 4ILED-[All Mounting Arrangments]-LD4-16-W-TWB/WG-UNV-L850-[All Emergency Options]-[Drivers include CD & 5LTD]-2-[All Options]-[All Packaging] | Indoor Luminaires | High-Bay | High-Bay Luminaires for Commercial and Industrial Buildings | Standard | FALSE | [9 empty] | 42261 |  |  | Yes |  | 3 | 14670 | 104.9 | 139.8 | 8.5 | 0.99 | 5000 | 82
PFGSF4XW | Eaton (formerly Cooper Lighting) | Metalux | 4ILED-[All Mounting Arrangments]-LD4-16-N-TWB/WG-UNV-L850-[All Emergency Options]-[Drivers include CD & 5LTD]-2-[All Options]-[All Packaging] | Indoor Luminaires | High-Bay | High-Bay Luminaires for Commercial and Industrial Buildings | Standard | FALSE | [9 empty] | 42261 |  |  | Yes |  | 3 | 14601 | 104.4 | 139.8 | 8.5 | 0.99 | 5000 | 82
PZAZGRCF | Eaton (formerly Cooper Lighting) | Metalux | 4ILED-[All Mounting Arrangments]-LD4-16-N-WG-UNV-L850-[All Emergency Options]-[Drivers include CD & 5LTD]-2-[All Options]-[All Packaging] | Indoor Luminaires | High-Bay | High-Bay Luminaires for Commercial and Industrial Buildings | Standard | FALSE | [9 empty] | 42261 |  |  | Yes |  | 3 | 14529 | 103.9 | 139.8 | 8.5 | 0.99 | 5000 | 82
P2A6QGGZ | Eaton (formerly Cooper Lighting) | Metalux | 4ILED-[All Mounting Arrangments]-LD4-16-W-ASY-UNV-L850-[All Emergency Options]-[Drivers include CD & 5LTD]-2-[All Options]-[All Packaging] | Indoor Luminaires | High-Bay | High-Bay Luminaires for Commercial and Industrial Buildings | Standard | FALSE | [9 empty] | 42261 |  |  | Yes |  | 3 | 13532 | 96.8 | 139.8 | 8.5 | 0.99 | 5000 | 82
PJ4NXX6D | Eaton (formerly Cooper Lighting) | Metalux | 4ILED-[All Mounting Arrangments]-LD4-16-W-FL/UPL-UNV-L850-[All Emergency Options]-[Drivers include CD & 5LTD]-2-[All Options]-[All Packaging] | Indoor Luminaires | High-Bay | High-Bay Luminaires for Commercial and Industrial Buildings | Standard | FALSE | [9 empty] | 42261 |  |  | Yes |  | 3 | 13349 | 95.5 | 139.8 | 8.5 | 0.99 | 5000 | 82
PCZTJVSF | Eaton (formerly Cooper Lighting) | Metalux | 4ILED-[All Mounting Arrangments]-LD4-16-W-FL-UNV-L850-[All Emergency Options]-[Drivers include CD & 5LTD]-2-[All Options]-[All Packaging] | Indoor Luminaires | High-Bay | High-Bay Luminaires for Commercial and Industrial Buildings | Standard | FALSE | [9 empty] | 42261 |  |  | Yes |  | 3 | 12925 | 92.4 | 139.8 | 8.5 | 0.99 | 5000 | 82
P7AY9N6J | Eaton (formerly Cooper Lighting) | Metalux | 4ILED-[All Mounting Arrangments]-LD4-16-W-ASY/WG-UNV-L850-[All Emergency Options]-[Drivers include CD & 5LTD]-2-[All Options]-[All Packaging] | Indoor Luminaires | High-Bay | High-Bay Luminaires for Commercial and Industrial Buildings | Standard | FALSE | [9 empty] | 42261 |  |  | Yes |  | 3 | 12853 | 91.9 | 139.8 | 8.5 | 0.99 | 5000 | 82
P33B1N7K | Eaton (formerly Cooper Lighting) | Metalux | 4ILED-[All Mounting Arrangments]-LD4-16-W-FL/UPL/WG-UNV-L850-[All Emergency Options]-[Drivers include CD & 5LTD]-2-[All Options]-[All Packaging] | Indoor Luminaires | High-Bay | High-Bay Luminaires for Commercial and Industrial Buildings | Standard | FALSE | [9 empty] | 42261 |  |  | Yes |  | 3 | 12750 | 91.2 | 139.8 | 8.5 | 0.99 | 5000 | 82
PWE7FC68 | Eaton (formerly Cooper Lighting) | Metalux | 4ILED-[All Mounting Arrangments]-LD4-16-W-FL/WG-UNV-L850-[All Emergency Options]-[Drivers include CD & 5LTD]-2-[All Options]-[All Packaging] | Indoor Luminaires | High-Bay | High-Bay Luminaires for Commercial and Industrial Buildings | Standard | FALSE | [9 empty] | 42261 |  |  | Yes |  | 3 | 12204 | 87.3 | 139.8 | 8.5 | 0.99 | 5000 | 82
P4YE18AK | Eaton (formerly Cooper Lighting) | Metalux | 8ILED-[All Mounting Arrangments]-LD4-18-W-[Blank]-UNV-L850-[All Emergency Options]-[Drivers include CD & 5LTD]-2-[All Options]-[All Packaging] | Indoor Luminaires | High-Bay | High-Bay Luminaires for Commercial and Industrial Buildings | Standard | FALSE | [9 empty] | 42261 |  |  | Yes |  | 3 | 18793 | 131.2 | 143.2 | 8.4 | 0.991 | 5000 | 82
PNADWPE4 | Eaton (formerly Cooper Lighting) | Metalux | 8ILED-[All Mounting Arrangments]-LD4-18-W-WG-UNV-L850-[All Emergency Options]-[Drivers include CD & 5LTD]-2-[All Options]-[All Packaging] | Indoor Luminaires | High-Bay | High-Bay Luminaires for Commercial and Industrial Buildings | Standard | FALSE | [9 empty] | 42261 |  |  | Yes |  | 3 | 17787 | 124.2 | 143.2 | 8.4 | 0.991 | 5000 | 82
PYCNT6Q3 | Eaton (formerly Cooper Lighting) | Metalux | 8ILED-[All Mounting Arrangments]-LD4-18-W-CL-UNV-L850-[All Emergency Options]-[Drivers include CD & 5LTD]-2-[All Options]-[All Packaging] | Indoor Luminaires | High-Bay | High-Bay Luminaires for Commercial and Industrial Buildings | Standard | FALSE | [9 empty] | 42261 |  |  | Yes |  | 3 | 17250 | 120.4 | 143.2 | 8.4 | 0.991 | 5000 | 82
PEHHCMAZ | Eaton (formerly Cooper Lighting) | Metalux | 8ILED-[All Mounting Arrangments]-LD4-18-N-TWB-UNV-L850-[All Emergency Options]-[Drivers include CD & 5LTD]-2-[All Options]-[All Packaging] | Indoor Luminaires | High-Bay | High-Bay Luminaires for Commercial and Industrial Buildings | Standard | FALSE | [9 empty] | 42261 |  |  | Yes |  | 3 | 17248 | 120.4 | 143.2 | 8.4 | 0.991 | 5000 | 82
PGF2XGBE | Eaton (formerly Cooper Lighting) | Metalux | 8ILED-[All Mounting Arrangments]-LD4-18-W-TWB-UNV-L850-[All Emergency Options]-[Drivers include CD & 5LTD]-2-[All Options]-[All Packaging] | Indoor Luminaires | High-Bay | High-Bay Luminaires for Commercial and Industrial Buildings | Standard | FALSE | [9 empty] | 42261 |  |  | Yes |  | 3 | 17183 | 120 | 143.2 | 8.4 | 0.991 | 5000 | 82
PT3V9Y9T | Eaton (formerly Cooper Lighting) | Metalux | 8ILED-[All Mounting Arrangments]-LD4-18-N-[Blank]-UNV-L850-[All Emergency Options]-[Drivers include CD & 5LTD]-2-[All Options]-[All Packaging] | Indoor Luminaires | High-Bay | High-Bay Luminaires for Commercial and Industrial Buildings | Standard | FALSE | [9 empty] | 42261 |  |  | Yes |  | 3 | 17026 | 118.9 | 143.2 | 8.4 | 0.991 | 5000 | 82
PWSTEGDN | Eaton (formerly Cooper Lighting) | Metalux | 8ILED-[All Mounting Arrangments]-LD4-18-W-CL/WG-UNV-L850-[All Emergency Options]-[Drivers include CD & 5LTD]-2-[All Options]-[All Packaging] | Indoor Luminaires | High-Bay | High-Bay Luminaires for Commercial and Industrial Buildings | Standard | FALSE | [9 empty] | 42261 |  |  | Yes |  | 3 | 16334 | 114 | 143.2 | 8.4 | 0.991 | 5000 | 82
PSDSVDWJ | Eaton (formerly Cooper Lighting) | Metalux | 8ILED-[All Mounting Arrangments]-LD4-18-W-TWB/WG-UNV-L850-[All Emergency Options]-[Drivers include CD & 5LTD]-2-[All Options]-[All Packaging] | Indoor Luminaires | High-Bay | High-Bay Luminaires for Commercial and Industrial Buildings | Standard | FALSE | [9 empty] | 42261 |  |  | Yes |  | 3 | 16251 | 113.5 | 143.2 | 8.4 | 0.991 | 5000 | 82
P5FN3KCQ | Eaton (formerly Cooper Lighting) | Metalux | 8ILED-[All Mounting Arrangments]-LD4-18-N-TWB/WG-UNV-L850-[All Emergency Options]-[Drivers include CD & 5LTD]-2-[All Options]-[All Packaging] | Indoor Luminaires | High-Bay | High-Bay Luminaires for Commercial and Industrial Buildings | Standard | FALSE | [9 empty] | 42261 |  |  | Yes |  | 3 | 16176 | 112.9 | 143.2 | 8.4 | 0.991 | 5000 | 82
PNW3XNFY | Eaton (formerly Cooper Lighting) | Metalux | 8ILED-[All Mounting Arrangments]-LD4-18-N-WG-UNV-L850-[All Emergency Options]-[Drivers include CD & 5LTD]-2-[All Options]-[All Packaging] | Indoor Luminaires | High-Bay | High-Bay Luminaires for Commercial and Industrial Buildings | Standard | FALSE | [9 empty] | 42261 |  |  | Yes |  | 3 | 16096 | 112.4 | 143.2 | 8.4 | 0.991 | 5000 | 82
PKJD9JWN | Eaton (formerly Cooper Lighting) | Metalux | 8ILED-[All Mounting Arrangments]-LD4-18-W-ASY-UNV-L850-[All Emergency Options]-[Drivers include CD & 5LTD]-2-[All Options]-[All Packaging] | Indoor Luminaires | High-Bay | High-Bay Luminaires for Commercial and Industrial Buildings | Standard | FALSE | [9 empty] | 42261 |  |  | Yes |  | 3 | 14991 | 104.7 | 143.2 | 8.4 | 0.991 | 5000 | 82
PAKSKT6B | Eaton (formerly Cooper Lighting) | Metalux | 8ILED-[All Mounting Arrangments]-LD4-18-W-FL/UPL-UNV-L850-[All Emergency Options]-[Drivers include CD & 5LTD]-2-[All Options]-[All Packaging] | Indoor Luminaires | High-Bay | High-Bay Luminaires for Commercial and Industrial Buildings | Standard | FALSE | [9 empty] | 42261 |  |  | Yes |  | 3 | 14789 | 103.3 | 143.2 | 8.4 | 0.991 | 5000 | 82
P6QDSYBK | Eaton (formerly Cooper Lighting) | Metalux | 8ILED-[All Mounting Arrangments]-LD4-18-W-FL-UNV-L850-[All Emergency Options]-[Drivers include CD & 5LTD]-2-[All Options]-[All Packaging] | Indoor Luminaires | High-Bay | High-Bay Luminaires for Commercial and Industrial Buildings | Standard | FALSE | [9 empty] | 42261 |  |  | Yes |  | 3 | 14319 | 100 | 143.2 | 8.4 | 0.991 | 5000 | 82
P6S3571M | Eaton (formerly Cooper Lighting) | Metalux | 8ILED-[All Mounting Arrangments]-LD4-18-W-ASY/WG-UNV-L850-[All Emergency Options]-[Drivers include CD & 5LTD]-2-[All Options]-[All Packaging] | Indoor Luminaires | High-Bay | High-Bay Luminaires for Commercial and Industrial Buildings | Standard | FALSE | [9 empty] | 42261 |  |  | Yes |  | 3 | 14239 | 99.4 | 143.2 | 8.4 | 0.991 | 5000 | 82
PE3H1ZZB | Eaton (formerly Cooper Lighting) | Metalux | 8ILED-[All Mounting Arrangments]-LD4-18-W-FL/UPL/WG-UNV-L850-[All Emergency Options]-[Drivers include CD & 5LTD]-2-[All Options]-[All Packaging] | Indoor Luminaires | High-Bay | High-Bay Luminaires for Commercial and Industrial Buildings | Standard | FALSE | [9 empty] | 42261 |  |  | Yes |  | 3 | 14125 | 98.6 | 143.2 | 8.4 | 0.991 | 5000 | 82
P6CX9PM3 | Eaton (formerly Cooper Lighting) | Metalux | 8ILED-[All Mounting Arrangments]-LD4-18-W-FL/WG-UNV-L850-[All Emergency Options]-[Drivers include CD & 5LTD]-2-[All Options]-[All Packaging] | Indoor Luminaires | High-Bay | High-Bay Luminaires for Commercial and Industrial Buildings | Standard | FALSE | [9 empty] | 42261 |  |  | Yes |  | 3 | 13520 | 94.4 | 143.2 | 8.4 | 0.991 | 5000 | 82
P68H7Y6R | Eaton (formerly Cooper Lighting) | Metalux | 8ILED-[All Mounting Arrangments]-LD4-22-W-[Blank]-UNV-L850-[All Emergency Options]-CD-2-[All Options]-[All Packaging] | Indoor Luminaires | High-Bay | High-Bay Luminaires for Commercial and Industrial Buildings | Standard | FALSE | [9 empty] | 42261 |  |  | Yes |  | 3 | 23663 | 116.6 | 202.9 | 6.8 | 0.987 | 5000 | 82
P7C3DR63 | Eaton (formerly Cooper Lighting) | Metalux | 8ILED-[All Mounting Arrangments]-LD4-22-W-WG-UNV-L850-[All Emergency Options]-CD-2-[All Options]-[All Packaging] | Indoor Luminaires | High-Bay | High-Bay Luminaires for Commercial and Industrial Buildings | Standard | FALSE | [9 empty] | 42261 |  |  | Yes |  | 3 | 22396 | 110.4 | 202.9 | 6.8 | 0.987 | 5000 | 82
PXBX68E7 | Eaton (formerly Cooper Lighting) | Metalux | 8ILED-[All Mounting Arrangments]-LD4-22-W-CL-UNV-L850-[All Emergency Options]-CD-2-[All Options]-[All Packaging] | Indoor Luminaires | High-Bay | High-Bay Luminaires for Commercial and Industrial Buildings | Standard | FALSE | [9 empty] | 42261 |  |  | Yes |  | 3 | 21720 | 107 | 202.9 | 6.8 | 0.987 | 5000 | 82
P3DE51K4 | Eaton (formerly Cooper Lighting) | Metalux | 8ILED-[All Mounting Arrangments]-LD4-22-N-TWB-UNV-L850-[All Emergency Options]-CD-2-[All Options]-[All Packaging] | Indoor Luminaires | High-Bay | High-Bay Luminaires for Commercial and Industrial Buildings | Standard | FALSE | [9 empty] | 42261 |  |  | Yes |  | 3 | 21718 | 107 | 202.9 | 6.8 | 0.987 | 5000 | 82
PEEFS514 | Eaton (formerly Cooper Lighting) | Metalux | 8ILED-[All Mounting Arrangments]-LD4-22-W-TWB-UNV-L850-[All Emergency Options]-CD-2-[All Options]-[All Packaging] | Indoor Luminaires | High-Bay | High-Bay Luminaires for Commercial and Industrial Buildings | Standard | FALSE | [9 empty] | 42261 |  |  | Yes |  | 3 | 21635 | 106.6 | 202.9 | 6.8 | 0.987 | 5000 | 82
PPTBRSFP | Eaton (formerly Cooper Lighting) | Metalux | 8ILED-[All Mounting Arrangments]-LD4-22-N-[Blank]-UNV-L850-[All Emergency Options]-CD-2-[All Options]-[All Packaging] | Indoor Luminaires | High-Bay | High-Bay Luminaires for Commercial and Industrial Buildings | Standard | FALSE | [9 empty] | 42261 |  |  | Yes |  | 3 | 21438 | 105.7 | 202.9 | 6.8 | 0.987 | 5000 | 82
PB3Y1BAU | Eaton (formerly Cooper Lighting) | Metalux | 8ILED-[All Mounting Arrangments]-LD4-22-W-CL/WG-UNV-L850-[All Emergency Options]-CD-2-[All Options]-[All Packaging] | Indoor Luminaires | High-Bay | High-Bay Luminaires for Commercial and Industrial Buildings | Standard | FALSE | [9 empty] | 42261 |  |  | Yes |  | 3 | 20567 | 101.4 | 202.9 | 6.8 | 0.987 | 5000 | 82
PN1N6HB2 | Eaton (formerly Cooper Lighting) | Metalux | 8ILED-[All Mounting Arrangments]-LD4-22-W-TWB/WG-UNV-L850-[All Emergency Options]-CD-2-[All Options]-[All Packaging] | Indoor Luminaires | High-Bay | High-Bay Luminaires for Commercial and Industrial Buildings | Standard | FALSE | [9 empty] | 42261 |  |  | Yes |  | 3 | 20463 | 100.9 | 202.9 | 6.8 | 0.987 | 5000 | 82
PQ2ZXKJY | Eaton (formerly Cooper Lighting) | Metalux | 8ILED-[All Mounting Arrangments]-LD4-22-N-TWB/WG-UNV-L850-[All Emergency Options]-CD-2-[All Options]-[All Packaging] | Indoor Luminaires | High-Bay | High-Bay Luminaires for Commercial and Industrial Buildings | Standard | FALSE | [9 empty] | 42261 |  |  | Yes |  | 3 | 20366 | 100.4 | 202.9 | 6.8 | 0.987 | 5000 | 82
PWNAAQ2P | Eaton (formerly Cooper Lighting) | Metalux | 8ILED-[All Mounting Arrangments]-LD4-22-N-WG-UNV-L850-[All Emergency Options]-CD-2-[All Options]-[All Packaging] | Indoor Luminaires | High-Bay | High-Bay Luminaires for Commercial and Industrial Buildings | Standard | FALSE | [9 empty] | 42261 |  |  | Yes |  | 3 | 20267 | 99.9 | 202.9 | 6.8 | 0.987 | 5000 | 82
PC69Y9EG | Eaton (formerly Cooper Lighting) | Metalux | 8ILED-[All Mounting Arrangments]-LD4-22-W-ASY-UNV-L850-[All Emergency Options]-CD-2-[All Options]-[All Packaging] | Indoor Luminaires | High-Bay | High-Bay Luminaires for Commercial and Industrial Buildings | Standard | FALSE | [9 empty] | 42261 |  |  | Yes |  | 3 | 18876 | 93 | 202.9 | 6.8 | 0.987 | 5000 | 82
PWRUDFHM | Eaton (formerly Cooper Lighting) | Metalux | 8ILED-[All Mounting Arrangments]-LD4-22-W-FL/UPL-UNV-L850-[All Emergency Options]-CD-2-[All Options]-[All Packaging] | Indoor Luminaires | High-Bay | High-Bay Luminaires for Commercial and Industrial Buildings | Standard | FALSE | [9 empty] | 42261 |  |  | Yes |  | 3 | 18621 | 91.8 | 202.9 | 6.8 | 0.987 | 5000 | 82
P8XWVE95 | Eaton (formerly Cooper Lighting) | Metalux | 8ILED-[All Mounting Arrangments]-LD4-22-W-FL-UNV-L850-[All Emergency Options]-CD-2-[All Options]-[All Packaging] | Indoor Luminaires | High-Bay | High-Bay Luminaires for Commercial and Industrial Buildings | Standard | FALSE | [9 empty] | 42261 |  |  | Yes |  | 3 | 18030 | 88.9 | 202.9 | 6.8 | 0.987 | 5000 | 82
PJ9F6ENA | Eaton (formerly Cooper Lighting) | Metalux | 8ILED-[All Mounting Arrangments]-LD4-22-W-ASY/WG-UNV-L850-[All Emergency Options]-CD-2-[All Options]-[All Packaging] | Indoor Luminaires | High-Bay | High-Bay Luminaires for Commercial and Industrial Buildings | Standard | FALSE | [9 empty] | 42261 |  |  | Yes |  | 3 | 17929 | 88.4 | 202.9 | 6.8 | 0.987 | 5000 | 82
P6DTJMZ5 | Eaton (formerly Cooper Lighting) | Metalux | 8ILED-[All Mounting Arrangments]-LD4-22-W-FL/UPL/WG-UNV-L850-[All Emergency Options]-CD-2-[All Options]-[All Packaging] | Indoor Luminaires | High-Bay | High-Bay Luminaires for Commercial and Industrial Buildings | Standard | FALSE | [9 empty] | 42261 |  |  | Yes |  | 3 | 17785 | 87.7 | 202.9 | 6.8 | 0.987 | 5000 | 82
PZTDDM3T | Eaton (formerly Cooper Lighting) | Metalux | 8ILED-[All Mounting Arrangments]-LD4-22-W-FL/WG-UNV-L850-[All Emergency Options]-CD-2-[All Options]-[All Packaging] | Indoor Luminaires | High-Bay | High-Bay Luminaires for Commercial and Industrial Buildings | Standard | FALSE | [9 empty] | 42261 |  |  | Yes |  | 3 | 17024 | 83.9 | 202.9 | 6.8 | 0.987 | 5000 | 82
P5PNUFMB | Eaton (formerly Cooper Lighting) | Metalux | 4ILED-[All Mounting Arrangments]-LD4-11-W-[Blank]-UNV-L850-[All Emergency Options]-CD-1-[All Options]-[All Packaging] | Indoor Luminaires | High-Bay | High-Bay Luminaires for Commercial and Industrial Buildings | Standard | FALSE | [9 empty] | 42261 |  |  | Yes |  | 3 | 11832 | 116.6 | 101.5 | 6.8 | 0.987 | 5000 | 82
PMCJ6TV1 | Eaton (formerly Cooper Lighting) | Metalux | 4ILED-[All Mounting Arrangments]-LD4-11-W-WG-UNV-L850-[All Emergency Options]-CD-1-[All Options]-[All Packaging] | Indoor Luminaires | High-Bay | High-Bay Luminaires for Commercial and Industrial Buildings | Standard | FALSE | [9 empty] | 42261 |  |  | Yes |  | 3 | 11198 | 110.4 | 101.5 | 6.8 | 0.987 | 5000 | 82
P84D9T7Q | Eaton (formerly Cooper Lighting) | Metalux | 4ILED-[All Mounting Arrangments]-LD4-11-W-CL-UNV-L850-[All Emergency Options]-CD-1-[All Options]-[All Packaging] | Indoor Luminaires | High-Bay | High-Bay Luminaires for Commercial and Industrial Buildings | Standard | FALSE | [9 empty] | 42261 |  |  | Yes |  | 3 | 10860 | 107 | 101.5 | 6.8 | 0.987 | 5000 | 82
PRQ8RAG8 | Eaton (formerly Cooper Lighting) | Metalux | 4ILED-[All Mounting Arrangments]-LD4-11-N-TWB-UNV-L850-[All Emergency Options]-CD-1-[All Options]-[All Packaging] | Indoor Luminaires | High-Bay | High-Bay Luminaires for Commercial and Industrial Buildings | Standard | FALSE | [9 empty] | 42261 |  |  | Yes |  | 3 | 10859 | 107 | 101.5 | 6.8 | 0.987 | 5000 | 82
PBJ24XYU | Eaton (formerly Cooper Lighting) | Metalux | 4ILED-[All Mounting Arrangments]-LD4-11-W-TWB-UNV-L850-[All Emergency Options]-CD-1-[All Options]-[All Packaging] | Indoor Luminaires | High-Bay | High-Bay Luminaires for Commercial and Industrial Buildings | Standard | FALSE | [9 empty] | 42261 |  |  | Yes |  | 3 | 10818 | 106.6 | 101.5 | 6.8 | 0.987 | 5000 | 82
P6YRVN4Q | Eaton (formerly Cooper Lighting) | Metalux | 4ILED-[All Mounting Arrangments]-LD4-11-N-[Blank]-UNV-L850-[All Emergency Options]-CD-1-[All Options]-[All Packaging] | Indoor Luminaires | High-Bay | High-Bay Luminaires for Commercial and Industrial Buildings | Standard | FALSE | [9 empty] | 42261 |  |  | Yes |  | 3 | 10719 | 105.7 | 101.5 | 6.8 | 0.987 | 5000 | 82
PRU4P9BG | Eaton (formerly Cooper Lighting) | Metalux | 4ILED-[All Mounting Arrangments]-LD4-11-W-CL/WG-UNV-L850-[All Emergency Options]-CD-1-[All Options]-[All Packaging] | Indoor Luminaires | High-Bay | High-Bay Luminaires for Commercial and Industrial Buildings | Standard | FALSE | [9 empty] | 42261 |  |  | Yes |  | 3 | 10284 | 101.4 | 101.5 | 6.8 | 0.987 | 5000 | 82
PJP7RPPT | Eaton (formerly Cooper Lighting) | Metalux | 4ILED-[All Mounting Arrangments]-LD4-11-W-TWB/WG-UNV-L850-[All Emergency Options]-CD-1-[All Options]-[All Packaging] | Indoor Luminaires | High-Bay | High-Bay Luminaires for Commercial and Industrial Buildings | Standard | FALSE | [9 empty] | 42261 |  |  | Yes |  | 3 | 10231 | 100.9 | 101.5 | 6.8 | 0.987 | 5000 | 82
P66HRERZ | Eaton (formerly Cooper Lighting) | Metalux | 4ILED-[All Mounting Arrangments]-LD4-11-N-TWB/WG-UNV-L850-[All Emergency Options]-CD-1-[All Options]-[All Packaging] | Indoor Luminaires | High-Bay | High-Bay Luminaires for Commercial and Industrial Buildings | Standard | FALSE | [9 empty] | 42261 |  |  | Yes |  | 3 | 10183 | 100.4 | 101.5 | 6.8 | 0.987 | 5000 | 82
PQQWMA8Z | Eaton (formerly Cooper Lighting) | Metalux | 4ILED-[All Mounting Arrangments]-LD4-11-N-WG-UNV-L850-[All Emergency Options]-CD-1-[All Options]-[All Packaging] | Indoor Luminaires | High-Bay | High-Bay Luminaires for Commercial and Industrial Buildings | Standard | FALSE | [9 empty] | 42261 |  |  | Yes |  | 3 | 10134 | 99.9 | 101.5 | 6.8 | 0.987 | 5000 | 82
P4Z5BTUN | Eaton (formerly Cooper Lighting) | Metalux | 4ILED-[All Mounting Arrangments]-LD4-9-W-[Blank]-UNV-L850-[All Emergency Options]-[Drivers include CD & 5LTD]-1-[All Options]-[All Packaging] | Indoor Luminaires | High-Bay | Low-Bay Luminaires for Commercial and Industrial Buildings | Standard | FALSE | [9 empty] | 42261 |  |  | Yes |  | 3 | 9397 | 129.9 | 72.3 | 5.1 | 0.996 | 5000 | 82
PXMAH21D | Eaton (formerly Cooper Lighting) | Metalux | 4ILED-[All Mounting Arrangments]-LD4-9-W-WG-UNV-L850-[All Emergency Options]-[Drivers include CD & 5LTD]-1-[All Options]-[All Packaging] | Indoor Luminaires | High-Bay | Low-Bay Luminaires for Commercial and Industrial Buildings | Standard | FALSE | [9 empty] | 42261 |  |  | Yes |  | 3 | 8893 | 122.9 | 72.3 | 5.1 | 0.996 | 5000 | 82
PMKQYRGK | Eaton (formerly Cooper Lighting) | Metalux | 4ILED-[All Mounting Arrangments]-LD4-9-W-CL-UNV-L850-[All Emergency Options]-[Drivers include CD & 5LTD]-1-[All Options]-[All Packaging] | Indoor Luminaires | High-Bay | Low-Bay Luminaires for Commercial and Industrial Buildings | Standard | FALSE | [9 empty] | 42261 |  |  | Yes |  | 3 | 8625 | 119.2 | 72.3 | 5.1 | 0.996 | 5000 | 82
P1XA2ZCC | Eaton (formerly Cooper Lighting) | Metalux | 4ILED-[All Mounting Arrangments]-LD4-9-N-TWB-UNV-L850-[All Emergency Options]-[Drivers include CD & 5LTD]-1-[All Options]-[All Packaging] | Indoor Luminaires | High-Bay | Low-Bay Luminaires for Commercial and Industrial Buildings | Standard | FALSE | [9 empty] | 42261 |  |  | Yes |  | 3 | 8624 | 119.2 | 72.3 | 5.1 | 0.996 | 5000 | 82
PM4VDH5H | Eaton (formerly Cooper Lighting) | Metalux | 4ILED-[All Mounting Arrangments]-LD4-9-W-TWB-UNV-L850-[All Emergency Options]-[Drivers include CD & 5LTD]-1-[All Options]-[All Packaging] | Indoor Luminaires | High-Bay | Low-Bay Luminaires for Commercial and Industrial Buildings | Standard | FALSE | [9 empty] | 42261 |  |  | Yes |  | 3 | 8591 | 118.8 | 72.3 | 5.1 | 0.996 | 5000 | 82
PKFWD9F4 | Eaton (formerly Cooper Lighting) | Metalux | 4ILED-[All Mounting Arrangments]-LD4-9-N-[Blank]-UNV-L850-[All Emergency Options]-[Drivers include CD & 5LTD]-1-[All Options]-[All Packaging] | Indoor Luminaires | High-Bay | Low-Bay Luminaires for Commercial and Industrial Buildings | Standard | FALSE | [9 empty] | 42261 |  |  | Yes |  | 3 | 8513 | 117.7 | 72.3 | 5.1 | 0.996 | 5000 | 82
PMBTCE4H | Eaton (formerly Cooper Lighting) | Metalux | 4ILED-[All Mounting Arrangments]-LD4-9-W-CL/WG-UNV-L850-[All Emergency Options]-[Drivers include CD & 5LTD]-1-[All Options]-[All Packaging] | Indoor Luminaires | High-Bay | Low-Bay Luminaires for Commercial and Industrial Buildings | Standard | FALSE | [9 empty] | 42261 |  |  | Yes |  | 3 | 8167 | 112.9 | 72.3 | 5.1 | 0.996 | 5000 | 82
PGWSQVHV | Eaton (formerly Cooper Lighting) | Metalux | 4ILED-[All Mounting Arrangments]-LD4-9-W-TWB/WG-UNV-L850-[All Emergency Options]-[Drivers include CD & 5LTD]-1-[All Options]-[All Packaging] | Indoor Luminaires | High-Bay | Low-Bay Luminaires for Commercial and Industrial Buildings | Standard | FALSE | [9 empty] | 42261 |  |  | Yes |  | 3 | 8126 | 112.3 | 72.3 | 5.1 | 0.996 | 5000 | 82
PXBE64YS | Eaton (formerly Cooper Lighting) | Metalux | 4ILED-[All Mounting Arrangments]-LD4-9-N-TWB/WG-UNV-L850-[All Emergency Options]-[Drivers include CD & 5LTD]-1-[All Options]-[All Packaging] | Indoor Luminaires | High-Bay | Low-Bay Luminaires for Commercial and Industrial Buildings | Standard | FALSE | [9 empty] | 42261 |  |  | Yes |  | 3 | 8088 | 111.8 | 72.3 | 5.1 | 0.996 | 5000 | 82
P8X96S6A | Eaton (formerly Cooper Lighting) | Metalux | 4ILED-[All Mounting Arrangments]-LD4-9-N-WG-UNV-L850-[All Emergency Options]-[Drivers include CD & 5LTD]-1-[All Options]-[All Packaging] | Indoor Luminaires | High-Bay | Low-Bay Luminaires for Commercial and Industrial Buildings | Standard | FALSE | [9 empty] | 42261 |  |  | Yes |  | 3 | 8048 | 111.2 | 72.3 | 5.1 | 0.996 | 5000 | 82
PJK2DANU | Eaton (formerly Cooper Lighting) | Metalux | 4ILED-[All Mounting Arrangments]-LD4-9-W-ASY-UNV-L850-[All Emergency Options]-[Drivers include CD & 5LTD]-1-[All Options]-[All Packaging] | Indoor Luminaires | High-Bay | Low-Bay Luminaires for Commercial and Industrial Buildings | Standard | FALSE | [9 empty] | 42261 |  |  | Yes |  | 3 | 7495 | 103.6 | 72.3 | 5.1 | 0.996 | 5000 | 82
P42EABZR | Eaton (formerly Cooper Lighting) | Metalux | 4ILED-[All Mounting Arrangments]-LD4-9-W-FL/UPL-UNV-L850-[All Emergency Options]-[Drivers include CD & 5LTD]-1-[All Options]-[All Packaging] | Indoor Luminaires | High-Bay | Low-Bay Luminaires for Commercial and Industrial Buildings | Standard | FALSE | [9 empty] | 42261 |  |  | Yes |  | 3 | 7394 | 102.2 | 72.3 | 5.1 | 0.996 | 5000 | 82
P7X76K6V | Eaton (formerly Cooper Lighting) | Metalux | 4ILED-[All Mounting Arrangments]-LD4-9-W-FL-UNV-L850-[All Emergency Options]-[Drivers include CD & 5LTD]-1-[All Options]-[All Packaging] | Indoor Luminaires | High-Bay | Low-Bay Luminaires for Commercial and Industrial Buildings | Standard | FALSE | [9 empty] | 42261 |  |  | Yes |  | 3 | 7160 | 99 | 72.3 | 5.1 | 0.996 | 5000 | 82
PJT8WMKS | Eaton (formerly Cooper Lighting) | Metalux | 4ILED-[All Mounting Arrangments]-LD4-9-W-ASY/WG-UNV-L850-[All Emergency Options]-[Drivers include CD & 5LTD]-1-[All Options]-[All Packaging] | Indoor Luminaires | High-Bay | Low-Bay Luminaires for Commercial and Industrial Buildings | Standard | FALSE | [9 empty] | 42261 |  |  | Yes |  | 3 | 7119 | 98.4 | 72.3 | 5.1 | 0.996 | 5000 | 82
PKPPS6PF | Eaton (formerly Cooper Lighting) | Metalux | 4ILED-[All Mounting Arrangments]-LD4-9-W-FL/UPL/WG-UNV-L850-[All Emergency Options]-[Drivers include CD & 5LTD]-1-[All Options]-[All Packaging] | Indoor Luminaires | High-Bay | Low-Bay Luminaires for Commercial and Industrial Buildings | Standard | FALSE | [9 empty] | 42261 |  |  | Yes |  | 3 | 7062 | 97.6 | 72.3 | 5.1 | 0.996 | 5000 | 82
P9HH2A55 | Eaton (formerly Cooper Lighting) | Metalux | 4ILED-[All Mounting Arrangments]-LD4-9-W-FL/WG-UNV-L850-[All Emergency Options]-[Drivers include CD & 5LTD]-1-[All Options]-[All Packaging] | Indoor Luminaires | High-Bay | Low-Bay Luminaires for Commercial and Industrial Buildings | Standard | FALSE | [9 empty] | 42261 |  |  | Yes |  | 3 | 6760 | 93.4 | 72.3 | 5.1 | 0.996 | 5000 | 82
PZXE53GJ | Eaton (formerly Cooper Lighting) | Metalux | 8ILED-[All Mounting Arrangments]-LD4-18-W-[Blank]-UNV-L840-[All Emergency Options]-SD-4-[All Options]-[All Packaging] | Indoor Luminaires | High-Bay | High-Bay Luminaires for Commercial and Industrial Buildings | Standard | FALSE | [9 empty] | 42261 |  |  | Yes |  | 3 | 18184 | 116.1 | 156.6 | 15 | 0.953 | 4000 | 82
PJBBAHZE | Eaton (formerly Cooper Lighting) | Metalux | 8ILED-[All Mounting Arrangments]-LD4-18-W-WG-UNV-L840-[All Emergency Options]-SD-4-[All Options]-[All Packaging] | Indoor Luminaires | High-Bay | High-Bay Luminaires for Commercial and Industrial Buildings | Standard | FALSE | [9 empty] | 42261 |  |  | Yes |  | 3 | 17210 | 109.9 | 156.6 | 15 | 0.953 | 4000 | 82
P2VTFV5E | Eaton (formerly Cooper Lighting) | Metalux | 8ILED-[All Mounting Arrangments]-LD4-18-W-CL-UNV-L840-[All Emergency Options]-SD-4-[All Options]-[All Packaging] | Indoor Luminaires | High-Bay | High-Bay Luminaires for Commercial and Industrial Buildings | Standard | FALSE | [9 empty] | 42261 |  |  | Yes |  | 3 | 16691 | 106.6 | 156.6 | 15 | 0.953 | 4000 | 82
PXR2VVSF | Eaton (formerly Cooper Lighting) | Metalux | 8ILED-[All Mounting Arrangments]-LD4-18-N-TWB-UNV-L840-[All Emergency Options]-SD-4-[All Options]-[All Packaging] | Indoor Luminaires | High-Bay | High-Bay Luminaires for Commercial and Industrial Buildings | Standard | FALSE | [9 empty] | 42261 |  |  | Yes |  | 3 | 16688 | 106.6 | 156.6 | 15 | 0.953 | 4000 | 82
P6MY1FMV | Eaton (formerly Cooper Lighting) | Metalux | 8ILED-[All Mounting Arrangments]-LD4-18-W-TWB-UNV-L840-[All Emergency Options]-SD-4-[All Options]-[All Packaging] | Indoor Luminaires | High-Bay | High-Bay Luminaires for Commercial and Industrial Buildings | Standard | FALSE | [9 empty] | 42261 |  |  | Yes |  | 3 | 16626 | 106.2 | 156.6 | 15 | 0.953 | 4000 | 82
P6N3SS5A | Eaton (formerly Cooper Lighting) | Metalux | 8ILED-[All Mounting Arrangments]-LD4-18-N-[Blank]-UNV-L840-[All Emergency Options]-SD-4-[All Options]-[All Packaging] | Indoor Luminaires | High-Bay | High-Bay Luminaires for Commercial and Industrial Buildings | Standard | FALSE | [9 empty] | 42261 |  |  | Yes |  | 3 | 16474 | 105.2 | 156.6 | 15 | 0.953 | 4000 | 82
PHKRNH5Q | Eaton (formerly Cooper Lighting) | Metalux | 8ILED-[All Mounting Arrangments]-LD4-18-W-CL/WG-UNV-L840-[All Emergency Options]-SD-4-[All Options]-[All Packaging] | Indoor Luminaires | High-Bay | High-Bay Luminaires for Commercial and Industrial Buildings | Standard | FALSE | [9 empty] | 42261 |  |  | Yes |  | 3 | 15805 | 100.9 | 156.6 | 15 | 0.953 | 4000 | 82
PBUU1UMJ | Eaton (formerly Cooper Lighting) | Metalux | 8ILED-[All Mounting Arrangments]-LD4-18-W-TWB/WG-UNV-L840-[All Emergency Options]-SD-4-[All Options]-[All Packaging] | Indoor Luminaires | High-Bay | High-Bay Luminaires for Commercial and Industrial Buildings | Standard | FALSE | [9 empty] | 42261 |  |  | Yes |  | 3 | 15725 | 100.4 | 156.6 | 15 | 0.953 | 4000 | 82
PZMMJV9J | Eaton (formerly Cooper Lighting) | Metalux | 8ILED-[All Mounting Arrangments]-LD4-18-N-TWB/WG-UNV-L840-[All Emergency Options]-SD-4-[All Options]-[All Packaging] | Indoor Luminaires | High-Bay | High-Bay Luminaires for Commercial and Industrial Buildings | Standard | FALSE | [9 empty] | 42261 |  |  | Yes |  | 3 | 15650 | 99.9 | 156.6 | 15 | 0.953 | 4000 | 82
PX5G3SBM | Eaton (formerly Cooper Lighting) | Metalux | 8ILED-[All Mounting Arrangments]-LD4-18-N-WG-UNV-L840-[All Emergency Options]-SD-4-[All Options]-[All Packaging] | Indoor Luminaires | High-Bay | High-Bay Luminaires for Commercial and Industrial Buildings | Standard | FALSE | [9 empty] | 42261 |  |  | Yes |  | 3 | 15575 | 99.4 | 156.6 | 15 | 0.953 | 4000 | 82
PF3QF1F5 | Eaton (formerly Cooper Lighting) | Metalux | 8ILED-[All Mounting Arrangments]-LD4-18-W-ASY-UNV-L840-[All Emergency Options]-SD-4-[All Options]-[All Packaging] | Indoor Luminaires | High-Bay | High-Bay Luminaires for Commercial and Industrial Buildings | Standard | FALSE | [9 empty] | 42261 |  |  | Yes |  | 3 | 14505 | 92.6 | 156.6 | 15 | 0.953 | 4000 | 82
P17PZ58W | Eaton (formerly Cooper Lighting) | Metalux | 8ILED-[All Mounting Arrangments]-LD4-18-W-FL/UPL-UNV-L840-[All Emergency Options]-SD-4-[All Options]-[All Packaging] | Indoor Luminaires | High-Bay | High-Bay Luminaires for Commercial and Industrial Buildings | Standard | FALSE | [9 empty] | 42261 |  |  | Yes |  | 3 | 14309 | 91.4 | 156.6 | 15 | 0.953 | 4000 | 82
P1NJBNUW | Eaton (formerly Cooper Lighting) | Metalux | 8ILED-[All Mounting Arrangments]-LD4-18-W-FL-UNV-L840-[All Emergency Options]-SD-4-[All Options]-[All Packaging] | Indoor Luminaires | High-Bay | High-Bay Luminaires for Commercial and Industrial Buildings | Standard | FALSE | [9 empty] | 42261 |  |  | Yes |  | 3 | 13855 | 88.5 | 156.6 | 15 | 0.953 | 4000 | 82
PJC4M9ZX | Eaton (formerly Cooper Lighting) | Metalux | 8ILED-[All Mounting Arrangments]-LD4-18-W-ASY/WG-UNV-L840-[All Emergency Options]-SD-4-[All Options]-[All Packaging] | Indoor Luminaires | High-Bay | High-Bay Luminaires for Commercial and Industrial Buildings | Standard | FALSE | [9 empty] | 42261 |  |  | Yes |  | 3 | 13777 | 88 | 156.6 | 15 | 0.953 | 4000 | 82
PE5FT6MY | Eaton (formerly Cooper Lighting) | Metalux | 8ILED-[All Mounting Arrangments]-LD4-18-W-FL/UPL/WG-UNV-L840-[All Emergency Options]-SD-4-[All Options]-[All Packaging] | Indoor Luminaires | High-Bay | High-Bay Luminaires for Commercial and Industrial Buildings | Standard | FALSE | [9 empty] | 42261 |  |  | Yes |  | 3 | 13667 | 87.3 | 156.6 | 15 | 0.953 | 4000 | 82
P8DCM734 | Eaton (formerly Cooper Lighting) | Metalux | 8ILED-[All Mounting Arrangments]-LD4-18-W-FL/WG-UNV-L840-[All Emergency Options]-SD-4-[All Options]-[All Packaging] | Indoor Luminaires | High-Bay | High-Bay Luminaires for Commercial and Industrial Buildings | Standard | FALSE | [9 empty] | 42261 |  |  | Yes |  | 3 | 13082 | 83.5 | 156.6 | 15 | 0.953 | 4000 | 82
PAVJMTNX | Eaton (formerly Cooper Lighting) | Metalux | 4ILED-[All Mounting Arrangments]-LD4-9-W-[Blank]-UNV-L840-[All Emergency Options]-SD-2-[All Options]-[All Packaging] | Indoor Luminaires | High-Bay | Low-Bay Luminaires for Commercial and Industrial Buildings | Standard | FALSE | [9 empty] | 42261 |  |  | Yes |  | 3 | 9092 | 116.1 | 78.3 | 15 | 0.953 | 4000 | 82
P4H3MPZR | Eaton (formerly Cooper Lighting) | Metalux | 4ILED-[All Mounting Arrangments]-LD4-9-W-WG-UNV-L840-[All Emergency Options]-SD-2-[All Options]-[All Packaging] | Indoor Luminaires | High-Bay | Low-Bay Luminaires for Commercial and Industrial Buildings | Standard | FALSE | [9 empty] | 42261 |  |  | Yes |  | 3 | 8605 | 109.9 | 78.3 | 15 | 0.953 | 4000 | 82
PAA1Y8VY | Eaton (formerly Cooper Lighting) | Metalux | 4ILED-[All Mounting Arrangments]-LD4-9-W-CL-UNV-L840-[All Emergency Options]-SD-2-[All Options]-[All Packaging] | Indoor Luminaires | High-Bay | Low-Bay Luminaires for Commercial and Industrial Buildings | Standard | FALSE | [9 empty] | 42261 |  |  | Yes |  | 3 | 8345 | 106.6 | 78.3 | 15 | 0.953 | 4000 | 82
P6BE6E6C | Eaton (formerly Cooper Lighting) | Metalux | 4ILED-[All Mounting Arrangments]-LD4-9-N-TWB-UNV-L840-[All Emergency Options]-SD-2-[All Options]-[All Packaging] | Indoor Luminaires | High-Bay | Low-Bay Luminaires for Commercial and Industrial Buildings | Standard | FALSE | [9 empty] | 42261 |  |  | Yes |  | 3 | 8344 | 106.6 | 78.3 | 15 | 0.953 | 4000 | 82
PARNMA1H | Eaton (formerly Cooper Lighting) | Metalux | 4ILED-[All Mounting Arrangments]-LD4-9-W-TWB-UNV-L840-[All Emergency Options]-SD-2-[All Options]-[All Packaging] | Indoor Luminaires | High-Bay | Low-Bay Luminaires for Commercial and Industrial Buildings | Standard | FALSE | [9 empty] | 42261 |  |  | Yes |  | 3 | 8313 | 106.2 | 78.3 | 15 | 0.953 | 4000 | 82
PA1CCGYW | Eaton (formerly Cooper Lighting) | Metalux | 4ILED-[All Mounting Arrangments]-LD4-9-N-[Blank]-UNV-L840-[All Emergency Options]-SD-2-[All Options]-[All Packaging] | Indoor Luminaires | High-Bay | Low-Bay Luminaires for Commercial and Industrial Buildings | Standard | FALSE | [9 empty] | 42261 |  |  | Yes |  | 3 | 8237 | 105.2 | 78.3 | 15 | 0.953 | 4000 | 82
PMCHFGUE | Eaton (formerly Cooper Lighting) | Metalux | 4ILED-[All Mounting Arrangments]-LD4-9-W-CL/WG-UNV-L840-[All Emergency Options]-SD-2-[All Options]-[All Packaging] | Indoor Luminaires | High-Bay | Low-Bay Luminaires for Commercial and Industrial Buildings | Standard | FALSE | [9 empty] | 42261 |  |  | Yes |  | 3 | 7902 | 100.9 | 78.3 | 15 | 0.953 | 4000 | 82
P4NJR67H | Eaton (formerly Cooper Lighting) | Metalux | 4ILED-[All Mounting Arrangments]-LD4-9-W-TWB/WG-UNV-L840-[All Emergency Options]-SD-2-[All Options]-[All Packaging] | Indoor Luminaires | High-Bay | Low-Bay Luminaires for Commercial and Industrial Buildings | Standard | FALSE | [9 empty] | 42261 |  |  | Yes |  | 3 | 7862 | 100.4 | 78.3 | 15 | 0.953 | 4000 | 82
PEMEH9UY | Eaton (formerly Cooper Lighting) | Metalux | 4ILED-[All Mounting Arrangments]-LD4-9-N-TWB/WG-UNV-L840-[All Emergency Options]-SD-2-[All Options]-[All Packaging] | Indoor Luminaires | High-Bay | Low-Bay Luminaires for Commercial and Industrial Buildings | Standard | FALSE | [9 empty] | 42261 |  |  | Yes |  | 3 | 7825 | 99.9 | 78.3 | 15 | 0.953 | 4000 | 82
PBUQ6PZ6 | Eaton (formerly Cooper Lighting) | Metalux | 4ILED-[All Mounting Arrangments]-LD4-9-N-WG-UNV-L840-[All Emergency Options]-SD-2-[All Options]-[All Packaging] | Indoor Luminaires | High-Bay | Low-Bay Luminaires for Commercial and Industrial Buildings | Standard | FALSE | [9 empty] | 42261 |  |  | Yes |  | 3 | 7787 | 99.4 | 78.3 | 15 | 0.953 | 4000 | 82
PM1SZQJ9 | Eaton (formerly Cooper Lighting) | Metalux | 4ILED-[All Mounting Arrangments]-LD4-9-W-ASY-UNV-L840-[All Emergency Options]-SD-2-[All Options]-[All Packaging] | Indoor Luminaires | High-Bay | Low-Bay Luminaires for Commercial and Industrial Buildings | Standard | FALSE | [9 empty] | 42261 |  |  | Yes |  | 3 | 7253 | 92.6 | 78.3 | 15 | 0.953 | 4000 | 82
PPYPUE4N | Eaton (formerly Cooper Lighting) | Metalux | 4ILED-[All Mounting Arrangments]-LD4-9-W-FL/UPL-UNV-L840-[All Emergency Options]-SD-2-[All Options]-[All Packaging] | Indoor Luminaires | High-Bay | Low-Bay Luminaires for Commercial and Industrial Buildings | Standard | FALSE | [9 empty] | 42261 |  |  | Yes |  | 3 | 7155 | 91.4 | 78.3 | 15 | 0.953 | 4000 | 82
P3Q9N9HY | Eaton (formerly Cooper Lighting) | Metalux | 4ILED-[All Mounting Arrangments]-LD4-9-W-FL-UNV-L840-[All Emergency Options]-SD-2-[All Options]-[All Packaging] | Indoor Luminaires | High-Bay | Low-Bay Luminaires for Commercial and Industrial Buildings | Standard | FALSE | [9 empty] | 42261 |  |  | Yes |  | 3 | 6928 | 88.5 | 78.3 | 15 | 0.953 | 4000 | 82
P7TT1BUW | Eaton (formerly Cooper Lighting) | Metalux | 4ILED-[All Mounting Arrangments]-LD4-9-W-ASY/WG-UNV-L840-[All Emergency Options]-SD-2-[All Options]-[All Packaging] | Indoor Luminaires | High-Bay | Low-Bay Luminaires for Commercial and Industrial Buildings | Standard | FALSE | [9 empty] | 42261 |  |  | Yes |  | 3 | 6889 | 88 | 78.3 | 15 | 0.953 | 4000 | 82
P98AAT8W | Eaton (formerly Cooper Lighting) | Metalux | 4ILED-[All Mounting Arrangments]-LD4-9-W-FL/UPL/WG-UNV-L840-[All Emergency Options]-SD-2-[All Options]-[All Packaging] | Indoor Luminaires | High-Bay | Low-Bay Luminaires for Commercial and Industrial Buildings | Standard | FALSE | [9 empty] | 42261 |  |  | Yes |  | 3 | 6833 | 87.3 | 78.3 | 15 | 0.953 | 4000 | 82
PYV2YCTF | Eaton (formerly Cooper Lighting) | Metalux | 4ILED-[All Mounting Arrangments]-LD4-9-W-FL/WG-UNV-L840-[All Emergency Options]-SD-2-[All Options]-[All Packaging] | Indoor Luminaires | High-Bay | Low-Bay Luminaires for Commercial and Industrial Buildings | Standard | FALSE | [9 empty] | 42261 |  |  | Yes |  | 3 | 6541 | 83.5 | 78.3 | 15 | 0.953 | 4000 | 82
PSPQ2UBV | Eaton (formerly Cooper Lighting) | Metalux | 8ILED-[All Mounting Arrangments]-LD4-10-W-[Blank]-UNV-L840-[All Emergency Options]-SD-2-[All Options]-[All Packaging] | Indoor Luminaires | High-Bay | High-Bay Luminaires for Commercial and Industrial Buildings | Standard | FALSE | [9 empty] | 42261 |  |  | Yes |  | 3 | 10202 | 130.6 | 78.1 | 14.6 | 0.957 | 4000 | 82
PJ4HEAVR | Eaton (formerly Cooper Lighting) | Metalux | 8ILED-[All Mounting Arrangments]-LD4-10-W-WG-UNV-L840-[All Emergency Options]-SD-2-[All Options]-[All Packaging] | Indoor Luminaires | High-Bay | Low-Bay Luminaires for Commercial and Industrial Buildings | Standard | FALSE | [9 empty] | 42261 |  |  | Yes |  | 3 | 9656 | 123.6 | 78.1 | 14.6 | 0.957 | 4000 | 82
P8SCTMN2 | Eaton (formerly Cooper Lighting) | Metalux | 8ILED-[All Mounting Arrangments]-LD4-10-W-CL-UNV-L840-[All Emergency Options]-SD-2-[All Options]-[All Packaging] | Indoor Luminaires | High-Bay | Low-Bay Luminaires for Commercial and Industrial Buildings | Standard | FALSE | [9 empty] | 42261 |  |  | Yes |  | 3 | 9364 | 119.9 | 78.1 | 14.6 | 0.957 | 4000 | 82
PA3URW1R | Eaton (formerly Cooper Lighting) | Metalux | 8ILED-[All Mounting Arrangments]-LD4-10-W-TWB-UNV-L840-[All Emergency Options]-SD-2-[All Options]-[All Packaging] | Indoor Luminaires | High-Bay | Low-Bay Luminaires for Commercial and Industrial Buildings | Standard | FALSE | [9 empty] | 42261 |  |  | Yes |  | 3 | 9328 | 119.4 | 78.1 | 14.6 | 0.957 | 4000 | 82
PGXY8AQD | Eaton (formerly Cooper Lighting) | Metalux | 8ILED-[All Mounting Arrangments]-LD4-10-N-[Blank]-UNV-L840-[All Emergency Options]-SD-2-[All Options]-[All Packaging] | Indoor Luminaires | High-Bay | Low-Bay Luminaires for Commercial and Industrial Buildings | Standard | FALSE | [9 empty] | 42261 |  |  | Yes |  | 3 | 9243 | 118.3 | 78.1 | 14.6 | 0.957 | 4000 | 82
PVJNDF41 | Eaton (formerly Cooper Lighting) | Metalux | 8ILED-[All Mounting Arrangments]-LD4-10-W-CL/WG-UNV-L840-[All Emergency Options]-SD-2-[All Options]-[All Packaging] | Indoor Luminaires | High-Bay | Low-Bay Luminaires for Commercial and Industrial Buildings | Standard | FALSE | [9 empty] | 42261 |  |  | Yes |  | 3 | 8867 | 113.5 | 78.1 | 14.6 | 0.957 | 4000 | 82
PDUMA3N9 | Eaton (formerly Cooper Lighting) | Metalux | 8ILED-[All Mounting Arrangments]-LD4-10-W-TWB/WG-UNV-L840-[All Emergency Options]-SD-2-[All Options]-[All Packaging] | Indoor Luminaires | High-Bay | Low-Bay Luminaires for Commercial and Industrial Buildings | Standard | FALSE | [9 empty] | 42261 |  |  | Yes |  | 3 | 8822 | 113 | 78.1 | 14.6 | 0.957 | 4000 | 82
P26AVNE7 | Eaton (formerly Cooper Lighting) | Metalux | 8ILED-[All Mounting Arrangments]-LD4-10-N-WG-UNV-L840-[All Emergency Options]-SD-2-[All Options]-[All Packaging] | Indoor Luminaires | High-Bay | Low-Bay Luminaires for Commercial and Industrial Buildings | Standard | FALSE | [9 empty] | 42261 |  |  | Yes |  | 3 | 8738 | 111.9 | 78.1 | 14.6 | 0.957 | 4000 | 82
PDS7DP3V | Eaton (formerly Cooper Lighting) | Metalux | 8ILED-[All Mounting Arrangments]-LD4-10-W-ASY-UNV-L840-[All Emergency Options]-SD-2-[All Options]-[All Packaging] | Indoor Luminaires | High-Bay | Low-Bay Luminaires for Commercial and Industrial Buildings | Standard | FALSE | [9 empty] | 42261 |  |  | Yes |  | 3 | 8138 | 104.2 | 78.1 | 14.6 | 0.957 | 4000 | 82
PW7DBXVQ | Eaton (formerly Cooper Lighting) | Metalux | 8ILED-[All Mounting Arrangments]-LD4-10-W-FL/UPL-UNV-L840-[All Emergency Options]-SD-2-[All Options]-[All Packaging] | Indoor Luminaires | High-Bay | Low-Bay Luminaires for Commercial and Industrial Buildings | Standard | FALSE | [9 empty] | 42261 |  |  | Yes |  | 3 | 8028 | 102.8 | 78.1 | 14.6 | 0.957 | 4000 | 82
PBBF1F9Y | Eaton (formerly Cooper Lighting) | Metalux | 8ILED-[All Mounting Arrangments]-LD4-10-W-FL-UNV-L840-[All Emergency Options]-SD-2-[All Options]-[All Packaging] | Indoor Luminaires | High-Bay | Low-Bay Luminaires for Commercial and Industrial Buildings | Standard | FALSE | [9 empty] | 42261 |  |  | Yes |  | 3 | 7773 | 99.5 | 78.1 | 14.6 | 0.957 | 4000 | 82
PKZ77GRK | Eaton (formerly Cooper Lighting) | Metalux | 8ILED-[All Mounting Arrangments]-LD4-10-W-ASY/WG-UNV-L840-[All Emergency Options]-SD-2-[All Options]-[All Packaging] | Indoor Luminaires | High-Bay | Low-Bay Luminaires for Commercial and Industrial Buildings | Standard | FALSE | [9 empty] | 42261 |  |  | Yes |  | 3 | 7730 | 99 | 78.1 | 14.6 | 0.957 | 4000 | 82
P18PV88B | Eaton (formerly Cooper Lighting) | Metalux | 8ILED-[All Mounting Arrangments]-LD4-10-W-FL/UPL/WG-UNV-L840-[All Emergency Options]-SD-2-[All Options]-[All Packaging] | Indoor Luminaires | High-Bay | Low-Bay Luminaires for Commercial and Industrial Buildings | Standard | FALSE | [9 empty] | 42261 |  |  | Yes |  | 3 | 7668 | 98.2 | 78.1 | 14.6 | 0.957 | 4000 | 82
P2DZQRFC | Eaton (formerly Cooper Lighting) | Metalux | 8ILED-[All Mounting Arrangments]-LD4-10-W-FL/WG-UNV-L840-[All Emergency Options]-SD-2-[All Options]-[All Packaging] | Indoor Luminaires | High-Bay | Low-Bay Luminaires for Commercial and Industrial Buildings | Standard | FALSE | [9 empty] | 42261 |  |  | Yes |  | 3 | 7340 | 94 | 78.1 | 14.6 | 0.957 | 4000 | 82
P6C1NE2B | Eaton (formerly Cooper Lighting) | Metalux | 4ILED-[All Mounting Arrangments]-LD4-5-W-[Blank]-UNV-L840-[All Emergency Options]-SD-1-[All Options]-[All Packaging] | Indoor Luminaires | High-Bay | Low-Bay Luminaires for Commercial and Industrial Buildings | Standard | FALSE | [9 empty] | 42261 |  |  | Yes |  | 3 | 5101 | 130.6 | 39.1 | 14.6 | 0.957 | 4000 | 82
PDWS812H | Eaton (formerly Cooper Lighting) | Metalux | 8ILED-[All Mounting Arrangments]-LD4-22-W-[Blank]-UNV-L840-[All Emergency Options]-SD-4-[All Options]-[All Packaging] | Indoor Luminaires | High-Bay | High-Bay Luminaires for Commercial and Industrial Buildings | Standard | FALSE | [9 empty] | 42261 |  |  | Yes |  | 3 | 22896 | 110.6 | 207 | 13.3 | 0.969 | 4000 | 82
PZ4J2HTP | Eaton (formerly Cooper Lighting) | Metalux | 8ILED-[All Mounting Arrangments]-LD4-22-W-WG-UNV-L840-[All Emergency Options]-SD-4-[All Options]-[All Packaging] | Indoor Luminaires | High-Bay | High-Bay Luminaires for Commercial and Industrial Buildings | Standard | FALSE | [9 empty] | 42261 |  |  | Yes |  | 3 | 21670 | 104.7 | 207 | 13.3 | 0.969 | 4000 | 82
PP1WTMKC | Eaton (formerly Cooper Lighting) | Metalux | 8ILED-[All Mounting Arrangments]-LD4-22-W-CL-UNV-L840-[All Emergency Options]-SD-4-[All Options]-[All Packaging] | Indoor Luminaires | High-Bay | High-Bay Luminaires for Commercial and Industrial Buildings | Standard | FALSE | [9 empty] | 42261 |  |  | Yes |  | 3 | 21016 | 101.5 | 207 | 13.3 | 0.969 | 4000 | 82
PGU6MDMZ | Eaton (formerly Cooper Lighting) | Metalux | 8ILED-[All Mounting Arrangments]-LD4-22-N-TWB-UNV-L840-[All Emergency Options]-SD-4-[All Options]-[All Packaging] | Indoor Luminaires | High-Bay | High-Bay Luminaires for Commercial and Industrial Buildings | Standard | FALSE | [9 empty] | 42261 |  |  | Yes |  | 3 | 21014 | 101.5 | 207 | 13.3 | 0.969 | 4000 | 82
PBT2394Y | Eaton (formerly Cooper Lighting) | Metalux | 8ILED-[All Mounting Arrangments]-LD4-22-W-TWB-UNV-L840-[All Emergency Options]-SD-4-[All Options]-[All Packaging] | Indoor Luminaires | High-Bay | High-Bay Luminaires for Commercial and Industrial Buildings | Standard | FALSE | [9 empty] | 42261 |  |  | Yes |  | 3 | 20934 | 101.1 | 207 | 13.3 | 0.969 | 4000 | 82
PSAFTZVJ | Eaton (formerly Cooper Lighting) | Metalux | 8ILED-[All Mounting Arrangments]-LD4-22-N-[Blank]-UNV-L840-[All Emergency Options]-SD-4-[All Options]-[All Packaging] | Indoor Luminaires | High-Bay | High-Bay Luminaires for Commercial and Industrial Buildings | Standard | FALSE | [9 empty] | 42261 |  |  | Yes |  | 3 | 20743 | 100.2 | 207 | 13.3 | 0.969 | 4000 | 82
P2VFMSFD | Eaton (formerly Cooper Lighting) | Metalux | 8ILED-[All Mounting Arrangments]-LD4-22-W-CL/WG-UNV-L840-[All Emergency Options]-SD-4-[All Options]-[All Packaging] | Indoor Luminaires | High-Bay | High-Bay Luminaires for Commercial and Industrial Buildings | Standard | FALSE | [9 empty] | 42261 |  |  | Yes |  | 3 | 19900 | 96.2 | 207 | 13.3 | 0.969 | 4000 | 82
PHEBFSTP | Eaton (formerly Cooper Lighting) | Metalux | 8ILED-[All Mounting Arrangments]-LD4-22-W-TWB/WG-UNV-L840-[All Emergency Options]-SD-4-[All Options]-[All Packaging] | Indoor Luminaires | High-Bay | High-Bay Luminaires for Commercial and Industrial Buildings | Standard | FALSE | [9 empty] | 42261 |  |  | Yes |  | 3 | 19799 | 95.7 | 207 | 13.3 | 0.969 | 4000 | 82
PJ6W87W9 | Eaton (formerly Cooper Lighting) | Metalux | 8ILED-[All Mounting Arrangments]-LD4-22-N-TWB/WG-UNV-L840-[All Emergency Options]-SD-4-[All Options]-[All Packaging] | Indoor Luminaires | High-Bay | High-Bay Luminaires for Commercial and Industrial Buildings | Standard | FALSE | [9 empty] | 42261 |  |  | Yes |  | 3 | 19706 | 95.2 | 207 | 13.3 | 0.969 | 4000 | 82
PUW2723A | Eaton (formerly Cooper Lighting) | Metalux | 8ILED-[All Mounting Arrangments]-LD4-22-N-WG-UNV-L840-[All Emergency Options]-SD-4-[All Options]-[All Packaging] | Indoor Luminaires | High-Bay | High-Bay Luminaires for Commercial and Industrial Buildings | Standard | FALSE | [9 empty] | 42261 |  |  | Yes |  | 3 | 19610 | 94.8 | 207 | 13.3 | 0.969 | 4000 | 82
P1NZNQQK | Eaton (formerly Cooper Lighting) | Metalux | 8ILED-[All Mounting Arrangments]-LD4-22-W-ASY-UNV-L840-[All Emergency Options]-SD-4-[All Options]-[All Packaging] | Indoor Luminaires | High-Bay | High-Bay Luminaires for Commercial and Industrial Buildings | Standard | FALSE | [9 empty] | 42261 |  |  | Yes |  | 3 | 18264 | 88.2 | 207 | 13.3 | 0.969 | 4000 | 82
PXXP55C5 | Eaton (formerly Cooper Lighting) | Metalux | 8ILED-[All Mounting Arrangments]-LD4-22-W-FL/UPL-UNV-L840-[All Emergency Options]-SD-4-[All Options]-[All Packaging] | Indoor Luminaires | High-Bay | High-Bay Luminaires for Commercial and Industrial Buildings | Standard | FALSE | [9 empty] | 42261 |  |  | Yes |  | 3 | 18017 | 87.1 | 207 | 13.3 | 0.969 | 4000 | 82
PKS9HYZS | Eaton (formerly Cooper Lighting) | Metalux | 8ILED-[All Mounting Arrangments]-LD4-22-W-FL-UNV-L840-[All Emergency Options]-SD-4-[All Options]-[All Packaging] | Indoor Luminaires | High-Bay | High-Bay Luminaires for Commercial and Industrial Buildings | Standard | FALSE | [9 empty] | 42261 |  |  | Yes |  | 3 | 17445 | 84.3 | 207 | 13.3 | 0.969 | 4000 | 82
PXHE3RUW | Eaton (formerly Cooper Lighting) | Metalux | 8ILED-[All Mounting Arrangments]-LD4-22-W-ASY/WG-UNV-L840-[All Emergency Options]-SD-4-[All Options]-[All Packaging] | Indoor Luminaires | High-Bay | High-Bay Luminaires for Commercial and Industrial Buildings | Standard | FALSE | [9 empty] | 42261 |  |  | Yes |  | 3 | 17347 | 83.8 | 207 | 13.3 | 0.969 | 4000 | 82
PKSFPRTT | Eaton (formerly Cooper Lighting) | Metalux | 8ILED-[All Mounting Arrangments]-LD4-22-W-FL/UPL/WG-UNV-L840-[All Emergency Options]-SD-4-[All Options]-[All Packaging] | Indoor Luminaires | High-Bay | High-Bay Luminaires for Commercial and Industrial Buildings | Standard | FALSE | [9 empty] | 42261 |  |  | Yes |  | 3 | 17208 | 83.1 | 207 | 13.3 | 0.969 | 4000 | 82
PCUTZJ8X | Eaton (formerly Cooper Lighting) | Metalux | 4ILED-[All Mounting Arrangments]-LD4-11-W-[Blank]-UNV-L840-[All Emergency Options]-SD-2-[All Options]-[All Packaging] | Indoor Luminaires | High-Bay | High-Bay Luminaires for Commercial and Industrial Buildings | Standard | FALSE | [9 empty] | 42261 |  |  | Yes |  | 3 | 11448 | 110.6 | 103.5 | 13.3 | 0.969 | 4000 | 82
PD4VDZ5W | Eaton (formerly Cooper Lighting) | Metalux | 4ILED-[All Mounting Arrangments]-LD4-11-W-WG-UNV-L840-[All Emergency Options]-SD-2-[All Options]-[All Packaging] | Indoor Luminaires | High-Bay | High-Bay Luminaires for Commercial and Industrial Buildings | Standard | FALSE | [9 empty] | 42261 |  |  | Yes |  | 3 | 10835 | 104.7 | 103.5 | 13.3 | 0.969 | 4000 | 82
PW6UPGAK | Eaton (formerly Cooper Lighting) | Metalux | 4ILED-[All Mounting Arrangments]-LD4-11-W-CL-UNV-L840-[All Emergency Options]-SD-2-[All Options]-[All Packaging] | Indoor Luminaires | High-Bay | High-Bay Luminaires for Commercial and Industrial Buildings | Standard | FALSE | [9 empty] | 42261 |  |  | Yes |  | 3 | 10508 | 101.5 | 103.5 | 13.3 | 0.969 | 4000 | 82
P18J6CMV | Eaton (formerly Cooper Lighting) | Metalux | 4ILED-[All Mounting Arrangments]-LD4-11-N-TWB-UNV-L840-[All Emergency Options]-SD-2-[All Options]-[All Packaging] | Indoor Luminaires | High-Bay | High-Bay Luminaires for Commercial and Industrial Buildings | Standard | FALSE | [9 empty] | 42261 |  |  | Yes |  | 3 | 10507 | 101.5 | 103.5 | 13.3 | 0.969 | 4000 | 82
PSV4BRED | Eaton (formerly Cooper Lighting) | Metalux | 4ILED-[All Mounting Arrangments]-LD4-11-W-TWB-UNV-L840-[All Emergency Options]-SD-2-[All Options]-[All Packaging] | Indoor Luminaires | High-Bay | High-Bay Luminaires for Commercial and Industrial Buildings | Standard | FALSE | [9 empty] | 42261 |  |  | Yes |  | 3 | 10467 | 101.1 | 103.5 | 13.3 | 0.969 | 4000 | 82
PDAHGQ8N | Eaton (formerly Cooper Lighting) | Metalux | 4ILED-[All Mounting Arrangments]-LD4-11-N-[Blank]-UNV-L840-[All Emergency Options]-SD-2-[All Options]-[All Packaging] | Indoor Luminaires | High-Bay | High-Bay Luminaires for Commercial and Industrial Buildings | Standard | FALSE | [9 empty] | 42261 |  |  | Yes |  | 3 | 10371 | 100.2 | 103.5 | 13.3 | 0.969 | 4000 | 82
PG8D5Y5A | Eaton (formerly Cooper Lighting) | Metalux | 4ILED-[All Mounting Arrangments]-LD4-11-W-CL/WG-UNV-L840-[All Emergency Options]-SD-2-[All Options]-[All Packaging] | Indoor Luminaires | High-Bay | High-Bay Luminaires for Commercial and Industrial Buildings | Standard | FALSE | [9 empty] | 42261 |  |  | Yes |  | 3 | 9950 | 96.2 | 103.5 | 13.3 | 0.969 | 4000 | 82
PHWPWPP8 | Eaton (formerly Cooper Lighting) | Metalux | 4ILED-[All Mounting Arrangments]-LD4-11-W-TWB/WG-UNV-L840-[All Emergency Options]-SD-2-[All Options]-[All Packaging] | Indoor Luminaires | High-Bay | High-Bay Luminaires for Commercial and Industrial Buildings | Standard | FALSE | [9 empty] | 42261 |  |  | Yes |  | 3 | 9900 | 95.7 | 103.5 | 13.3 | 0.969 | 4000 | 82
PPCEQDUT | Eaton (formerly Cooper Lighting) | Metalux | 4ILED-[All Mounting Arrangments]-LD4-11-N-TWB/WG-UNV-L840-[All Emergency Options]-SD-2-[All Options]-[All Packaging] | Indoor Luminaires | High-Bay | Low-Bay Luminaires for Commercial and Industrial Buildings | Standard | FALSE | [9 empty] | 42261 |  |  | Yes |  | 3 | 9853 | 95.2 | 103.5 | 13.3 | 0.969 | 4000 | 82
PXDWZFX1 | Eaton (formerly Cooper Lighting) | Metalux | 8ILED-[All Mounting Arrangments]-LD4-28-W-[Blank]-UNV-L840-[All Emergency Options]-SD-4-[All Options]-[All Packaging] | Indoor Luminaires | High-Bay | High-Bay Luminaires for Commercial and Industrial Buildings | Standard | FALSE | [9 empty] | 42261 |  |  | Yes |  | 3 | 27648 | 123.2 | 224.4 | 12.4 | 0.975 | 4000 | 82
PTE9KUNT | Eaton (formerly Cooper Lighting) | Metalux | 8ILED-[All Mounting Arrangments]-LD4-28-W-WG-UNV-L840-[All Emergency Options]-SD-4-[All Options]-[All Packaging] | Indoor Luminaires | High-Bay | High-Bay Luminaires for Commercial and Industrial Buildings | Standard | FALSE | [9 empty] | 42261 |  |  | Yes |  | 3 | 26168 | 116.6 | 224.4 | 12.4 | 0.975 | 4000 | 82
PWQ1MSFY | Eaton (formerly Cooper Lighting) | Metalux | 8ILED-[All Mounting Arrangments]-LD4-28-W-CL-UNV-L840-[All Emergency Options]-SD-4-[All Options]-[All Packaging] | Indoor Luminaires | High-Bay | High-Bay Luminaires for Commercial and Industrial Buildings | Standard | FALSE | [9 empty] | 42261 |  |  | Yes |  | 3 | 25378 | 113.1 | 224.4 | 12.4 | 0.975 | 4000 | 82
PPJ4YNJA | Eaton (formerly Cooper Lighting) | Metalux | 8ILED-[All Mounting Arrangments]-LD4-28-N-TWB-UNV-L840-[All Emergency Options]-SD-4-[All Options]-[All Packaging] | Indoor Luminaires | High-Bay | High-Bay Luminaires for Commercial and Industrial Buildings | Standard | FALSE | [9 empty] | 42261 |  |  | Yes |  | 3 | 25376 | 113.1 | 224.4 | 12.4 | 0.975 | 4000 | 82
P91S547X | Eaton (formerly Cooper Lighting) | Metalux | 8ILED-[All Mounting Arrangments]-LD4-28-W-TWB-UNV-L840-[All Emergency Options]-SD-4-[All Options]-[All Packaging] | Indoor Luminaires | High-Bay | High-Bay Luminaires for Commercial and Industrial Buildings | Standard | FALSE | [9 empty] | 42261 |  |  | Yes |  | 3 | 25278 | 112.6 | 224.4 | 12.4 | 0.975 | 4000 | 82
P4VJZT91 | Eaton (formerly Cooper Lighting) | Metalux | 8ILED-[All Mounting Arrangments]-LD4-28-N-[Blank]-UNV-L840-[All Emergency Options]-SD-4-[All Options]-[All Packaging] | Indoor Luminaires | High-Bay | High-Bay Luminaires for Commercial and Industrial Buildings | Standard | FALSE | [9 empty] | 42261 |  |  | Yes |  | 3 | 25048 | 111.6 | 224.4 | 12.4 | 0.975 | 4000 | 82
PMKD6V7D | Eaton (formerly Cooper Lighting) | Metalux | 8ILED-[All Mounting Arrangments]-LD4-28-W-CL/WG-UNV-L840-[All Emergency Options]-SD-4-[All Options]-[All Packaging] | Indoor Luminaires | High-Bay | High-Bay Luminaires for Commercial and Industrial Buildings | Standard | FALSE | [9 empty] | 42261 |  |  | Yes |  | 3 | 24031 | 107.1 | 224.4 | 12.4 | 0.975 | 4000 | 82
PX9C6NXX | Eaton (formerly Cooper Lighting) | Metalux | 8ILED-[All Mounting Arrangments]-LD4-28-W-TWB/WG-UNV-L840-[All Emergency Options]-SD-4-[All Options]-[All Packaging] | Indoor Luminaires | High-Bay | High-Bay Luminaires for Commercial and Industrial Buildings | Standard | FALSE | [9 empty] | 42261 |  |  | Yes |  | 3 | 23909 | 106.5 | 224.4 | 12.4 | 0.975 | 4000 | 82
PHTN1F1G | Eaton (formerly Cooper Lighting) | Metalux | 8ILED-[All Mounting Arrangments]-LD4-28-N-TWB/WG-UNV-L840-[All Emergency Options]-SD-4-[All Options]-[All Packaging] | Indoor Luminaires | High-Bay | High-Bay Luminaires for Commercial and Industrial Buildings | Standard | FALSE | [9 empty] | 42261 |  |  | Yes |  | 3 | 23796 | 106 | 224.4 | 12.4 | 0.975 | 4000 | 82
P7TSKRSD | Eaton (formerly Cooper Lighting) | Metalux | 8ILED-[All Mounting Arrangments]-LD4-28-N-WG-UNV-L840-[All Emergency Options]-SD-4-[All Options]-[All Packaging] | Indoor Luminaires | High-Bay | High-Bay Luminaires for Commercial and Industrial Buildings | Standard | FALSE | [9 empty] | 42261 |  |  | Yes |  | 3 | 23680 | 105.5 | 224.4 | 12.4 | 0.975 | 4000 | 82
P7J9DM6A | Eaton (formerly Cooper Lighting) | Metalux | 8ILED-[All Mounting Arrangments]-LD4-28-W-ASY-UNV-L840-[All Emergency Options]-SD-4-[All Options]-[All Packaging] | Indoor Luminaires | High-Bay | High-Bay Luminaires for Commercial and Industrial Buildings | Standard | FALSE | [9 empty] | 42261 |  |  | Yes |  | 3 | 22054 | 98.3 | 224.4 | 12.4 | 0.975 | 4000 | 82
P86YQ27V | Eaton (formerly Cooper Lighting) | Metalux | 8ILED-[All Mounting Arrangments]-LD4-28-W-FL/UPL-UNV-L840-[All Emergency Options]-SD-4-[All Options]-[All Packaging] | Indoor Luminaires | High-Bay | High-Bay Luminaires for Commercial and Industrial Buildings | Standard | FALSE | [9 empty] | 42261 |  |  | Yes |  | 3 | 21757 | 97 | 224.4 | 12.4 | 0.975 | 4000 | 82
P9PXEBER | Eaton (formerly Cooper Lighting) | Metalux | 8ILED-[All Mounting Arrangments]-LD4-28-W-FL-UNV-L840-[All Emergency Options]-SD-4-[All Options]-[All Packaging] | Indoor Luminaires | High-Bay | High-Bay Luminaires for Commercial and Industrial Buildings | Standard | FALSE | [9 empty] | 42261 |  |  | Yes |  | 3 | 21066 | 93.9 | 224.4 | 12.4 | 0.975 | 4000 | 82
PPRFCWTC | Eaton (formerly Cooper Lighting) | Metalux | 8ILED-[All Mounting Arrangments]-LD4-28-W-ASY/WG-UNV-L840-[All Emergency Options]-SD-4-[All Options]-[All Packaging] | Indoor Luminaires | High-Bay | High-Bay Luminaires for Commercial and Industrial Buildings | Standard | FALSE | [9 empty] | 42261 |  |  | Yes |  | 3 | 20948 | 93.3 | 224.4 | 12.4 | 0.975 | 4000 | 82
PZXCJZRT | Eaton (formerly Cooper Lighting) | Metalux | 8ILED-[All Mounting Arrangments]-LD4-28-W-FL/UPL/WG-UNV-L840-[All Emergency Options]-SD-4-[All Options]-[All Packaging] | Indoor Luminaires | High-Bay | High-Bay Luminaires for Commercial and Industrial Buildings | Standard | FALSE | [9 empty] | 42261 |  |  | Yes |  | 3 | 20780 | 92.6 | 224.4 | 12.4 | 0.975 | 4000 | 82
P2Q9RJ9H | Eaton (formerly Cooper Lighting) | Metalux | 8ILED-[All Mounting Arrangments]-LD4-28-W-FL/WG-UNV-L840-[All Emergency Options]-SD-4-[All Options]-[All Packaging] | Indoor Luminaires | High-Bay | High-Bay Luminaires for Commercial and Industrial Buildings | Standard | FALSE | [9 empty] | 42261 |  |  | Yes |  | 3 | 19891 | 88.6 | 224.4 | 12.4 | 0.975 | 4000 | 82
P6E6ANCY | Eaton (formerly Cooper Lighting) | Metalux | 8ILED-[All Mounting Arrangments]-LD4-14-W-[Blank]-UNV-L840-[All Emergency Options]-SD-2-[All Options]-[All Packaging] | Indoor Luminaires | High-Bay | High-Bay Luminaires for Commercial and Industrial Buildings | Standard | FALSE | [9 empty] | 42261 |  |  | Yes |  | 3 | 14492 | 126.4 | 114.6 | 12.4 | 0.975 | 4000 | 82
P9EXBEJY | Eaton (formerly Cooper Lighting) | Metalux | 4ILED-[All Mounting Arrangments]-LD4-14-W-[Blank]-UNV-L840-[All Emergency Options]-SD-2-[All Options]-[All Packaging] | Indoor Luminaires | High-Bay | High-Bay Luminaires for Commercial and Industrial Buildings | Standard | FALSE | [9 empty] | 42261 |  |  | Yes |  | 3 | 13824 | 123.2 | 112.2 | 12.4 | 0.975 | 4000 | 82
P3ZFBZSK | Eaton (formerly Cooper Lighting) | Metalux | 8ILED-[All Mounting Arrangments]-LD4-14-W-WG-UNV-L840-[All Emergency Options]-SD-2-[All Options]-[All Packaging] | Indoor Luminaires | High-Bay | High-Bay Luminaires for Commercial and Industrial Buildings | Standard | FALSE | [9 empty] | 42261 |  |  | Yes |  | 3 | 13716 | 119.7 | 114.6 | 12.4 | 0.975 | 4000 | 82
P46HWM79 | Eaton (formerly Cooper Lighting) | Metalux | 8ILED-[All Mounting Arrangments]-LD4-14-W-CL-UNV-L840-[All Emergency Options]-SD-2-[All Options]-[All Packaging] | Indoor Luminaires | High-Bay | High-Bay Luminaires for Commercial and Industrial Buildings | Standard | FALSE | [9 empty] | 42261 |  |  | Yes |  | 3 | 13302 | 116.1 | 114.6 | 12.4 | 0.975 | 4000 | 82
PR5AKVU7 | Eaton (formerly Cooper Lighting) | Metalux | 8ILED-[All Mounting Arrangments]-LD4-14-N-TWB-UNV-L840-[All Emergency Options]-SD-2-[All Options]-[All Packaging] | Indoor Luminaires | High-Bay | High-Bay Luminaires for Commercial and Industrial Buildings | Standard | FALSE | [9 empty] | 42261 |  |  | Yes |  | 3 | 13300 | 116 | 114.6 | 12.4 | 0.975 | 4000 | 82
PWG2RFA1 | Eaton (formerly Cooper Lighting) | Metalux | 8ILED-[All Mounting Arrangments]-LD4-14-W-TWB-UNV-L840-[All Emergency Options]-SD-2-[All Options]-[All Packaging] | Indoor Luminaires | High-Bay | High-Bay Luminaires for Commercial and Industrial Buildings | Standard | FALSE | [9 empty] | 42261 |  |  | Yes |  | 3 | 13250 | 115.6 | 114.6 | 12.4 | 0.975 | 4000 | 82
PN7D73GR | Eaton (formerly Cooper Lighting) | Metalux | 8ILED-[All Mounting Arrangments]-LD4-14-N-[Blank]-UNV-L840-[All Emergency Options]-SD-2-[All Options]-[All Packaging] | Indoor Luminaires | High-Bay | High-Bay Luminaires for Commercial and Industrial Buildings | Standard | FALSE | [9 empty] | 42261 |  |  | Yes |  | 3 | 13129 | 114.5 | 114.6 | 12.4 | 0.975 | 4000 | 82
P7YPP7BE | Eaton (formerly Cooper Lighting) | Metalux | 4ILED-[All Mounting Arrangments]-LD4-14-W-WG-UNV-L840-[All Emergency Options]-SD-2-[All Options]-[All Packaging] | Indoor Luminaires | High-Bay | High-Bay Luminaires for Commercial and Industrial Buildings | Standard | FALSE | [9 empty] | 42261 |  |  | Yes |  | 3 | 13084 | 116.6 | 112.2 | 12.4 | 0.975 | 4000 | 82
PM895ES7 | Eaton (formerly Cooper Lighting) | Metalux | 4ILED-[All Mounting Arrangments]-LD4-14-W-CL-UNV-L840-[All Emergency Options]-SD-2-[All Options]-[All Packaging] | Indoor Luminaires | High-Bay | High-Bay Luminaires for Commercial and Industrial Buildings | Standard | FALSE | [9 empty] | 42261 |  |  | Yes |  | 3 | 12689 | 113.1 | 112.2 | 12.4 | 0.975 | 4000 | 82
P9HK5EE9 | Eaton (formerly Cooper Lighting) | Metalux | 4ILED-[All Mounting Arrangments]-LD4-14-N-TWB-UNV-L840-[All Emergency Options]-SD-2-[All Options]-[All Packaging] | Indoor Luminaires | High-Bay | High-Bay Luminaires for Commercial and Industrial Buildings | Standard | FALSE | [9 empty] | 42261 |  |  | Yes |  | 3 | 12688 | 113.1 | 112.2 | 12.4 | 0.975 | 4000 | 82
PJ4SYZ1Z | Eaton (formerly Cooper Lighting) | Metalux | 4ILED-[All Mounting Arrangments]-LD4-14-W-TWB-UNV-L840-[All Emergency Options]-SD-2-[All Options]-[All Packaging] | Indoor Luminaires | High-Bay | High-Bay Luminaires for Commercial and Industrial Buildings | Standard | FALSE | [9 empty] | 42261 |  |  | Yes |  | 3 | 12639 | 112.6 | 112.2 | 12.4 | 0.975 | 4000 | 82
PJDTR32Y | Eaton (formerly Cooper Lighting) | Metalux | 8ILED-[All Mounting Arrangments]-LD4-14-W-CL/WG-UNV-L840-[All Emergency Options]-SD-2-[All Options]-[All Packaging] | Indoor Luminaires | High-Bay | High-Bay Luminaires for Commercial and Industrial Buildings | Standard | FALSE | [9 empty] | 42261 |  |  | Yes |  | 3 | 12596 | 109.9 | 114.6 | 12.4 | 0.975 | 4000 | 82
P68CAD9W | Eaton (formerly Cooper Lighting) | Metalux | 8ILED-[All Mounting Arrangments]-LD4-14-W-TWB/WG-UNV-L840-[All Emergency Options]-SD-2-[All Options]-[All Packaging] | Indoor Luminaires | High-Bay | High-Bay Luminaires for Commercial and Industrial Buildings | Standard | FALSE | [9 empty] | 42261 |  |  | Yes |  | 3 | 12532 | 109.3 | 114.6 | 12.4 | 0.975 | 4000 | 82
P1DWWFRK | Eaton (formerly Cooper Lighting) | Metalux | 4ILED-[All Mounting Arrangments]-LD4-14-N-[Blank]-UNV-L840-[All Emergency Options]-SD-2-[All Options]-[All Packaging] | Indoor Luminaires | High-Bay | High-Bay Luminaires for Commercial and Industrial Buildings | Standard | FALSE | [9 empty] | 42261 |  |  | Yes |  | 3 | 12524 | 111.6 | 112.2 | 12.4 | 0.975 | 4000 | 82
PEBRATUF | Eaton (formerly Cooper Lighting) | Metalux | 8ILED-[All Mounting Arrangments]-LD4-14-N-TWB/WG-UNV-L840-[All Emergency Options]-SD-2-[All Options]-[All Packaging] | Indoor Luminaires | High-Bay | High-Bay Luminaires for Commercial and Industrial Buildings | Standard | FALSE | [9 empty] | 42261 |  |  | Yes |  | 3 | 12472 | 108.8 | 114.6 | 12.4 | 0.975 | 4000 | 82
PWHTSZ5D | Eaton (formerly Cooper Lighting) | Metalux | 8ILED-[All Mounting Arrangments]-LD4-14-N-WG-UNV-L840-[All Emergency Options]-SD-2-[All Options]-[All Packaging] | Indoor Luminaires | High-Bay | High-Bay Luminaires for Commercial and Industrial Buildings | Standard | FALSE | [9 empty] | 42261 |  |  | Yes |  | 3 | 12412 | 108.3 | 114.6 | 12.4 | 0.975 | 4000 | 82
PY1SKA69 | Eaton (formerly Cooper Lighting) | Metalux | 4ILED-[All Mounting Arrangments]-LD4-14-W-CL/WG-UNV-L840-[All Emergency Options]-SD-2-[All Options]-[All Packaging] | Indoor Luminaires | High-Bay | High-Bay Luminaires for Commercial and Industrial Buildings | Standard | FALSE | [9 empty] | 42261 |  |  | Yes |  | 3 | 12015 | 107.1 | 112.2 | 12.4 | 0.975 | 4000 | 82
PJBHY8ZM | Eaton (formerly Cooper Lighting) | Metalux | 4ILED-[All Mounting Arrangments]-LD4-14-W-TWB/WG-UNV-L840-[All Emergency Options]-SD-2-[All Options]-[All Packaging] | Indoor Luminaires | High-Bay | High-Bay Luminaires for Commercial and Industrial Buildings | Standard | FALSE | [9 empty] | 42261 |  |  | Yes |  | 3 | 11954 | 106.5 | 112.2 | 12.4 | 0.975 | 4000 | 82
PNQ8Q2UA | Eaton (formerly Cooper Lighting) | Metalux | 4ILED-[All Mounting Arrangments]-LD4-14-N-TWB/WG-UNV-L840-[All Emergency Options]-SD-2-[All Options]-[All Packaging] | Indoor Luminaires | High-Bay | High-Bay Luminaires for Commercial and Industrial Buildings | Standard | FALSE | [9 empty] | 42261 |  |  | Yes |  | 3 | 11898 | 106 | 112.2 | 12.4 | 0.975 | 4000 | 82
PA87S2TK | Eaton (formerly Cooper Lighting) | Metalux | 4ILED-[All Mounting Arrangments]-LD4-14-N-WG-UNV-L840-[All Emergency Options]-SD-2-[All Options]-[All Packaging] | Indoor Luminaires | High-Bay | High-Bay Luminaires for Commercial and Industrial Buildings | Standard | FALSE | [9 empty] | 42261 |  |  | Yes |  | 3 | 11840 | 105.5 | 112.2 | 12.4 | 0.975 | 4000 | 82
P3XQMQXV | Eaton (formerly Cooper Lighting) | Metalux | 8ILED-[All Mounting Arrangments]-LD4-14-W-ASY-UNV-L840-[All Emergency Options]-SD-2-[All Options]-[All Packaging] | Indoor Luminaires | High-Bay | High-Bay Luminaires for Commercial and Industrial Buildings | Standard | FALSE | [9 empty] | 42261 |  |  | Yes |  | 3 | 11560 | 100.9 | 114.6 | 12.4 | 0.975 | 4000 | 82
P15JPJZU | Eaton (formerly Cooper Lighting) | Metalux | 8ILED-[All Mounting Arrangments]-LD4-14-W-FL/UPL-UNV-L840-[All Emergency Options]-SD-2-[All Options]-[All Packaging] | Indoor Luminaires | High-Bay | High-Bay Luminaires for Commercial and Industrial Buildings | Standard | FALSE | [9 empty] | 42261 |  |  | Yes |  | 3 | 11404 | 99.5 | 114.6 | 12.4 | 0.975 | 4000 | 82
P2DF3TYY | Eaton (formerly Cooper Lighting) | Metalux | 8ILED-[All Mounting Arrangments]-LD4-14-W-FL-UNV-L840-[All Emergency Options]-SD-2-[All Options]-[All Packaging] | Indoor Luminaires | High-Bay | High-Bay Luminaires for Commercial and Industrial Buildings | Standard | FALSE | [9 empty] | 42261 |  |  | Yes |  | 3 | 11042 | 96.3 | 114.6 | 12.4 | 0.975 | 4000 | 82
PJW9KQ7Q | Eaton (formerly Cooper Lighting) | Metalux | 4ILED-[All Mounting Arrangments]-LD4-14-W-ASY-UNV-L840-[All Emergency Options]-SD-2-[All Options]-[All Packaging] | Indoor Luminaires | High-Bay | High-Bay Luminaires for Commercial and Industrial Buildings | Standard | FALSE | [9 empty] | 42261 |  |  | Yes |  | 3 | 11027 | 98.3 | 112.2 | 12.4 | 0.975 | 4000 | 82
PSQYN457 | Eaton (formerly Cooper Lighting) | Metalux | 8ILED-[All Mounting Arrangments]-LD4-14-W-ASY/WG-UNV-L840-[All Emergency Options]-SD-2-[All Options]-[All Packaging] | Indoor Luminaires | High-Bay | High-Bay Luminaires for Commercial and Industrial Buildings | Standard | FALSE | [9 empty] | 42261 |  |  | Yes |  | 3 | 10980 | 95.8 | 114.6 | 12.4 | 0.975 | 4000 | 82
P2CYTVHF | Eaton (formerly Cooper Lighting) | Metalux | 8ILED-[All Mounting Arrangments]-LD4-14-W-FL/UPL/WG-UNV-L840-[All Emergency Options]-SD-2-[All Options]-[All Packaging] | Indoor Luminaires | High-Bay | High-Bay Luminaires for Commercial and Industrial Buildings | Standard | FALSE | [9 empty] | 42261 |  |  | Yes |  | 3 | 10892 | 95 | 114.6 | 12.4 | 0.975 | 4000 | 82
PEAKCU66 | Eaton (formerly Cooper Lighting) | Metalux | 4ILED-[All Mounting Arrangments]-LD4-14-W-FL/UPL-UNV-L840-[All Emergency Options]-SD-2-[All Options]-[All Packaging] | Indoor Luminaires | High-Bay | High-Bay Luminaires for Commercial and Industrial Buildings | Standard | FALSE | [9 empty] | 42261 |  |  | Yes |  | 3 | 10878 | 97 | 112.2 | 12.4 | 0.975 | 4000 | 82
P471HMQH | Eaton (formerly Cooper Lighting) | Metalux | 4ILED-[All Mounting Arrangments]-LD4-14-W-FL-UNV-L840-[All Emergency Options]-SD-2-[All Options]-[All Packaging] | Indoor Luminaires | High-Bay | High-Bay Luminaires for Commercial and Industrial Buildings | Standard | FALSE | [9 empty] | 42261 |  |  | Yes |  | 3 | 10533 | 93.9 | 112.2 | 12.4 | 0.975 | 4000 | 82
PHSUDW72 | Eaton (formerly Cooper Lighting) | Metalux | 4ILED-[All Mounting Arrangments]-LD4-14-W-ASY/WG-UNV-L840-[All Emergency Options]-SD-2-[All Options]-[All Packaging] | Indoor Luminaires | High-Bay | High-Bay Luminaires for Commercial and Industrial Buildings | Standard | FALSE | [9 empty] | 42261 |  |  | Yes |  | 3 | 10474 | 93.3 | 112.2 | 12.4 | 0.975 | 4000 | 82
PHZRCAES | Eaton (formerly Cooper Lighting) | Metalux | 8ILED-[All Mounting Arrangments]-LD4-14-W-FL/WG-UNV-L840-[All Emergency Options]-SD-2-[All Options]-[All Packaging] | Indoor Luminaires | High-Bay | High-Bay Luminaires for Commercial and Industrial Buildings | Standard | FALSE | [9 empty] | 42261 |  |  | Yes |  | 3 | 10426 | 91 | 114.6 | 12.4 | 0.975 | 4000 | 82
PSMMCX6D | Eaton (formerly Cooper Lighting) | Metalux | 4ILED-[All Mounting Arrangments]-LD4-14-W-FL/UPL/WG-UNV-L840-[All Emergency Options]-SD-2-[All Options]-[All Packaging] | Indoor Luminaires | High-Bay | High-Bay Luminaires for Commercial and Industrial Buildings | Standard | FALSE | [9 empty] | 42261 |  |  | Yes |  | 3 | 10390 | 92.6 | 112.2 | 12.4 | 0.975 | 4000 | 82
PA2PBCDA | Eaton (formerly Cooper Lighting) | Metalux | 4ILED-[All Mounting Arrangments]-LD4-14-W-FL/WG-UNV-L840-[All Emergency Options]-SD-2-[All Options]-[All Packaging] | Indoor Luminaires | High-Bay | High-Bay Luminaires for Commercial and Industrial Buildings | Standard | FALSE | [9 empty] | 42261 |  |  | Yes |  | 3 | 9945 | 88.6 | 112.2 | 12.4 | 0.975 | 4000 | 82
PEBE4ZF1 | Eaton (formerly Cooper Lighting) | Metalux | 4ILED-[All Mounting Arrangments]-LD4-7-W-[Blank]-UNV-L840-[All Emergency Options]-SD-1-[All Options]-[All Packaging] | Indoor Luminaires | High-Bay | Low-Bay Luminaires for Commercial and Industrial Buildings | Standard | FALSE | [9 empty] | 42261 |  |  | Yes |  | 3 | 7246 | 126.4 | 57.3 | 12.4 | 0.975 | 4000 | 82
P25TG6TH | Eaton (formerly Cooper Lighting) | Metalux | 4ILED-[All Mounting Arrangments]-LD4-7-W-WG-UNV-L840-[All Emergency Options]-SD-1-[All Options]-[All Packaging] | Indoor Luminaires | High-Bay | Low-Bay Luminaires for Commercial and Industrial Buildings | Standard | FALSE | [9 empty] | 42261 |  |  | Yes |  | 3 | 6858 | 119.7 | 57.3 | 12.4 | 0.975 | 4000 | 82
PSBJ4FFV | Eaton (formerly Cooper Lighting) | Metalux | 4ILED-[All Mounting Arrangments]-LD4-7-W-CL-UNV-L840-[All Emergency Options]-SD-1-[All Options]-[All Packaging] | Indoor Luminaires | High-Bay | Low-Bay Luminaires for Commercial and Industrial Buildings | Standard | FALSE | [9 empty] | 42261 |  |  | Yes |  | 3 | 6651 | 116.1 | 57.3 | 12.4 | 0.975 | 4000 | 82
P8NBHW2E | Eaton (formerly Cooper Lighting) | Metalux | 4ILED-[All Mounting Arrangments]-LD4-7-N-TWB-UNV-L840-[All Emergency Options]-SD-1-[All Options]-[All Packaging] | Indoor Luminaires | High-Bay | Low-Bay Luminaires for Commercial and Industrial Buildings | Standard | FALSE | [9 empty] | 42261 |  |  | Yes |  | 3 | 6650 | 116 | 57.3 | 12.4 | 0.975 | 4000 | 82
PTXTFWKC | Eaton (formerly Cooper Lighting) | Metalux | 4ILED-[All Mounting Arrangments]-LD4-7-W-TWB-UNV-L840-[All Emergency Options]-SD-1-[All Options]-[All Packaging] | Indoor Luminaires | High-Bay | Low-Bay Luminaires for Commercial and Industrial Buildings | Standard | FALSE | [9 empty] | 42261 |  |  | Yes |  | 3 | 6625 | 115.6 | 57.3 | 12.4 | 0.975 | 4000 | 82
P24TYCB8 | Eaton (formerly Cooper Lighting) | Metalux | 4ILED-[All Mounting Arrangments]-LD4-7-N-[Blank]-UNV-L840-[All Emergency Options]-SD-1-[All Options]-[All Packaging] | Indoor Luminaires | High-Bay | Low-Bay Luminaires for Commercial and Industrial Buildings | Standard | FALSE | [9 empty] | 42261 |  |  | Yes |  | 3 | 6565 | 114.5 | 57.3 | 12.4 | 0.975 | 4000 | 82
P9WT5Q46 | Eaton (formerly Cooper Lighting) | Metalux | 4ILED-[All Mounting Arrangments]-LD4-7-W-CL/WG-UNV-L840-[All Emergency Options]-SD-1-[All Options]-[All Packaging] | Indoor Luminaires | High-Bay | Low-Bay Luminaires for Commercial and Industrial Buildings | Standard | FALSE | [9 empty] | 42261 |  |  | Yes |  | 3 | 6298 | 109.9 | 57.3 | 12.4 | 0.975 | 4000 | 82
PH8P6M17 | Eaton (formerly Cooper Lighting) | Metalux | 4ILED-[All Mounting Arrangments]-LD4-7-W-TWB/WG-UNV-L840-[All Emergency Options]-SD-1-[All Options]-[All Packaging] | Indoor Luminaires | High-Bay | Low-Bay Luminaires for Commercial and Industrial Buildings | Standard | FALSE | [9 empty] | 42261 |  |  | Yes |  | 3 | 6266 | 109.3 | 57.3 | 12.4 | 0.975 | 4000 | 82
PN9Q3TRF | Eaton (formerly Cooper Lighting) | Metalux | 4ILED-[All Mounting Arrangments]-LD4-7-N-TWB/WG-UNV-L840-[All Emergency Options]-SD-1-[All Options]-[All Packaging] | Indoor Luminaires | High-Bay | Low-Bay Luminaires for Commercial and Industrial Buildings | Standard | FALSE | [9 empty] | 42261 |  |  | Yes |  | 3 | 6236 | 108.8 | 57.3 | 12.4 | 0.975 | 4000 | 82
PD9K6X3A | Eaton (formerly Cooper Lighting) | Metalux | 4ILED-[All Mounting Arrangments]-LD4-7-N-WG-UNV-L840-[All Emergency Options]-SD-1-[All Options]-[All Packaging] | Indoor Luminaires | High-Bay | Low-Bay Luminaires for Commercial and Industrial Buildings | Standard | FALSE | [9 empty] | 42261 |  |  | Yes |  | 3 | 6206 | 108.3 | 57.3 | 12.4 | 0.975 | 4000 | 82
PFBFUEN1 | Eaton (formerly Cooper Lighting) | Metalux | 4ILED-[All Mounting Arrangments]-LD4-7-W-ASY-UNV-L840-[All Emergency Options]-SD-1-[All Options]-[All Packaging] | Indoor Luminaires | High-Bay | Low-Bay Luminaires for Commercial and Industrial Buildings | Standard | FALSE | [9 empty] | 42261 |  |  | Yes |  | 3 | 5780 | 100.9 | 57.3 | 12.4 | 0.975 | 4000 | 82
P342GZPA | Eaton (formerly Cooper Lighting) | Metalux | 4ILED-[All Mounting Arrangments]-LD4-7-W-FL/UPL-UNV-L840-[All Emergency Options]-SD-1-[All Options]-[All Packaging] | Indoor Luminaires | High-Bay | Low-Bay Luminaires for Commercial and Industrial Buildings | Standard | FALSE | [9 empty] | 42261 |  |  | Yes |  | 3 | 5702 | 99.5 | 57.3 | 12.4 | 0.975 | 4000 | 82
PDSNWSV2 | Eaton (formerly Cooper Lighting) | Metalux | 4ILED-[All Mounting Arrangments]-LD4-7-W-FL-UNV-L840-[All Emergency Options]-SD-1-[All Options]-[All Packaging] | Indoor Luminaires | High-Bay | Low-Bay Luminaires for Commercial and Industrial Buildings | Standard | FALSE | [9 empty] | 42261 |  |  | Yes |  | 3 | 5521 | 96.3 | 57.3 | 12.4 | 0.975 | 4000 | 82
P1FR75P3 | Eaton (formerly Cooper Lighting) | Metalux | 4ILED-[All Mounting Arrangments]-LD4-7-W-ASY/WG-UNV-L840-[All Emergency Options]-SD-1-[All Options]-[All Packaging] | Indoor Luminaires | High-Bay | Low-Bay Luminaires for Commercial and Industrial Buildings | Standard | FALSE | [9 empty] | 42261 |  |  | Yes |  | 3 | 5490 | 95.8 | 57.3 | 12.4 | 0.975 | 4000 | 82
P5V39TXA | Eaton (formerly Cooper Lighting) | Metalux | 4ILED-[All Mounting Arrangments]-LD4-7-W-FL/UPL/WG-UNV-L840-[All Emergency Options]-SD-1-[All Options]-[All Packaging] | Indoor Luminaires | High-Bay | Low-Bay Luminaires for Commercial and Industrial Buildings | Standard | FALSE | [9 empty] | 42261 |  |  | Yes |  | 3 | 5446 | 95 | 57.3 | 12.4 | 0.975 | 4000 | 82
PYDKKVFE | Eaton (formerly Cooper Lighting) | Metalux | 4ILED-[All Mounting Arrangments]-LD4-7-W-FL/WG-UNV-L840-[All Emergency Options]-SD-1-[All Options]-[All Packaging] | Indoor Luminaires | High-Bay | Low-Bay Luminaires for Commercial and Industrial Buildings | Standard | FALSE | [9 empty] | 42261 |  |  | Yes |  | 3 | 5213 | 91 | 57.3 | 12.4 | 0.975 | 4000 | 82
PP7XZ3RY | Eaton (formerly Cooper Lighting) | Metalux | 8ILED-[All Mounting Arrangments]-LD4-10-W-WG-UNV-L840-[All Emergency Options]-5LTD-2-[All Options]-[All Packaging] | Indoor Luminaires | High-Bay | Low-Bay Luminaires for Commercial and Industrial Buildings | Standard | FALSE | [9 empty] | 42261 |  |  | Yes |  | 3 | 9656 | 128.2 | 75.3 | 17.1 | 0.961 | 4000 | 82
P59PQ4DP | Eaton (formerly Cooper Lighting) | Metalux | 8ILED-[All Mounting Arrangments]-LD4-10-W-CL-UNV-L840-[All Emergency Options]-5LTD-2-[All Options]-[All Packaging] | Indoor Luminaires | High-Bay | Low-Bay Luminaires for Commercial and Industrial Buildings | Standard | FALSE | [9 empty] | 42261 |  |  | Yes |  | 3 | 9364 | 124.3 | 75.3 | 17.1 | 0.961 | 4000 | 82
PE4SBRWK | Eaton (formerly Cooper Lighting) | Metalux | 8ILED-[All Mounting Arrangments]-LD4-10-W-TWB-UNV-L840-[All Emergency Options]-5LTD-2-[All Options]-[All Packaging] | Indoor Luminaires | High-Bay | Low-Bay Luminaires for Commercial and Industrial Buildings | Standard | FALSE | [9 empty] | 42261 |  |  | Yes |  | 3 | 9328 | 123.8 | 75.3 | 17.1 | 0.961 | 4000 | 82
PKXEWVG7 | Eaton (formerly Cooper Lighting) | Metalux | 8ILED-[All Mounting Arrangments]-LD4-10-N-[Blank]-UNV-L840-[All Emergency Options]-5LTD-2-[All Options]-[All Packaging] | Indoor Luminaires | High-Bay | Low-Bay Luminaires for Commercial and Industrial Buildings | Standard | FALSE | [9 empty] | 42261 |  |  | Yes |  | 3 | 9243 | 122.7 | 75.3 | 17.1 | 0.961 | 4000 | 82
PE33S6B8 | Eaton (formerly Cooper Lighting) | Metalux | 8ILED-[All Mounting Arrangments]-LD4-10-W-CL/WG-UNV-L840-[All Emergency Options]-5LTD-2-[All Options]-[All Packaging] | Indoor Luminaires | High-Bay | Low-Bay Luminaires for Commercial and Industrial Buildings | Standard | FALSE | [9 empty] | 42261 |  |  | Yes |  | 3 | 8867 | 117.7 | 75.3 | 17.1 | 0.961 | 4000 | 82
PV4BXPDA | Eaton (formerly Cooper Lighting) | Metalux | 8ILED-[All Mounting Arrangments]-LD4-10-W-TWB/WG-UNV-L840-[All Emergency Options]-5LTD-2-[All Options]-[All Packaging] | Indoor Luminaires | High-Bay | Low-Bay Luminaires for Commercial and Industrial Buildings | Standard | FALSE | [9 empty] | 42261 |  |  | Yes |  | 3 | 8822 | 117.1 | 75.3 | 17.1 | 0.961 | 4000 | 82
PW72F5XJ | Eaton (formerly Cooper Lighting) | Metalux | 8ILED-[All Mounting Arrangments]-LD4-10-N-WG-UNV-L840-[All Emergency Options]-5LTD-2-[All Options]-[All Packaging] | Indoor Luminaires | High-Bay | Low-Bay Luminaires for Commercial and Industrial Buildings | Standard | FALSE | [9 empty] | 42261 |  |  | Yes |  | 3 | 8738 | 116 | 75.3 | 17.1 | 0.961 | 4000 | 82
PVUHTZQV | Eaton (formerly Cooper Lighting) | Metalux | 8ILED-[All Mounting Arrangments]-LD4-10-W-ASY-UNV-L840-[All Emergency Options]-5LTD-2-[All Options]-[All Packaging] | Indoor Luminaires | High-Bay | Low-Bay Luminaires for Commercial and Industrial Buildings | Standard | FALSE | [9 empty] | 42261 |  |  | Yes |  | 3 | 8138 | 108 | 75.3 | 17.1 | 0.961 | 4000 | 82
PQ8ECTSB | Eaton (formerly Cooper Lighting) | Metalux | 8ILED-[All Mounting Arrangments]-LD4-10-W-FL/UPL-UNV-L840-[All Emergency Options]-5LTD-2-[All Options]-[All Packaging] | Indoor Luminaires | High-Bay | Low-Bay Luminaires for Commercial and Industrial Buildings | Standard | FALSE | [9 empty] | 42261 |  |  | Yes |  | 3 | 8028 | 106.5 | 75.3 | 17.1 | 0.961 | 4000 | 82
PC2SRH5A | Eaton (formerly Cooper Lighting) | Metalux | 8ILED-[All Mounting Arrangments]-LD4-10-W-FL-UNV-L840-[All Emergency Options]-5LTD-2-[All Options]-[All Packaging] | Indoor Luminaires | High-Bay | Low-Bay Luminaires for Commercial and Industrial Buildings | Standard | FALSE | [9 empty] | 42261 |  |  | Yes |  | 3 | 7773 | 103.2 | 75.3 | 17.1 | 0.961 | 4000 | 82
PAN9M28G | Eaton (formerly Cooper Lighting) | Metalux | 8ILED-[All Mounting Arrangments]-LD4-10-W-ASY/WG-UNV-L840-[All Emergency Options]-5LTD-2-[All Options]-[All Packaging] | Indoor Luminaires | High-Bay | Low-Bay Luminaires for Commercial and Industrial Buildings | Standard | FALSE | [9 empty] | 42261 |  |  | Yes |  | 3 | 7730 | 102.6 | 75.3 | 17.1 | 0.961 | 4000 | 82
PAAWDAX5 | Eaton (formerly Cooper Lighting) | Metalux | 8ILED-[All Mounting Arrangments]-LD4-10-W-FL/UPL/WG-UNV-L840-[All Emergency Options]-5LTD-2-[All Options]-[All Packaging] | Indoor Luminaires | High-Bay | Low-Bay Luminaires for Commercial and Industrial Buildings | Standard | FALSE | [9 empty] | 42261 |  |  | Yes |  | 3 | 7668 | 101.8 | 75.3 | 17.1 | 0.961 | 4000 | 82
PAJTKNFM | Eaton (formerly Cooper Lighting) | Metalux | 8ILED-[All Mounting Arrangments]-LD4-10-W-FL/WG-UNV-L840-[All Emergency Options]-5LTD-2-[All Options]-[All Packaging] | Indoor Luminaires | High-Bay | Low-Bay Luminaires for Commercial and Industrial Buildings | Standard | FALSE | [9 empty] | 42261 |  |  | Yes |  | 3 | 7340 | 97.4 | 75.3 | 17.1 | 0.961 | 4000 | 82
PMC5JA28 | Eaton (formerly Cooper Lighting) | Metalux | 8ILED-[All Mounting Arrangments]-LD4-22-W-[Blank]-UNV-L840-[All Emergency Options]-5LTD-4-[All Options]-[All Packaging] | Indoor Luminaires | High-Bay | High-Bay Luminaires for Commercial and Industrial Buildings | Standard | FALSE | [9 empty] | 42261 |  |  | Yes |  | 3 | 22896 | 113.9 | 201 | 15.2 | 0.972 | 4000 | 82
PCEPK5S9 | Eaton (formerly Cooper Lighting) | Metalux | 8ILED-[All Mounting Arrangments]-LD4-22-W-WG-UNV-L840-[All Emergency Options]-5LTD-4-[All Options]-[All Packaging] | Indoor Luminaires | High-Bay | High-Bay Luminaires for Commercial and Industrial Buildings | Standard | FALSE | [9 empty] | 42261 |  |  | Yes |  | 3 | 21670 | 107.8 | 201 | 15.2 | 0.972 | 4000 | 82
P6Y2UXKB | Eaton (formerly Cooper Lighting) | Metalux | 8ILED-[All Mounting Arrangments]-LD4-22-W-CL-UNV-L840-[All Emergency Options]-5LTD-4-[All Options]-[All Packaging] | Indoor Luminaires | High-Bay | High-Bay Luminaires for Commercial and Industrial Buildings | Standard | FALSE | [9 empty] | 42261 |  |  | Yes |  | 3 | 21016 | 104.5 | 201 | 15.2 | 0.972 | 4000 | 82
PQ8TP9BY | Eaton (formerly Cooper Lighting) | Metalux | 8ILED-[All Mounting Arrangments]-LD4-22-N-TWB-UNV-L840-[All Emergency Options]-5LTD-4-[All Options]-[All Packaging] | Indoor Luminaires | High-Bay | High-Bay Luminaires for Commercial and Industrial Buildings | Standard | FALSE | [9 empty] | 42261 |  |  | Yes |  | 3 | 21014 | 104.5 | 201 | 15.2 | 0.972 | 4000 | 82
PFJKRAQ1 | Eaton (formerly Cooper Lighting) | Metalux | 8ILED-[All Mounting Arrangments]-LD4-22-W-TWB-UNV-L840-[All Emergency Options]-5LTD-4-[All Options]-[All Packaging] | Indoor Luminaires | High-Bay | High-Bay Luminaires for Commercial and Industrial Buildings | Standard | FALSE | [9 empty] | 42261 |  |  | Yes |  | 3 | 20934 | 104.1 | 201 | 15.2 | 0.972 | 4000 | 82
P3UTWWS8 | Eaton (formerly Cooper Lighting) | Metalux | 8ILED-[All Mounting Arrangments]-LD4-22-N-[Blank]-UNV-L840-[All Emergency Options]-5LTD-4-[All Options]-[All Packaging] | Indoor Luminaires | High-Bay | High-Bay Luminaires for Commercial and Industrial Buildings | Standard | FALSE | [9 empty] | 42261 |  |  | Yes |  | 3 | 20743 | 103.2 | 201 | 15.2 | 0.972 | 4000 | 82
PVC2B3AP | Eaton (formerly Cooper Lighting) | Metalux | 8ILED-[All Mounting Arrangments]-LD4-22-W-CL/WG-UNV-L840-[All Emergency Options]-5LTD-4-[All Options]-[All Packaging] | Indoor Luminaires | High-Bay | High-Bay Luminaires for Commercial and Industrial Buildings | Standard | FALSE | [9 empty] | 42261 |  |  | Yes |  | 3 | 19900 | 99 | 201 | 15.2 | 0.972 | 4000 | 82
PJ3QKWGT | Eaton (formerly Cooper Lighting) | Metalux | 8ILED-[All Mounting Arrangments]-LD4-22-W-TWB/WG-UNV-L840-[All Emergency Options]-5LTD-4-[All Options]-[All Packaging] | Indoor Luminaires | High-Bay | High-Bay Luminaires for Commercial and Industrial Buildings | Standard | FALSE | [9 empty] | 42261 |  |  | Yes |  | 3 | 19799 | 98.5 | 201 | 15.2 | 0.972 | 4000 | 82
PTCC5APG | Eaton (formerly Cooper Lighting) | Metalux | 8ILED-[All Mounting Arrangments]-LD4-22-N-TWB/WG-UNV-L840-[All Emergency Options]-5LTD-4-[All Options]-[All Packaging] | Indoor Luminaires | High-Bay | High-Bay Luminaires for Commercial and Industrial Buildings | Standard | FALSE | [9 empty] | 42261 |  |  | Yes |  | 3 | 19706 | 98 | 201 | 15.2 | 0.972 | 4000 | 82
PRCSTHS7 | Eaton (formerly Cooper Lighting) | Metalux | 8ILED-[All Mounting Arrangments]-LD4-22-N-WG-UNV-L840-[All Emergency Options]-5LTD-4-[All Options]-[All Packaging] | Indoor Luminaires | High-Bay | High-Bay Luminaires for Commercial and Industrial Buildings | Standard | FALSE | [9 empty] | 42261 |  |  | Yes |  | 3 | 19610 | 97.6 | 201 | 15.2 | 0.972 | 4000 | 82
PE2KMTB1 | Eaton (formerly Cooper Lighting) | Metalux | 8ILED-[All Mounting Arrangments]-LD4-22-W-ASY-UNV-L840-[All Emergency Options]-5LTD-4-[All Options]-[All Packaging] | Indoor Luminaires | High-Bay | High-Bay Luminaires for Commercial and Industrial Buildings | Standard | FALSE | [9 empty] | 42261 |  |  | Yes |  | 3 | 18264 | 90.9 | 201 | 15.2 | 0.972 | 4000 | 82
PGZUY22R | Eaton (formerly Cooper Lighting) | Metalux | 8ILED-[All Mounting Arrangments]-LD4-22-W-FL/UPL-UNV-L840-[All Emergency Options]-5LTD-4-[All Options]-[All Packaging] | Indoor Luminaires | High-Bay | High-Bay Luminaires for Commercial and Industrial Buildings | Standard | FALSE | [9 empty] | 42261 |  |  | Yes |  | 3 | 18017 | 89.6 | 201 | 15.2 | 0.972 | 4000 | 82
P6C54CH3 | Eaton (formerly Cooper Lighting) | Metalux | 8ILED-[All Mounting Arrangments]-LD4-22-W-FL-UNV-L840-[All Emergency Options]-5LTD-4-[All Options]-[All Packaging] | Indoor Luminaires | High-Bay | High-Bay Luminaires for Commercial and Industrial Buildings | Standard | FALSE | [9 empty] | 42261 |  |  | Yes |  | 3 | 17445 | 86.8 | 201 | 15.2 | 0.972 | 4000 | 82
PW9S4JYF | Eaton (formerly Cooper Lighting) | Metalux | 8ILED-[All Mounting Arrangments]-LD4-22-W-ASY/WG-UNV-L840-[All Emergency Options]-5LTD-4-[All Options]-[All Packaging] | Indoor Luminaires | High-Bay | High-Bay Luminaires for Commercial and Industrial Buildings | Standard | FALSE | [9 empty] | 42261 |  |  | Yes |  | 3 | 17347 | 86.3 | 201 | 15.2 | 0.972 | 4000 | 82
PSTAXQTP | Eaton (formerly Cooper Lighting) | Metalux | 8ILED-[All Mounting Arrangments]-LD4-22-W-FL/UPL/WG-UNV-L840-[All Emergency Options]-5LTD-4-[All Options]-[All Packaging] | Indoor Luminaires | High-Bay | High-Bay Luminaires for Commercial and Industrial Buildings | Standard | FALSE | [9 empty] | 42261 |  |  | Yes |  | 3 | 17208 | 85.6 | 201 | 15.2 | 0.972 | 4000 | 82
PT4K2JTC | Eaton (formerly Cooper Lighting) | Metalux | 4ILED-[All Mounting Arrangments]-LD4-11-W-[Blank]-UNV-L840-[All Emergency Options]-5LTD-2-[All Options]-[All Packaging] | Indoor Luminaires | High-Bay | High-Bay Luminaires for Commercial and Industrial Buildings | Standard | FALSE | [9 empty] | 42261 |  |  | Yes |  | 3 | 11448 | 113.9 | 100.5 | 15.2 | 0.972 | 4000 | 82
P823M2VR | Eaton (formerly Cooper Lighting) | Metalux | 4ILED-[All Mounting Arrangments]-LD4-11-W-WG-UNV-L840-[All Emergency Options]-5LTD-2-[All Options]-[All Packaging] | Indoor Luminaires | High-Bay | High-Bay Luminaires for Commercial and Industrial Buildings | Standard | FALSE | [9 empty] | 42261 |  |  | Yes |  | 3 | 10835 | 107.8 | 100.5 | 15.2 | 0.972 | 4000 | 82
P7HVR45W | Eaton (formerly Cooper Lighting) | Metalux | 4ILED-[All Mounting Arrangments]-LD4-11-W-CL-UNV-L840-[All Emergency Options]-5LTD-2-[All Options]-[All Packaging] | Indoor Luminaires | High-Bay | High-Bay Luminaires for Commercial and Industrial Buildings | Standard | FALSE | [9 empty] | 42261 |  |  | Yes |  | 3 | 10508 | 104.5 | 100.5 | 15.2 | 0.972 | 4000 | 82
PHKRV9ZV | Eaton (formerly Cooper Lighting) | Metalux | 4ILED-[All Mounting Arrangments]-LD4-11-N-TWB-UNV-L840-[All Emergency Options]-5LTD-2-[All Options]-[All Packaging] | Indoor Luminaires | High-Bay | High-Bay Luminaires for Commercial and Industrial Buildings | Standard | FALSE | [9 empty] | 42261 |  |  | Yes |  | 3 | 10507 | 104.5 | 100.5 | 15.2 | 0.972 | 4000 | 82
PK5EDKRC | Eaton (formerly Cooper Lighting) | Metalux | 4ILED-[All Mounting Arrangments]-LD4-11-W-TWB-UNV-L840-[All Emergency Options]-5LTD-2-[All Options]-[All Packaging] | Indoor Luminaires | High-Bay | High-Bay Luminaires for Commercial and Industrial Buildings | Standard | FALSE | [9 empty] | 42261 |  |  | Yes |  | 3 | 10467 | 104.1 | 100.5 | 15.2 | 0.972 | 4000 | 82
P5D41HC1 | Eaton (formerly Cooper Lighting) | Metalux | 4ILED-[All Mounting Arrangments]-LD4-11-N-[Blank]-UNV-L840-[All Emergency Options]-5LTD-2-[All Options]-[All Packaging] | Indoor Luminaires | High-Bay | High-Bay Luminaires for Commercial and Industrial Buildings | Standard | FALSE | [9 empty] | 42261 |  |  | Yes |  | 3 | 10371 | 103.2 | 100.5 | 15.2 | 0.972 | 4000 | 82
P9STFR8Z | Eaton (formerly Cooper Lighting) | Metalux | 4ILED-[All Mounting Arrangments]-LD4-11-W-CL/WG-UNV-L840-[All Emergency Options]-5LTD-2-[All Options]-[All Packaging] | Indoor Luminaires | High-Bay | High-Bay Luminaires for Commercial and Industrial Buildings | Standard | FALSE | [9 empty] | 42261 |  |  | Yes |  | 3 | 9950 | 99 | 100.5 | 15.2 | 0.972 | 4000 | 82
PMPNTNGV | Eaton (formerly Cooper Lighting) | Metalux | 4ILED-[All Mounting Arrangments]-LD4-11-W-TWB/WG-UNV-L840-[All Emergency Options]-5LTD-2-[All Options]-[All Packaging] | Indoor Luminaires | High-Bay | High-Bay Luminaires for Commercial and Industrial Buildings | Standard | FALSE | [9 empty] | 42261 |  |  | Yes |  | 3 | 9900 | 98.5 | 100.5 | 15.2 | 0.972 | 4000 | 82
P4PBC9UZ | Eaton (formerly Cooper Lighting) | Metalux | 4ILED-[All Mounting Arrangments]-LD4-11-N-TWB/WG-UNV-L840-[All Emergency Options]-5LTD-2-[All Options]-[All Packaging] | Indoor Luminaires | High-Bay | Low-Bay Luminaires for Commercial and Industrial Buildings | Standard | FALSE | [9 empty] | 42261 |  |  | Yes |  | 3 | 9853 | 98 | 100.5 | 15.2 | 0.972 | 4000 | 82
P7X5BF3Z | Eaton (formerly Cooper Lighting) | Metalux | 8ILED-[All Mounting Arrangments]-LD4-10-W-[Blank]-UNV-L840-[All Emergency Options]-5LTD-2-[All Options]-[All Packaging] | Indoor Luminaires | High-Bay | High-Bay Luminaires for Commercial and Industrial Buildings | Standard | FALSE | [9 empty] | 42261 |  |  | Yes |  | 3 | 10202 | 135.4 | 75.3 | 13.7 | 0.961 | 4000 | 82
PGC7QUGD | Eaton (formerly Cooper Lighting) | Metalux | 8ILED-[All Mounting Arrangments]-LD4-14-W-[Blank]-UNV-L840-[All Emergency Options]-[Drivers include CD & 5LTD]-2-[All Options]-[All Packaging] | Indoor Luminaires | High-Bay | High-Bay Luminaires for Commercial and Industrial Buildings | Standard | FALSE | [9 empty] | 42261 |  |  | Yes |  | 3 | 14492 | 128.2 | 113.1 | 11.2 | 0.984 | 4000 | 82
PEJVFPN2 | Eaton (formerly Cooper Lighting) | Metalux | 8ILED-[All Mounting Arrangments]-LD4-14-W-WG-UNV-L840-[All Emergency Options]-[Drivers include CD & 5LTD]-2-[All Options]-[All Packaging] | Indoor Luminaires | High-Bay | High-Bay Luminaires for Commercial and Industrial Buildings | Standard | FALSE | [9 empty] | 42261 |  |  | Yes |  | 3 | 13716 | 121.4 | 113 | 11.2 | 0.984 | 4000 | 82
PRZUGSGG | Eaton (formerly Cooper Lighting) | Metalux | 8ILED-[All Mounting Arrangments]-LD4-14-W-CL-UNV-L840-[All Emergency Options]-[Drivers include CD & 5LTD]-2-[All Options]-[All Packaging] | Indoor Luminaires | High-Bay | High-Bay Luminaires for Commercial and Industrial Buildings | Standard | FALSE | [9 empty] | 42261 |  |  | Yes |  | 3 | 13302 | 117.8 | 113 | 11.2 | 0.984 | 4000 | 82
PKGH3NUF | Eaton (formerly Cooper Lighting) | Metalux | 8ILED-[All Mounting Arrangments]-LD4-14-N-TWB-UNV-L840-[All Emergency Options]-[Drivers include CD & 5LTD]-2-[All Options]-[All Packaging] | Indoor Luminaires | High-Bay | High-Bay Luminaires for Commercial and Industrial Buildings | Standard | FALSE | [9 empty] | 42261 |  |  | Yes |  | 3 | 13300 | 117.7 | 113.1 | 11.2 | 0.984 | 4000 | 82
PKVY3QFZ | Eaton (formerly Cooper Lighting) | Metalux | 8ILED-[All Mounting Arrangments]-LD4-14-W-TWB-UNV-L840-[All Emergency Options]-[Drivers include CD & 5LTD]-2-[All Options]-[All Packaging] | Indoor Luminaires | High-Bay | High-Bay Luminaires for Commercial and Industrial Buildings | Standard | FALSE | [9 empty] | 42261 |  |  | Yes |  | 3 | 13250 | 117.3 | 113 | 11.2 | 0.984 | 4000 | 82
PVTQD1UA | Eaton (formerly Cooper Lighting) | Metalux | 8ILED-[All Mounting Arrangments]-LD4-14-N-[Blank]-UNV-L840-[All Emergency Options]-[Drivers include CD & 5LTD]-2-[All Options]-[All Packaging] | Indoor Luminaires | High-Bay | High-Bay Luminaires for Commercial and Industrial Buildings | Standard | FALSE | [9 empty] | 42261 |  |  | Yes |  | 3 | 13129 | 115.8 | 113.4 | 11.2 | 0.984 | 4000 | 82
PRBAG2C1 | Eaton (formerly Cooper Lighting) | Metalux | 8ILED-[All Mounting Arrangments]-LD4-14-W-CL/WG-UNV-L840-[All Emergency Options]-[Drivers include CD & 5LTD]-2-[All Options]-[All Packaging] | Indoor Luminaires | High-Bay | High-Bay Luminaires for Commercial and Industrial Buildings | Standard | FALSE | [9 empty] | 42261 |  |  | Yes |  | 3 | 12596 | 111.5 | 113 | 11.2 | 0.984 | 4000 | 82
PZRVGQQP | Eaton (formerly Cooper Lighting) | Metalux | 8ILED-[All Mounting Arrangments]-LD4-14-W-TWB/WG-UNV-L840-[All Emergency Options]-[Drivers include CD & 5LTD]-2-[All Options]-[All Packaging] | Indoor Luminaires | High-Bay | High-Bay Luminaires for Commercial and Industrial Buildings | Standard | FALSE | [9 empty] | 42261 |  |  | Yes |  | 3 | 12532 | 110.9 | 113 | 11.2 | 0.984 | 4000 | 82
P844UFGH | Eaton (formerly Cooper Lighting) | Metalux | 8ILED-[All Mounting Arrangments]-LD4-14-N-TWB/WG-UNV-L840-[All Emergency Options]-[Drivers include CD & 5LTD]-2-[All Options]-[All Packaging] | Indoor Luminaires | High-Bay | High-Bay Luminaires for Commercial and Industrial Buildings | Standard | FALSE | [9 empty] | 42261 |  |  | Yes |  | 3 | 12472 | 110.4 | 113.1 | 11.2 | 0.984 | 4000 | 82
PFCSB1R8 | Eaton (formerly Cooper Lighting) | Metalux | 8ILED-[All Mounting Arrangments]-LD4-14-N-WG-UNV-L840-[All Emergency Options]-[Drivers include CD & 5LTD]-2-[All Options]-[All Packaging] | Indoor Luminaires | High-Bay | High-Bay Luminaires for Commercial and Industrial Buildings | Standard | FALSE | [9 empty] | 42261 |  |  | Yes |  | 3 | 12412 | 109.5 | 113.4 | 11.2 | 0.984 | 4000 | 82
PXS636VX | Eaton (formerly Cooper Lighting) | Metalux | 8ILED-[All Mounting Arrangments]-LD4-14-W-ASY-UNV-L840-[All Emergency Options]-[Drivers include CD & 5LTD]-2-[All Options]-[All Packaging] | Indoor Luminaires | High-Bay | High-Bay Luminaires for Commercial and Industrial Buildings | Standard | FALSE | [9 empty] | 42261 |  |  | Yes |  | 3 | 11560 | 102.3 | 113 | 11.2 | 0.984 | 4000 | 82
PD3SPDT6 | Eaton (formerly Cooper Lighting) | Metalux | 8ILED-[All Mounting Arrangments]-LD4-14-W-FL/UPL-UNV-L840-[All Emergency Options]-[Drivers include CD & 5LTD]-2-[All Options]-[All Packaging] | Indoor Luminaires | High-Bay | High-Bay Luminaires for Commercial and Industrial Buildings | Standard | FALSE | [9 empty] | 42261 |  |  | Yes |  | 3 | 11404 | 101.2 | 112.7 | 11.2 | 0.984 | 4000 | 82
PK96YG8G | Eaton (formerly Cooper Lighting) | Metalux | 8ILED-[All Mounting Arrangments]-LD4-14-W-FL-UNV-L840-[All Emergency Options]-[Drivers include CD & 5LTD]-2-[All Options]-[All Packaging] | Indoor Luminaires | High-Bay | High-Bay Luminaires for Commercial and Industrial Buildings | Standard | FALSE | [9 empty] | 42261 |  |  | Yes |  | 3 | 11042 | 97.8 | 113 | 11.2 | 0.984 | 4000 | 82
PEVVCD4R | Eaton (formerly Cooper Lighting) | Metalux | 8ILED-[All Mounting Arrangments]-LD4-14-W-ASY/WG-UNV-L840-[All Emergency Options]-[Drivers include CD & 5LTD]-2-[All Options]-[All Packaging] | Indoor Luminaires | High-Bay | High-Bay Luminaires for Commercial and Industrial Buildings | Standard | FALSE | [9 empty] | 42261 |  |  | Yes |  | 3 | 10980 | 97.2 | 113 | 11.2 | 0.984 | 4000 | 82
PRTSCD5H | Eaton (formerly Cooper Lighting) | Metalux | 8ILED-[All Mounting Arrangments]-LD4-14-W-FL/UPL/WG-UNV-L840-[All Emergency Options]-[Drivers include CD & 5LTD]-2-[All Options]-[All Packaging] | Indoor Luminaires | High-Bay | High-Bay Luminaires for Commercial and Industrial Buildings | Standard | FALSE | [9 empty] | 42261 |  |  | Yes |  | 3 | 10892 | 96.6 | 112.7 | 11.2 | 0.984 | 4000 | 82
PECVA1KM | Eaton (formerly Cooper Lighting) | Metalux | 8ILED-[All Mounting Arrangments]-LD4-14-W-FL/WG-UNV-L840-[All Emergency Options]-[Drivers include CD & 5LTD]-2-[All Options]-[All Packaging] | Indoor Luminaires | High-Bay | High-Bay Luminaires for Commercial and Industrial Buildings | Standard | FALSE | [9 empty] | 42261 |  |  | Yes |  | 3 | 10426 | 92.3 | 113 | 11.2 | 0.984 | 4000 | 82
PUQREFYD | Eaton (formerly Cooper Lighting) | Metalux | 8ILED-[All Mounting Arrangments]-LD4-28-W-[Blank]-UNV-L840-[All Emergency Options]-[Drivers include CD & 5LTD]-4-[All Options]-[All Packaging] | Indoor Luminaires | High-Bay | High-Bay Luminaires for Commercial and Industrial Buildings | Standard | FALSE | [9 empty] | 42261 |  |  | Yes |  | 3 | 27648 | 125.5 | 220.4 | 9.8 | 0.986 | 4000 | 82
PAV7QKSZ | Eaton (formerly Cooper Lighting) | Metalux | 8ILED-[All Mounting Arrangments]-LD4-28-W-WG-UNV-L840-[All Emergency Options]-[Drivers include CD & 5LTD]-4-[All Options]-[All Packaging] | Indoor Luminaires | High-Bay | High-Bay Luminaires for Commercial and Industrial Buildings | Standard | FALSE | [9 empty] | 42261 |  |  | Yes |  | 3 | 26168 | 118.7 | 220.4 | 9.8 | 0.986 | 4000 | 82
PXJMGNAT | Eaton (formerly Cooper Lighting) | Metalux | 8ILED-[All Mounting Arrangments]-LD4-28-W-CL-UNV-L840-[All Emergency Options]-[Drivers include CD & 5LTD]-4-[All Options]-[All Packaging] | Indoor Luminaires | High-Bay | High-Bay Luminaires for Commercial and Industrial Buildings | Standard | FALSE | [9 empty] | 42261 |  |  | Yes |  | 3 | 25378 | 115.2 | 220.4 | 9.8 | 0.986 | 4000 | 82
PEDGW151 | Eaton (formerly Cooper Lighting) | Metalux | 8ILED-[All Mounting Arrangments]-LD4-28-N-TWB-UNV-L840-[All Emergency Options]-[Drivers include CD & 5LTD]-4-[All Options]-[All Packaging] | Indoor Luminaires | High-Bay | High-Bay Luminaires for Commercial and Industrial Buildings | Standard | FALSE | [9 empty] | 42261 |  |  | Yes |  | 3 | 25376 | 115.2 | 220.4 | 9.8 | 0.986 | 4000 | 82
PNCHGG2A | Eaton (formerly Cooper Lighting) | Metalux | 8ILED-[All Mounting Arrangments]-LD4-28-W-TWB-UNV-L840-[All Emergency Options]-[Drivers include CD & 5LTD]-4-[All Options]-[All Packaging] | Indoor Luminaires | High-Bay | High-Bay Luminaires for Commercial and Industrial Buildings | Standard | FALSE | [9 empty] | 42261 |  |  | Yes |  | 3 | 25278 | 114.7 | 220.4 | 9.8 | 0.986 | 4000 | 82
PMSZJ9Y3 | Eaton (formerly Cooper Lighting) | Metalux | 8ILED-[All Mounting Arrangments]-LD4-28-N-[Blank]-UNV-L840-[All Emergency Options]-[Drivers include CD & 5LTD]-4-[All Options]-[All Packaging] | Indoor Luminaires | High-Bay | High-Bay Luminaires for Commercial and Industrial Buildings | Standard | FALSE | [9 empty] | 42261 |  |  | Yes |  | 3 | 25048 | 113.7 | 220.4 | 9.8 | 0.986 | 4000 | 82
PT274H9A | Eaton (formerly Cooper Lighting) | Metalux | 8ILED-[All Mounting Arrangments]-LD4-28-W-CL/WG-UNV-L840-[All Emergency Options]-[Drivers include CD & 5LTD]-4-[All Options]-[All Packaging] | Indoor Luminaires | High-Bay | High-Bay Luminaires for Commercial and Industrial Buildings | Standard | FALSE | [9 empty] | 42261 |  |  | Yes |  | 3 | 24031 | 109.1 | 220.4 | 9.8 | 0.986 | 4000 | 82
P1E2WXF7 | Eaton (formerly Cooper Lighting) | Metalux | 8ILED-[All Mounting Arrangments]-LD4-28-W-TWB/WG-UNV-L840-[All Emergency Options]-[Drivers include CD & 5LTD]-4-[All Options]-[All Packaging] | Indoor Luminaires | High-Bay | High-Bay Luminaires for Commercial and Industrial Buildings | Standard | FALSE | [9 empty] | 42261 |  |  | Yes |  | 3 | 23909 | 108.5 | 220.4 | 9.8 | 0.986 | 4000 | 82
PQYE931K | Eaton (formerly Cooper Lighting) | Metalux | 8ILED-[All Mounting Arrangments]-LD4-28-N-TWB/WG-UNV-L840-[All Emergency Options]-[Drivers include CD & 5LTD]-4-[All Options]-[All Packaging] | Indoor Luminaires | High-Bay | High-Bay Luminaires for Commercial and Industrial Buildings | Standard | FALSE | [9 empty] | 42261 |  |  | Yes |  | 3 | 23796 | 108 | 220.4 | 9.8 | 0.986 | 4000 | 82
P59X6YKC | Eaton (formerly Cooper Lighting) | Metalux | 8ILED-[All Mounting Arrangments]-LD4-28-N-WG-UNV-L840-[All Emergency Options]-[Drivers include CD & 5LTD]-4-[All Options]-[All Packaging] | Indoor Luminaires | High-Bay | High-Bay Luminaires for Commercial and Industrial Buildings | Standard | FALSE | [9 empty] | 42261 |  |  | Yes |  | 3 | 23680 | 107.5 | 220.4 | 9.8 | 0.986 | 4000 | 82
P6MQDKC6 | Eaton (formerly Cooper Lighting) | Metalux | 8ILED-[All Mounting Arrangments]-LD4-28-W-ASY-UNV-L840-[All Emergency Options]-[Drivers include CD & 5LTD]-4-[All Options]-[All Packaging] | Indoor Luminaires | High-Bay | High-Bay Luminaires for Commercial and Industrial Buildings | Standard | FALSE | [9 empty] | 42261 |  |  | Yes |  | 3 | 22054 | 100.1 | 220.4 | 9.8 | 0.986 | 4000 | 82
PEG1JS31 | Eaton (formerly Cooper Lighting) | Metalux | 8ILED-[All Mounting Arrangments]-LD4-28-W-FL/UPL-UNV-L840-[All Emergency Options]-[Drivers include CD & 5LTD]-4-[All Options]-[All Packaging] | Indoor Luminaires | High-Bay | High-Bay Luminaires for Commercial and Industrial Buildings | Standard | FALSE | [9 empty] | 42261 |  |  | Yes |  | 3 | 21757 | 98.7 | 220.4 | 9.8 | 0.986 | 4000 | 82
PCFZWR31 | Eaton (formerly Cooper Lighting) | Metalux | 8ILED-[All Mounting Arrangments]-LD4-28-W-FL-UNV-L840-[All Emergency Options]-[Drivers include CD & 5LTD]-4-[All Options]-[All Packaging] | Indoor Luminaires | High-Bay | High-Bay Luminaires for Commercial and Industrial Buildings | Standard | FALSE | [9 empty] | 42261 |  |  | Yes |  | 3 | 21066 | 95.6 | 220.4 | 9.8 | 0.986 | 4000 | 82
PAD41P2H | Eaton (formerly Cooper Lighting) | Metalux | 8ILED-[All Mounting Arrangments]-LD4-28-W-ASY/WG-UNV-L840-[All Emergency Options]-[Drivers include CD & 5LTD]-4-[All Options]-[All Packaging] | Indoor Luminaires | High-Bay | High-Bay Luminaires for Commercial and Industrial Buildings | Standard | FALSE | [9 empty] | 42261 |  |  | Yes |  | 3 | 20948 | 95.1 | 220.4 | 9.8 | 0.986 | 4000 | 82
PN18977E | Eaton (formerly Cooper Lighting) | Metalux | 8ILED-[All Mounting Arrangments]-LD4-28-W-FL/UPL/WG-UNV-L840-[All Emergency Options]-[Drivers include CD & 5LTD]-4-[All Options]-[All Packaging] | Indoor Luminaires | High-Bay | High-Bay Luminaires for Commercial and Industrial Buildings | Standard | FALSE | [9 empty] | 42261 |  |  | Yes |  | 3 | 20780 | 94.3 | 220.4 | 9.8 | 0.986 | 4000 | 82
PSD5545N | Eaton (formerly Cooper Lighting) | Metalux | 8ILED-[All Mounting Arrangments]-LD4-28-W-FL/WG-UNV-L840-[All Emergency Options]-[Drivers include CD & 5LTD]-4-[All Options]-[All Packaging] | Indoor Luminaires | High-Bay | High-Bay Luminaires for Commercial and Industrial Buildings | Standard | FALSE | [9 empty] | 42261 |  |  | Yes |  | 3 | 19891 | 90.3 | 220.4 | 9.8 | 0.986 | 4000 | 82
PTPT9EDM | Eaton (formerly Cooper Lighting) | Metalux | 4ILED-[All Mounting Arrangments]-LD4-14-W-[Blank]-UNV-L840-[All Emergency Options]-[Drivers include CD & 5LTD]-2-[All Options]-[All Packaging] | Indoor Luminaires | High-Bay | High-Bay Luminaires for Commercial and Industrial Buildings | Standard | FALSE | [9 empty] | 42261 |  |  | Yes |  | 3 | 13824 | 125.5 | 110.2 | 9.8 | 0.986 | 4000 | 82
PTQSSZYJ | Eaton (formerly Cooper Lighting) | Metalux | 4ILED-[All Mounting Arrangments]-LD4-14-W-WG-UNV-L840-[All Emergency Options]-[Drivers include CD & 5LTD]-2-[All Options]-[All Packaging] | Indoor Luminaires | High-Bay | High-Bay Luminaires for Commercial and Industrial Buildings | Standard | FALSE | [9 empty] | 42261 |  |  | Yes |  | 3 | 13084 | 118.7 | 110.2 | 9.8 | 0.986 | 4000 | 82
PR1THGYK | Eaton (formerly Cooper Lighting) | Metalux | 4ILED-[All Mounting Arrangments]-LD4-14-W-CL-UNV-L840-[All Emergency Options]-[Drivers include CD & 5LTD]-2-[All Options]-[All Packaging] | Indoor Luminaires | High-Bay | High-Bay Luminaires for Commercial and Industrial Buildings | Standard | FALSE | [9 empty] | 42261 |  |  | Yes |  | 3 | 12689 | 115.2 | 110.2 | 9.8 | 0.986 | 4000 | 82
PEVTMCXJ | Eaton (formerly Cooper Lighting) | Metalux | 4ILED-[All Mounting Arrangments]-LD4-14-N-TWB-UNV-L840-[All Emergency Options]-[Drivers include CD & 5LTD]-2-[All Options]-[All Packaging] | Indoor Luminaires | High-Bay | High-Bay Luminaires for Commercial and Industrial Buildings | Standard | FALSE | [9 empty] | 42261 |  |  | Yes |  | 3 | 12688 | 115.2 | 110.2 | 9.8 | 0.986 | 4000 | 82
PNT612RR | Eaton (formerly Cooper Lighting) | Metalux | 4ILED-[All Mounting Arrangments]-LD4-14-W-TWB-UNV-L840-[All Emergency Options]-[Drivers include CD & 5LTD]-2-[All Options]-[All Packaging] | Indoor Luminaires | High-Bay | High-Bay Luminaires for Commercial and Industrial Buildings | Standard | FALSE | [9 empty] | 42261 |  |  | Yes |  | 3 | 12639 | 114.7 | 110.2 | 9.8 | 0.986 | 4000 | 82
PU1M2K7S | Eaton (formerly Cooper Lighting) | Metalux | 4ILED-[All Mounting Arrangments]-LD4-14-N-[Blank]-UNV-L840-[All Emergency Options]-[Drivers include CD & 5LTD]-2-[All Options]-[All Packaging] | Indoor Luminaires | High-Bay | High-Bay Luminaires for Commercial and Industrial Buildings | Standard | FALSE | [9 empty] | 42261 |  |  | Yes |  | 3 | 12524 | 113.7 | 110.2 | 9.8 | 0.986 | 4000 | 82
PHZGXYEV | Eaton (formerly Cooper Lighting) | Metalux | 4ILED-[All Mounting Arrangments]-LD4-14-W-CL/WG-UNV-L840-[All Emergency Options]-[Drivers include CD & 5LTD]-2-[All Options]-[All Packaging] | Indoor Luminaires | High-Bay | High-Bay Luminaires for Commercial and Industrial Buildings | Standard | FALSE | [9 empty] | 42261 |  |  | Yes |  | 3 | 12015 | 109.1 | 110.2 | 9.8 | 0.986 | 4000 | 82
PNTSYA6K | Eaton (formerly Cooper Lighting) | Metalux | 4ILED-[All Mounting Arrangments]-LD4-14-W-TWB/WG-UNV-L840-[All Emergency Options]-[Drivers include CD & 5LTD]-2-[All Options]-[All Packaging] | Indoor Luminaires | High-Bay | High-Bay Luminaires for Commercial and Industrial Buildings | Standard | FALSE | [9 empty] | 42261 |  |  | Yes |  | 3 | 11954 | 108.5 | 110.2 | 9.8 | 0.986 | 4000 | 82
PKCY2BZZ | Eaton (formerly Cooper Lighting) | Metalux | 4ILED-[All Mounting Arrangments]-LD4-14-N-TWB/WG-UNV-L840-[All Emergency Options]-[Drivers include CD & 5LTD]-2-[All Options]-[All Packaging] | Indoor Luminaires | High-Bay | High-Bay Luminaires for Commercial and Industrial Buildings | Standard | FALSE | [9 empty] | 42261 |  |  | Yes |  | 3 | 11898 | 108 | 110.2 | 9.8 | 0.986 | 4000 | 82
PVQQG2NT | Eaton (formerly Cooper Lighting) | Metalux | 4ILED-[All Mounting Arrangments]-LD4-14-N-WG-UNV-L840-[All Emergency Options]-[Drivers include CD & 5LTD]-2-[All Options]-[All Packaging] | Indoor Luminaires | High-Bay | High-Bay Luminaires for Commercial and Industrial Buildings | Standard | FALSE | [9 empty] | 42261 |  |  | Yes |  | 3 | 11840 | 107.5 | 110.2 | 9.8 | 0.986 | 4000 | 82
PC6316E5 | Eaton (formerly Cooper Lighting) | Metalux | 4ILED-[All Mounting Arrangments]-LD4-14-W-ASY-UNV-L840-[All Emergency Options]-[Drivers include CD & 5LTD]-2-[All Options]-[All Packaging] | Indoor Luminaires | High-Bay | High-Bay Luminaires for Commercial and Industrial Buildings | Standard | FALSE | [9 empty] | 42261 |  |  | Yes |  | 3 | 11027 | 100.1 | 110.2 | 9.8 | 0.986 | 4000 | 82
PXJVU6TZ | Eaton (formerly Cooper Lighting) | Metalux | 4ILED-[All Mounting Arrangments]-LD4-14-W-FL/UPL-UNV-L840-[All Emergency Options]-[Drivers include CD & 5LTD]-2-[All Options]-[All Packaging] | Indoor Luminaires | High-Bay | High-Bay Luminaires for Commercial and Industrial Buildings | Standard | FALSE | [9 empty] | 42261 |  |  | Yes |  | 3 | 10878 | 98.7 | 110.2 | 9.8 | 0.986 | 4000 | 82
P6W27G4Q | Eaton (formerly Cooper Lighting) | Metalux | 4ILED-[All Mounting Arrangments]-LD4-14-W-FL-UNV-L840-[All Emergency Options]-[Drivers include CD & 5LTD]-2-[All Options]-[All Packaging] | Indoor Luminaires | High-Bay | High-Bay Luminaires for Commercial and Industrial Buildings | Standard | FALSE | [9 empty] | 42261 |  |  | Yes |  | 3 | 10533 | 95.6 | 110.2 | 9.8 | 0.986 | 4000 | 82
PAMWUT16 | Eaton (formerly Cooper Lighting) | Metalux | 4ILED-[All Mounting Arrangments]-LD4-14-W-ASY/WG-UNV-L840-[All Emergency Options]-[Drivers include CD & 5LTD]-2-[All Options]-[All Packaging] | Indoor Luminaires | High-Bay | High-Bay Luminaires for Commercial and Industrial Buildings | Standard | FALSE | [9 empty] | 42261 |  |  | Yes |  | 3 | 10474 | 95.1 | 110.2 | 9.8 | 0.986 | 4000 | 82
PAE3JBDZ | Eaton (formerly Cooper Lighting) | Metalux | 4ILED-[All Mounting Arrangments]-LD4-14-W-FL/UPL/WG-UNV-L840-[All Emergency Options]-[Drivers include CD & 5LTD]-2-[All Options]-[All Packaging] | Indoor Luminaires | High-Bay | High-Bay Luminaires for Commercial and Industrial Buildings | Standard | FALSE | [9 empty] | 42261 |  |  | Yes |  | 3 | 10390 | 94.3 | 110.2 | 9.8 | 0.986 | 4000 | 82
P5ZF3EP9 | Eaton (formerly Cooper Lighting) | Metalux | 4ILED-[All Mounting Arrangments]-LD4-14-W-FL/WG-UNV-L840-[All Emergency Options]-[Drivers include CD & 5LTD]-2-[All Options]-[All Packaging] | Indoor Luminaires | High-Bay | High-Bay Luminaires for Commercial and Industrial Buildings | Standard | FALSE | [9 empty] | 42261 |  |  | Yes |  | 3 | 9945 | 90.3 | 110.2 | 9.8 | 0.986 | 4000 | 82
P8QN1TSP | Eaton (formerly Cooper Lighting) | Metalux | 8ILED-[All Mounting Arrangments]-LD4-10-W-[Blank]-UNV-L840-[All Emergency Options]-CD-1-[All Options]-[All Packaging] | Indoor Luminaires | High-Bay | High-Bay Luminaires for Commercial and Industrial Buildings | Standard | FALSE | [9 empty] | 42261 |  |  | Yes |  | 3 | 10202 | 136.2 | 74.9 | 9 | 0.988 | 4000 | 82
PT62EHAS | Eaton (formerly Cooper Lighting) | Metalux | 8ILED-[All Mounting Arrangments]-LD4-10-W-WG-UNV-L840-[All Emergency Options]-CD-1-[All Options]-[All Packaging] | Indoor Luminaires | High-Bay | Low-Bay Luminaires for Commercial and Industrial Buildings | Standard | FALSE | [9 empty] | 42261 |  |  | Yes |  | 3 | 9656 | 128.9 | 74.9 | 9 | 0.988 | 4000 | 82
P1EXYN54 | Eaton (formerly Cooper Lighting) | Metalux | 8ILED-[All Mounting Arrangments]-LD4-10-W-CL-UNV-L840-[All Emergency Options]-CD-1-[All Options]-[All Packaging] | Indoor Luminaires | High-Bay | Low-Bay Luminaires for Commercial and Industrial Buildings | Standard | FALSE | [9 empty] | 42261 |  |  | Yes |  | 3 | 9364 | 125 | 74.9 | 9 | 0.988 | 4000 | 82
PN29WJC1 | Eaton (formerly Cooper Lighting) | Metalux | 8ILED-[All Mounting Arrangments]-LD4-10-W-TWB-UNV-L840-[All Emergency Options]-CD-1-[All Options]-[All Packaging] | Indoor Luminaires | High-Bay | Low-Bay Luminaires for Commercial and Industrial Buildings | Standard | FALSE | [9 empty] | 42261 |  |  | Yes |  | 3 | 9328 | 124.5 | 74.9 | 9 | 0.988 | 4000 | 82
PN2R3JFH | Eaton (formerly Cooper Lighting) | Metalux | 8ILED-[All Mounting Arrangments]-LD4-10-N-[Blank]-UNV-L840-[All Emergency Options]-CD-1-[All Options]-[All Packaging] | Indoor Luminaires | High-Bay | Low-Bay Luminaires for Commercial and Industrial Buildings | Standard | FALSE | [9 empty] | 42261 |  |  | Yes |  | 3 | 9243 | 123.4 | 74.9 | 9 | 0.988 | 4000 | 82
PKXJCA9U | Eaton (formerly Cooper Lighting) | Metalux | 8ILED-[All Mounting Arrangments]-LD4-10-W-CL/WG-UNV-L840-[All Emergency Options]-CD-1-[All Options]-[All Packaging] | Indoor Luminaires | High-Bay | Low-Bay Luminaires for Commercial and Industrial Buildings | Standard | FALSE | [9 empty] | 42261 |  |  | Yes |  | 3 | 8867 | 118.4 | 74.9 | 9 | 0.988 | 4000 | 82
PQQTQYCW | Eaton (formerly Cooper Lighting) | Metalux | 8ILED-[All Mounting Arrangments]-LD4-10-W-TWB/WG-UNV-L840-[All Emergency Options]-CD-1-[All Options]-[All Packaging] | Indoor Luminaires | High-Bay | Low-Bay Luminaires for Commercial and Industrial Buildings | Standard | FALSE | [9 empty] | 42261 |  |  | Yes |  | 3 | 8822 | 117.8 | 74.9 | 9 | 0.988 | 4000 | 82
P6WB6BSS | Eaton (formerly Cooper Lighting) | Metalux | 8ILED-[All Mounting Arrangments]-LD4-10-N-WG-UNV-L840-[All Emergency Options]-CD-1-[All Options]-[All Packaging] | Indoor Luminaires | High-Bay | Low-Bay Luminaires for Commercial and Industrial Buildings | Standard | FALSE | [9 empty] | 42261 |  |  | Yes |  | 3 | 8738 | 116.6 | 74.9 | 9 | 0.988 | 4000 | 82
PTPAAE5Z | Eaton (formerly Cooper Lighting) | Metalux | 8ILED-[All Mounting Arrangments]-LD4-10-W-ASY-UNV-L840-[All Emergency Options]-CD-1-[All Options]-[All Packaging] | Indoor Luminaires | High-Bay | Low-Bay Luminaires for Commercial and Industrial Buildings | Standard | FALSE | [9 empty] | 42261 |  |  | Yes |  | 3 | 8138 | 108.6 | 74.9 | 9 | 0.988 | 4000 | 82
P4Y93FA8 | Eaton (formerly Cooper Lighting) | Metalux | 8ILED-[All Mounting Arrangments]-LD4-10-W-FL/UPL-UNV-L840-[All Emergency Options]-CD-1-[All Options]-[All Packaging] | Indoor Luminaires | High-Bay | Low-Bay Luminaires for Commercial and Industrial Buildings | Standard | FALSE | [9 empty] | 42261 |  |  | Yes |  | 3 | 8028 | 107.2 | 74.9 | 9 | 0.988 | 4000 | 82
PSXVXD2Q | Eaton (formerly Cooper Lighting) | Metalux | 8ILED-[All Mounting Arrangments]-LD4-10-W-FL-UNV-L840-[All Emergency Options]-CD-1-[All Options]-[All Packaging] | Indoor Luminaires | High-Bay | Low-Bay Luminaires for Commercial and Industrial Buildings | Standard | FALSE | [9 empty] | 42261 |  |  | Yes |  | 3 | 7773 | 103.8 | 74.9 | 9 | 0.988 | 4000 | 82
PDNF67QX | Eaton (formerly Cooper Lighting) | Metalux | 8ILED-[All Mounting Arrangments]-LD4-10-W-ASY/WG-UNV-L840-[All Emergency Options]-CD-1-[All Options]-[All Packaging] | Indoor Luminaires | High-Bay | Low-Bay Luminaires for Commercial and Industrial Buildings | Standard | FALSE | [9 empty] | 42261 |  |  | Yes |  | 3 | 7730 | 103.2 | 74.9 | 9 | 0.988 | 4000 | 82
P11R2JQ6 | Eaton (formerly Cooper Lighting) | Metalux | 8ILED-[All Mounting Arrangments]-LD4-10-W-FL/UPL/WG-UNV-L840-[All Emergency Options]-CD-1-[All Options]-[All Packaging] | Indoor Luminaires | High-Bay | Low-Bay Luminaires for Commercial and Industrial Buildings | Standard | FALSE | [9 empty] | 42261 |  |  | Yes |  | 3 | 7668 | 102.4 | 74.9 | 9 | 0.988 | 4000 | 82
PPV5897U | Eaton (formerly Cooper Lighting) | Metalux | 8ILED-[All Mounting Arrangments]-LD4-10-W-FL/WG-UNV-L840-[All Emergency Options]-CD-1-[All Options]-[All Packaging] | Indoor Luminaires | High-Bay | Low-Bay Luminaires for Commercial and Industrial Buildings | Standard | FALSE | [9 empty] | 42261 |  |  | Yes |  | 3 | 7340 | 98 | 74.9 | 9 | 0.988 | 4000 | 82
PP8QCMSF | Eaton (formerly Cooper Lighting) | Metalux | 4ILED-[All Mounting Arrangments]-LD4-5-W-[Blank]-UNV-L840-[All Emergency Options]-[Drivers include CD & 5LTD]-1-[All Options]-[All Packaging] | Indoor Luminaires | High-Bay | Low-Bay Luminaires for Commercial and Industrial Buildings | Standard | FALSE | [9 empty] | 42261 |  |  | Yes |  | 3 | 5101 | 136.2 | 37.5 | 9 | 0.988 | 4000 | 82
P77FU3WY | Eaton (formerly Cooper Lighting) | Metalux | 4ILED-[All Mounting Arrangments]-LD4-7-W-[Blank]-UNV-L840-[All Emergency Options]-[Drivers include CD & 5LTD]-1-[All Options]-[All Packaging] | Indoor Luminaires | High-Bay | Low-Bay Luminaires for Commercial and Industrial Buildings | Standard | FALSE | [9 empty] | 42261 |  |  | Yes |  | 3 | 7246 | 126 | 57.5 | 8.7 | 0.991 | 4000 | 82
P4JSZYPR | Eaton (formerly Cooper Lighting) | Metalux | 4ILED-[All Mounting Arrangments]-LD4-7-W-WG-UNV-L840-[All Emergency Options]-[Drivers include CD & 5LTD]-1-[All Options]-[All Packaging] | Indoor Luminaires | High-Bay | Low-Bay Luminaires for Commercial and Industrial Buildings | Standard | FALSE | [9 empty] | 42261 |  |  | Yes |  | 3 | 6858 | 119.4 | 57.4 | 8.7 | 0.991 | 4000 | 82
PTK7JKWC | Eaton (formerly Cooper Lighting) | Metalux | 4ILED-[All Mounting Arrangments]-LD4-7-W-CL-UNV-L840-[All Emergency Options]-[Drivers include CD & 5LTD]-1-[All Options]-[All Packaging] | Indoor Luminaires | High-Bay | Low-Bay Luminaires for Commercial and Industrial Buildings | Standard | FALSE | [9 empty] | 42261 |  |  | Yes |  | 3 | 6651 | 115.8 | 57.4 | 8.7 | 0.991 | 4000 | 82
PXRRE8EK | Eaton (formerly Cooper Lighting) | Metalux | 4ILED-[All Mounting Arrangments]-LD4-7-N-TWB-UNV-L840-[All Emergency Options]-[Drivers include CD & 5LTD]-1-[All Options]-[All Packaging] | Indoor Luminaires | High-Bay | Low-Bay Luminaires for Commercial and Industrial Buildings | Standard | FALSE | [9 empty] | 42261 |  |  | Yes |  | 3 | 6650 | 115.7 | 57.5 | 8.7 | 0.991 | 4000 | 82
PNWYKAE9 | Eaton (formerly Cooper Lighting) | Metalux | 4ILED-[All Mounting Arrangments]-LD4-7-W-TWB-UNV-L840-[All Emergency Options]-[Drivers include CD & 5LTD]-1-[All Options]-[All Packaging] | Indoor Luminaires | High-Bay | Low-Bay Luminaires for Commercial and Industrial Buildings | Standard | FALSE | [9 empty] | 42261 |  |  | Yes |  | 3 | 6625 | 115.3 | 57.4 | 8.7 | 0.991 | 4000 | 82
PGMXW74E | Eaton (formerly Cooper Lighting) | Metalux | 4ILED-[All Mounting Arrangments]-LD4-7-N-[Blank]-UNV-L840-[All Emergency Options]-[Drivers include CD & 5LTD]-1-[All Options]-[All Packaging] | Indoor Luminaires | High-Bay | Low-Bay Luminaires for Commercial and Industrial Buildings | Standard | FALSE | [9 empty] | 42261 |  |  | Yes |  | 3 | 6565 | 113.4 | 57.9 | 8.7 | 0.991 | 4000 | 82
PVF1ZMDR | Eaton (formerly Cooper Lighting) | Metalux | 4ILED-[All Mounting Arrangments]-LD4-7-W-CL/WG-UNV-L840-[All Emergency Options]-[Drivers include CD & 5LTD]-1-[All Options]-[All Packaging] | Indoor Luminaires | High-Bay | Low-Bay Luminaires for Commercial and Industrial Buildings | Standard | FALSE | [9 empty] | 42261 |  |  | Yes |  | 3 | 6298 | 109.7 | 57.4 | 8.7 | 0.991 | 4000 | 82
PETQ6AH2 | Eaton (formerly Cooper Lighting) | Metalux | 4ILED-[All Mounting Arrangments]-LD4-7-W-TWB/WG-UNV-L840-[All Emergency Options]-[Drivers include CD & 5LTD]-1-[All Options]-[All Packaging] | Indoor Luminaires | High-Bay | Low-Bay Luminaires for Commercial and Industrial Buildings | Standard | FALSE | [9 empty] | 42261 |  |  | Yes |  | 3 | 6266 | 109.1 | 57.4 | 8.7 | 0.991 | 4000 | 82
PADEEH9B | Eaton (formerly Cooper Lighting) | Metalux | 4ILED-[All Mounting Arrangments]-LD4-7-N-TWB/WG-UNV-L840-[All Emergency Options]-[Drivers include CD & 5LTD]-1-[All Options]-[All Packaging] | Indoor Luminaires | High-Bay | Low-Bay Luminaires for Commercial and Industrial Buildings | Standard | FALSE | [9 empty] | 42261 |  |  | Yes |  | 3 | 6236 | 108.5 | 57.5 | 8.7 | 0.991 | 4000 | 82
P71G1RFK | Eaton (formerly Cooper Lighting) | Metalux | 4ILED-[All Mounting Arrangments]-LD4-7-N-WG-UNV-L840-[All Emergency Options]-[Drivers include CD & 5LTD]-1-[All Options]-[All Packaging] | Indoor Luminaires | High-Bay | Low-Bay Luminaires for Commercial and Industrial Buildings | Standard | FALSE | [9 empty] | 42261 |  |  | Yes |  | 3 | 6206 | 107.3 | 57.8 | 8.7 | 0.991 | 4000 | 82
PCGR3MTK | Eaton (formerly Cooper Lighting) | Metalux | 4ILED-[All Mounting Arrangments]-LD4-7-W-ASY-UNV-L840-[All Emergency Options]-[Drivers include CD & 5LTD]-1-[All Options]-[All Packaging] | Indoor Luminaires | High-Bay | Low-Bay Luminaires for Commercial and Industrial Buildings | Standard | FALSE | [9 empty] | 42261 |  |  | Yes |  | 3 | 5780 | 100.6 | 57.5 | 8.7 | 0.991 | 4000 | 82
PGAW5FUP | Eaton (formerly Cooper Lighting) | Metalux | 4ILED-[All Mounting Arrangments]-LD4-7-W-FL/UPL-UNV-L840-[All Emergency Options]-[Drivers include CD & 5LTD]-1-[All Options]-[All Packaging] | Indoor Luminaires | High-Bay | Low-Bay Luminaires for Commercial and Industrial Buildings | Standard | FALSE | [9 empty] | 42261 |  |  | Yes |  | 3 | 5702 | 99.8 | 57.2 | 8.7 | 0.991 | 4000 | 82
P99E828E | Eaton (formerly Cooper Lighting) | Metalux | 4ILED-[All Mounting Arrangments]-LD4-7-W-FL-UNV-L840-[All Emergency Options]-[Drivers include CD & 5LTD]-1-[All Options]-[All Packaging] | Indoor Luminaires | High-Bay | Low-Bay Luminaires for Commercial and Industrial Buildings | Standard | FALSE | [9 empty] | 42261 |  |  | Yes |  | 3 | 5521 | 96.1 | 57.4 | 8.7 | 0.991 | 4000 | 82
PJNBWG8Y | Eaton (formerly Cooper Lighting) | Metalux | 4ILED-[All Mounting Arrangments]-LD4-7-W-ASY/WG-UNV-L840-[All Emergency Options]-[Drivers include CD & 5LTD]-1-[All Options]-[All Packaging] | Indoor Luminaires | High-Bay | Low-Bay Luminaires for Commercial and Industrial Buildings | Standard | FALSE | [9 empty] | 42261 |  |  | Yes |  | 3 | 5490 | 95.5 | 57.5 | 8.7 | 0.991 | 4000 | 82
PDKRRKQQ | Eaton (formerly Cooper Lighting) | Metalux | 4ILED-[All Mounting Arrangments]-LD4-7-W-FL/UPL/WG-UNV-L840-[All Emergency Options]-[Drivers include CD & 5LTD]-1-[All Options]-[All Packaging] | Indoor Luminaires | High-Bay | Low-Bay Luminaires for Commercial and Industrial Buildings | Standard | FALSE | [9 empty] | 42261 |  |  | Yes |  | 3 | 5446 | 95.3 | 57.2 | 8.7 | 0.991 | 4000 | 82
PDHQ96GY | Eaton (formerly Cooper Lighting) | Metalux | 4ILED-[All Mounting Arrangments]-LD4-7-W-FL/WG-UNV-L840-[All Emergency Options]-[Drivers include CD & 5LTD]-1-[All Options]-[All Packaging] | Indoor Luminaires | High-Bay | Low-Bay Luminaires for Commercial and Industrial Buildings | Standard | FALSE | [9 empty] | 42261 |  |  | Yes |  | 3 | 5213 | 90.8 | 57.4 | 8.7 | 0.991 | 4000 | 82
P35JGN2G | Eaton (formerly Cooper Lighting) | Metalux | 8ILED-[All Mounting Arrangments]-LD4-32-W-[Blank]-UNV-L840-[All Emergency Options]-[Drivers include CD & 5LTD]-4-[All Options]-[All Packaging] | Indoor Luminaires | High-Bay | High-Bay Luminaires for Commercial and Industrial Buildings | Standard | FALSE | [9 empty] | 42261 |  |  | Yes |  | 3 | 32828 | 117.4 | 279.7 | 8.5 | 0.99 | 4000 | 82
PWEY8GE7 | Eaton (formerly Cooper Lighting) | Metalux | 8ILED-[All Mounting Arrangments]-LD4-32-W-WG-UNV-L840-[All Emergency Options]-[Drivers include CD & 5LTD]-4-[All Options]-[All Packaging] | Indoor Luminaires | High-Bay | High-Bay Luminaires for Commercial and Industrial Buildings | Standard | FALSE | [9 empty] | 42261 |  |  | Yes |  | 3 | 31070 | 111.1 | 279.7 | 8.5 | 0.99 | 4000 | 82
PSGKEFB2 | Eaton (formerly Cooper Lighting) | Metalux | 8ILED-[All Mounting Arrangments]-LD4-32-W-CL-UNV-L840-[All Emergency Options]-[Drivers include CD & 5LTD]-4-[All Options]-[All Packaging] | Indoor Luminaires | High-Bay | High-Bay Luminaires for Commercial and Industrial Buildings | Standard | FALSE | [9 empty] | 42261 |  |  | Yes |  | 3 | 30132 | 107.7 | 279.7 | 8.5 | 0.99 | 4000 | 82
PF9J7VTP | Eaton (formerly Cooper Lighting) | Metalux | 8ILED-[All Mounting Arrangments]-LD4-32-N-TWB-UNV-L840-[All Emergency Options]-[Drivers include CD & 5LTD]-4-[All Options]-[All Packaging] | Indoor Luminaires | High-Bay | High-Bay Luminaires for Commercial and Industrial Buildings | Standard | FALSE | [9 empty] | 42261 |  |  | Yes |  | 3 | 30130 | 107.7 | 279.7 | 8.5 | 0.99 | 4000 | 82
PMFU6KX5 | Eaton (formerly Cooper Lighting) | Metalux | 8ILED-[All Mounting Arrangments]-LD4-32-W-TWB-UNV-L840-[All Emergency Options]-[Drivers include CD & 5LTD]-4-[All Options]-[All Packaging] | Indoor Luminaires | High-Bay | High-Bay Luminaires for Commercial and Industrial Buildings | Standard | FALSE | [9 empty] | 42261 |  |  | Yes |  | 3 | 30015 | 107.3 | 279.7 | 8.5 | 0.99 | 4000 | 82
PK45CAZN | Eaton (formerly Cooper Lighting) | Metalux | 8ILED-[All Mounting Arrangments]-LD4-32-N-[Blank]-UNV-L840-[All Emergency Options]-[Drivers include CD & 5LTD]-4-[All Options]-[All Packaging] | Indoor Luminaires | High-Bay | High-Bay Luminaires for Commercial and Industrial Buildings | Standard | FALSE | [9 empty] | 42261 |  |  | Yes |  | 3 | 29741 | 106.3 | 279.7 | 8.5 | 0.99 | 4000 | 82
P65GUDKX | Eaton (formerly Cooper Lighting) | Metalux | 8ILED-[All Mounting Arrangments]-LD4-32-W-CL/WG-UNV-L840-[All Emergency Options]-[Drivers include CD & 5LTD]-4-[All Options]-[All Packaging] | Indoor Luminaires | High-Bay | High-Bay Luminaires for Commercial and Industrial Buildings | Standard | FALSE | [9 empty] | 42261 |  |  | Yes |  | 3 | 28533 | 102 | 279.7 | 8.5 | 0.99 | 4000 | 82
PWRMYWZ6 | Eaton (formerly Cooper Lighting) | Metalux | 8ILED-[All Mounting Arrangments]-LD4-32-W-TWB/WG-UNV-L840-[All Emergency Options]-[Drivers include CD & 5LTD]-4-[All Options]-[All Packaging] | Indoor Luminaires | High-Bay | High-Bay Luminaires for Commercial and Industrial Buildings | Standard | FALSE | [9 empty] | 42261 |  |  | Yes |  | 3 | 28388 | 101.5 | 279.7 | 8.5 | 0.99 | 4000 | 82
P6H6R2BR | Eaton (formerly Cooper Lighting) | Metalux | 8ILED-[All Mounting Arrangments]-LD4-32-N-TWB/WG-UNV-L840-[All Emergency Options]-[Drivers include CD & 5LTD]-4-[All Options]-[All Packaging] | Indoor Luminaires | High-Bay | High-Bay Luminaires for Commercial and Industrial Buildings | Standard | FALSE | [9 empty] | 42261 |  |  | Yes |  | 3 | 28254 | 101 | 279.7 | 8.5 | 0.99 | 4000 | 82
PGPMKMTC | Eaton (formerly Cooper Lighting) | Metalux | 8ILED-[All Mounting Arrangments]-LD4-32-N-WG-UNV-L840-[All Emergency Options]-[Drivers include CD & 5LTD]-4-[All Options]-[All Packaging] | Indoor Luminaires | High-Bay | High-Bay Luminaires for Commercial and Industrial Buildings | Standard | FALSE | [9 empty] | 42261 |  |  | Yes |  | 3 | 28117 | 100.5 | 279.7 | 8.5 | 0.99 | 4000 | 82
PK14Q75P | Eaton (formerly Cooper Lighting) | Metalux | 8ILED-[All Mounting Arrangments]-LD4-32-W-ASY-UNV-L840-[All Emergency Options]-[Drivers include CD & 5LTD]-4-[All Options]-[All Packaging] | Indoor Luminaires | High-Bay | High-Bay Luminaires for Commercial and Industrial Buildings | Standard | FALSE | [9 empty] | 42261 |  |  | Yes |  | 3 | 26186 | 93.6 | 279.7 | 8.5 | 0.99 | 4000 | 82
PXT73EVW | Eaton (formerly Cooper Lighting) | Metalux | 8ILED-[All Mounting Arrangments]-LD4-32-W-FL/UPL-UNV-L840-[All Emergency Options]-[Drivers include CD & 5LTD]-4-[All Options]-[All Packaging] | Indoor Luminaires | High-Bay | High-Bay Luminaires for Commercial and Industrial Buildings | Standard | FALSE | [9 empty] | 42261 |  |  | Yes |  | 3 | 25833 | 92.4 | 279.7 | 8.5 | 0.99 | 4000 | 82
P8DB6SCH | Eaton (formerly Cooper Lighting) | Metalux | 8ILED-[All Mounting Arrangments]-LD4-32-W-FL-UNV-L840-[All Emergency Options]-[Drivers include CD & 5LTD]-4-[All Options]-[All Packaging] | Indoor Luminaires | High-Bay | High-Bay Luminaires for Commercial and Industrial Buildings | Standard | FALSE | [9 empty] | 42261 |  |  | Yes |  | 3 | 25013 | 89.4 | 279.7 | 8.5 | 0.99 | 4000 | 82
PMCWC1EV | Eaton (formerly Cooper Lighting) | Metalux | 8ILED-[All Mounting Arrangments]-LD4-32-W-ASY/WG-UNV-L840-[All Emergency Options]-[Drivers include CD & 5LTD]-4-[All Options]-[All Packaging] | Indoor Luminaires | High-Bay | High-Bay Luminaires for Commercial and Industrial Buildings | Standard | FALSE | [9 empty] | 42261 |  |  | Yes |  | 3 | 24872 | 88.9 | 279.7 | 8.5 | 0.99 | 4000 | 82
PJGCJFYT | Eaton (formerly Cooper Lighting) | Metalux | 8ILED-[All Mounting Arrangments]-LD4-32-W-FL/UPL/WG-UNV-L840-[All Emergency Options]-[Drivers include CD & 5LTD]-4-[All Options]-[All Packaging] | Indoor Luminaires | High-Bay | High-Bay Luminaires for Commercial and Industrial Buildings | Standard | FALSE | [9 empty] | 42261 |  |  | Yes |  | 3 | 24673 | 88.2 | 279.7 | 8.5 | 0.99 | 4000 | 82
PR52DW11 | Eaton (formerly Cooper Lighting) | Metalux | 8ILED-[All Mounting Arrangments]-LD4-32-W-FL/WG-UNV-L840-[All Emergency Options]-[Drivers include CD & 5LTD]-4-[All Options]-[All Packaging] | Indoor Luminaires | High-Bay | High-Bay Luminaires for Commercial and Industrial Buildings | Standard | FALSE | [9 empty] | 42261 |  |  | Yes |  | 3 | 23617 | 84.4 | 279.7 | 8.5 | 0.99 | 4000 | 82
P3KETVYY | Eaton (formerly Cooper Lighting) | Metalux | 4ILED-[All Mounting Arrangments]-LD4-16-W-[Blank]-UNV-L840-[All Emergency Options]-[Drivers include CD & 5LTD]-2-[All Options]-[All Packaging] | Indoor Luminaires | High-Bay | High-Bay Luminaires for Commercial and Industrial Buildings | Standard | FALSE | [9 empty] | 42261 |  |  | Yes |  | 3 | 16414 | 117.4 | 139.8 | 8.5 | 0.99 | 4000 | 82
PJRKMD3Q | Eaton (formerly Cooper Lighting) | Metalux | 4ILED-[All Mounting Arrangments]-LD4-16-W-WG-UNV-L840-[All Emergency Options]-[Drivers include CD & 5LTD]-2-[All Options]-[All Packaging] | Indoor Luminaires | High-Bay | High-Bay Luminaires for Commercial and Industrial Buildings | Standard | FALSE | [9 empty] | 42261 |  |  | Yes |  | 3 | 15535 | 111.1 | 139.8 | 8.5 | 0.99 | 4000 | 82
PG7BH1KY | Eaton (formerly Cooper Lighting) | Metalux | 4ILED-[All Mounting Arrangments]-LD4-16-W-CL-UNV-L840-[All Emergency Options]-[Drivers include CD & 5LTD]-2-[All Options]-[All Packaging] | Indoor Luminaires | High-Bay | High-Bay Luminaires for Commercial and Industrial Buildings | Standard | FALSE | [9 empty] | 42261 |  |  | Yes |  | 3 | 15066 | 107.7 | 139.8 | 8.5 | 0.99 | 4000 | 82
PAVJAGTD | Eaton (formerly Cooper Lighting) | Metalux | 4ILED-[All Mounting Arrangments]-LD4-16-N-TWB-UNV-L840-[All Emergency Options]-[Drivers include CD & 5LTD]-2-[All Options]-[All Packaging] | Indoor Luminaires | High-Bay | High-Bay Luminaires for Commercial and Industrial Buildings | Standard | FALSE | [9 empty] | 42261 |  |  | Yes |  | 3 | 15065 | 107.7 | 139.8 | 8.5 | 0.99 | 4000 | 82
PXMYAZE6 | Eaton (formerly Cooper Lighting) | Metalux | 4ILED-[All Mounting Arrangments]-LD4-16-W-TWB-UNV-L840-[All Emergency Options]-[Drivers include CD & 5LTD]-2-[All Options]-[All Packaging] | Indoor Luminaires | High-Bay | High-Bay Luminaires for Commercial and Industrial Buildings | Standard | FALSE | [9 empty] | 42261 |  |  | Yes |  | 3 | 15007 | 107.3 | 139.8 | 8.5 | 0.99 | 4000 | 82
P4P73917 | Eaton (formerly Cooper Lighting) | Metalux | 4ILED-[All Mounting Arrangments]-LD4-16-N-[Blank]-UNV-L840-[All Emergency Options]-[Drivers include CD & 5LTD]-2-[All Options]-[All Packaging] | Indoor Luminaires | High-Bay | High-Bay Luminaires for Commercial and Industrial Buildings | Standard | FALSE | [9 empty] | 42261 |  |  | Yes |  | 3 | 14870 | 106.3 | 139.8 | 8.5 | 0.99 | 4000 | 82
PSNJWWSX | Eaton (formerly Cooper Lighting) | Metalux | 4ILED-[All Mounting Arrangments]-LD4-16-W-CL/WG-UNV-L840-[All Emergency Options]-[Drivers include CD & 5LTD]-2-[All Options]-[All Packaging] | Indoor Luminaires | High-Bay | High-Bay Luminaires for Commercial and Industrial Buildings | Standard | FALSE | [9 empty] | 42261 |  |  | Yes |  | 3 | 14267 | 102 | 139.8 | 8.5 | 0.99 | 4000 | 82
P11UDTB9 | Eaton (formerly Cooper Lighting) | Metalux | 4ILED-[All Mounting Arrangments]-LD4-16-W-TWB/WG-UNV-L840-[All Emergency Options]-[Drivers include CD & 5LTD]-2-[All Options]-[All Packaging] | Indoor Luminaires | High-Bay | High-Bay Luminaires for Commercial and Industrial Buildings | Standard | FALSE | [9 empty] | 42261 |  |  | Yes |  | 3 | 14194 | 101.5 | 139.8 | 8.5 | 0.99 | 4000 | 82
PKUNVPMZ | Eaton (formerly Cooper Lighting) | Metalux | 4ILED-[All Mounting Arrangments]-LD4-16-N-TWB/WG-UNV-L840-[All Emergency Options]-[Drivers include CD & 5LTD]-2-[All Options]-[All Packaging] | Indoor Luminaires | High-Bay | High-Bay Luminaires for Commercial and Industrial Buildings | Standard | FALSE | [9 empty] | 42261 |  |  | Yes |  | 3 | 14127 | 101 | 139.8 | 8.5 | 0.99 | 4000 | 82
P3MCWPG9 | Eaton (formerly Cooper Lighting) | Metalux | 4ILED-[All Mounting Arrangments]-LD4-16-N-WG-UNV-L840-[All Emergency Options]-[Drivers include CD & 5LTD]-2-[All Options]-[All Packaging] | Indoor Luminaires | High-Bay | High-Bay Luminaires for Commercial and Industrial Buildings | Standard | FALSE | [9 empty] | 42261 |  |  | Yes |  | 3 | 14059 | 100.5 | 139.8 | 8.5 | 0.99 | 4000 | 82
PECHTCFG | Eaton (formerly Cooper Lighting) | Metalux | 4ILED-[All Mounting Arrangments]-LD4-16-W-ASY-UNV-L840-[All Emergency Options]-[Drivers include CD & 5LTD]-2-[All Options]-[All Packaging] | Indoor Luminaires | High-Bay | High-Bay Luminaires for Commercial and Industrial Buildings | Standard | FALSE | [9 empty] | 42261 |  |  | Yes |  | 3 | 13093 | 93.6 | 139.8 | 8.5 | 0.99 | 4000 | 82
PJ935AF9 | Eaton (formerly Cooper Lighting) | Metalux | 4ILED-[All Mounting Arrangments]-LD4-16-W-FL/UPL-UNV-L840-[All Emergency Options]-[Drivers include CD & 5LTD]-2-[All Options]-[All Packaging] | Indoor Luminaires | High-Bay | High-Bay Luminaires for Commercial and Industrial Buildings | Standard | FALSE | [9 empty] | 42261 |  |  | Yes |  | 3 | 12916 | 92.4 | 139.8 | 8.5 | 0.99 | 4000 | 82
PEXKQYTQ | Eaton (formerly Cooper Lighting) | Metalux | 4ILED-[All Mounting Arrangments]-LD4-16-W-FL-UNV-L840-[All Emergency Options]-[Drivers include CD & 5LTD]-2-[All Options]-[All Packaging] | Indoor Luminaires | High-Bay | High-Bay Luminaires for Commercial and Industrial Buildings | Standard | FALSE | [9 empty] | 42261 |  |  | Yes |  | 3 | 12506 | 89.4 | 139.8 | 8.5 | 0.99 | 4000 | 82
PU3XD4BS | Eaton (formerly Cooper Lighting) | Metalux | 4ILED-[All Mounting Arrangments]-LD4-16-W-ASY/WG-UNV-L840-[All Emergency Options]-[Drivers include CD & 5LTD]-2-[All Options]-[All Packaging] | Indoor Luminaires | High-Bay | High-Bay Luminaires for Commercial and Industrial Buildings | Standard | FALSE | [9 empty] | 42261 |  |  | Yes |  | 3 | 12436 | 88.9 | 139.8 | 8.5 | 0.99 | 4000 | 82
PWZ5VA3U | Eaton (formerly Cooper Lighting) | Metalux | 4ILED-[All Mounting Arrangments]-LD4-16-W-FL/UPL/WG-UNV-L840-[All Emergency Options]-[Drivers include CD & 5LTD]-2-[All Options]-[All Packaging] | Indoor Luminaires | High-Bay | High-Bay Luminaires for Commercial and Industrial Buildings | Standard | FALSE | [9 empty] | 42261 |  |  | Yes |  | 3 | 12337 | 88.2 | 139.8 | 8.5 | 0.99 | 4000 | 82
PD5NWBA7 | Eaton (formerly Cooper Lighting) | Metalux | 4ILED-[All Mounting Arrangments]-LD4-16-W-FL/WG-UNV-L840-[All Emergency Options]-[Drivers include CD & 5LTD]-2-[All Options]-[All Packaging] | Indoor Luminaires | High-Bay | High-Bay Luminaires for Commercial and Industrial Buildings | Standard | FALSE | [9 empty] | 42261 |  |  | Yes |  | 3 | 11809 | 84.4 | 139.8 | 8.5 | 0.99 | 4000 | 82
PMVYMEJY | Eaton (formerly Cooper Lighting) | Metalux | 8ILED-[All Mounting Arrangments]-LD4-18-W-[Blank]-UNV-L840-[All Emergency Options]-[Drivers include CD & 5LTD]-2-[All Options]-[All Packaging] | Indoor Luminaires | High-Bay | High-Bay Luminaires for Commercial and Industrial Buildings | Standard | FALSE | [9 empty] | 42261 |  |  | Yes |  | 3 | 18184 | 127 | 143.2 | 8.4 | 0.991 | 4000 | 82
PG3MM446 | Eaton (formerly Cooper Lighting) | Metalux | 8ILED-[All Mounting Arrangments]-LD4-18-W-WG-UNV-L840-[All Emergency Options]-[Drivers include CD & 5LTD]-2-[All Options]-[All Packaging] | Indoor Luminaires | High-Bay | High-Bay Luminaires for Commercial and Industrial Buildings | Standard | FALSE | [9 empty] | 42261 |  |  | Yes |  | 3 | 17210 | 120.2 | 143.2 | 8.4 | 0.991 | 4000 | 82
PZNCQU8T | Eaton (formerly Cooper Lighting) | Metalux | 8ILED-[All Mounting Arrangments]-LD4-18-W-CL-UNV-L840-[All Emergency Options]-[Drivers include CD & 5LTD]-2-[All Options]-[All Packaging] | Indoor Luminaires | High-Bay | High-Bay Luminaires for Commercial and Industrial Buildings | Standard | FALSE | [9 empty] | 42261 |  |  | Yes |  | 3 | 16691 | 116.5 | 143.2 | 8.4 | 0.991 | 4000 | 82
PS6JG6T5 | Eaton (formerly Cooper Lighting) | Metalux | 8ILED-[All Mounting Arrangments]-LD4-18-N-TWB-UNV-L840-[All Emergency Options]-[Drivers include CD & 5LTD]-2-[All Options]-[All Packaging] | Indoor Luminaires | High-Bay | High-Bay Luminaires for Commercial and Industrial Buildings | Standard | FALSE | [9 empty] | 42261 |  |  | Yes |  | 3 | 16688 | 116.5 | 143.2 | 8.4 | 0.991 | 4000 | 82
P8X6PFPT | Eaton (formerly Cooper Lighting) | Metalux | 8ILED-[All Mounting Arrangments]-LD4-18-W-TWB-UNV-L840-[All Emergency Options]-[Drivers include CD & 5LTD]-2-[All Options]-[All Packaging] | Indoor Luminaires | High-Bay | High-Bay Luminaires for Commercial and Industrial Buildings | Standard | FALSE | [9 empty] | 42261 |  |  | Yes |  | 3 | 16626 | 116.1 | 143.2 | 8.4 | 0.991 | 4000 | 82
PRVXMRZZ | Eaton (formerly Cooper Lighting) | Metalux | 8ILED-[All Mounting Arrangments]-LD4-18-N-[Blank]-UNV-L840-[All Emergency Options]-[Drivers include CD & 5LTD]-2-[All Options]-[All Packaging] | Indoor Luminaires | High-Bay | High-Bay Luminaires for Commercial and Industrial Buildings | Standard | FALSE | [9 empty] | 42261 |  |  | Yes |  | 3 | 16474 | 115 | 143.2 | 8.4 | 0.991 | 4000 | 82
PMRSK1S6 | Eaton (formerly Cooper Lighting) | Metalux | 8ILED-[All Mounting Arrangments]-LD4-18-W-CL/WG-UNV-L840-[All Emergency Options]-[Drivers include CD & 5LTD]-2-[All Options]-[All Packaging] | Indoor Luminaires | High-Bay | High-Bay Luminaires for Commercial and Industrial Buildings | Standard | FALSE | [9 empty] | 42261 |  |  | Yes |  | 3 | 15805 | 110.3 | 143.2 | 8.4 | 0.991 | 4000 | 82
PXBEU5RA | Eaton (formerly Cooper Lighting) | Metalux | 8ILED-[All Mounting Arrangments]-LD4-18-W-TWB/WG-UNV-L840-[All Emergency Options]-[Drivers include CD & 5LTD]-2-[All Options]-[All Packaging] | Indoor Luminaires | High-Bay | High-Bay Luminaires for Commercial and Industrial Buildings | Standard | FALSE | [9 empty] | 42261 |  |  | Yes |  | 3 | 15725 | 109.8 | 143.2 | 8.4 | 0.991 | 4000 | 82
PJUQP9EM | Eaton (formerly Cooper Lighting) | Metalux | 8ILED-[All Mounting Arrangments]-LD4-18-N-TWB/WG-UNV-L840-[All Emergency Options]-[Drivers include CD & 5LTD]-2-[All Options]-[All Packaging] | Indoor Luminaires | High-Bay | High-Bay Luminaires for Commercial and Industrial Buildings | Standard | FALSE | [9 empty] | 42261 |  |  | Yes |  | 3 | 15650 | 109.3 | 143.2 | 8.4 | 0.991 | 4000 | 82
PFC72VGD | Eaton (formerly Cooper Lighting) | Metalux | 8ILED-[All Mounting Arrangments]-LD4-18-N-WG-UNV-L840-[All Emergency Options]-[Drivers include CD & 5LTD]-2-[All Options]-[All Packaging] | Indoor Luminaires | High-Bay | High-Bay Luminaires for Commercial and Industrial Buildings | Standard | FALSE | [9 empty] | 42261 |  |  | Yes |  | 3 | 15575 | 108.7 | 143.2 | 8.4 | 0.991 | 4000 | 82
PAKST6AY | Eaton (formerly Cooper Lighting) | Metalux | 8ILED-[All Mounting Arrangments]-LD4-18-W-ASY-UNV-L840-[All Emergency Options]-[Drivers include CD & 5LTD]-2-[All Options]-[All Packaging] | Indoor Luminaires | High-Bay | High-Bay Luminaires for Commercial and Industrial Buildings | Standard | FALSE | [9 empty] | 42261 |  |  | Yes |  | 3 | 14505 | 101.3 | 143.2 | 8.4 | 0.991 | 4000 | 82
P6V25R1E | Eaton (formerly Cooper Lighting) | Metalux | 8ILED-[All Mounting Arrangments]-LD4-18-W-FL/UPL-UNV-L840-[All Emergency Options]-[Drivers include CD & 5LTD]-2-[All Options]-[All Packaging] | Indoor Luminaires | High-Bay | High-Bay Luminaires for Commercial and Industrial Buildings | Standard | FALSE | [9 empty] | 42261 |  |  | Yes |  | 3 | 14309 | 99.9 | 143.2 | 8.4 | 0.991 | 4000 | 82
P4M8GDYZ | Eaton (formerly Cooper Lighting) | Metalux | 8ILED-[All Mounting Arrangments]-LD4-18-W-FL-UNV-L840-[All Emergency Options]-[Drivers include CD & 5LTD]-2-[All Options]-[All Packaging] | Indoor Luminaires | High-Bay | High-Bay Luminaires for Commercial and Industrial Buildings | Standard | FALSE | [9 empty] | 42261 |  |  | Yes |  | 3 | 13855 | 96.7 | 143.2 | 8.4 | 0.991 | 4000 | 82
PW4NYKRD | Eaton (formerly Cooper Lighting) | Metalux | 8ILED-[All Mounting Arrangments]-LD4-18-W-ASY/WG-UNV-L840-[All Emergency Options]-[Drivers include CD & 5LTD]-2-[All Options]-[All Packaging] | Indoor Luminaires | High-Bay | High-Bay Luminaires for Commercial and Industrial Buildings | Standard | FALSE | [9 empty] | 42261 |  |  | Yes |  | 3 | 13777 | 96.2 | 143.2 | 8.4 | 0.991 | 4000 | 82
PBHPVCHM | Eaton (formerly Cooper Lighting) | Metalux | 8ILED-[All Mounting Arrangments]-LD4-18-W-FL/UPL/WG-UNV-L840-[All Emergency Options]-[Drivers include CD & 5LTD]-2-[All Options]-[All Packaging] | Indoor Luminaires | High-Bay | High-Bay Luminaires for Commercial and Industrial Buildings | Standard | FALSE | [9 empty] | 42261 |  |  | Yes |  | 3 | 13667 | 95.4 | 143.2 | 8.4 | 0.991 | 4000 | 82
PBKCCQ6X | Eaton (formerly Cooper Lighting) | Metalux | 8ILED-[All Mounting Arrangments]-LD4-18-W-FL/WG-UNV-L840-[All Emergency Options]-[Drivers include CD & 5LTD]-2-[All Options]-[All Packaging] | Indoor Luminaires | High-Bay | High-Bay Luminaires for Commercial and Industrial Buildings | Standard | FALSE | [9 empty] | 42261 |  |  | Yes |  | 3 | 13082 | 91.3 | 143.2 | 8.4 | 0.991 | 4000 | 82
P92QQV81 | Eaton (formerly Cooper Lighting) | Metalux | 8ILED-[All Mounting Arrangments]-LD4-22-W-[Blank]-UNV-L840-[All Emergency Options]-CD-2-[All Options]-[All Packaging] | Indoor Luminaires | High-Bay | High-Bay Luminaires for Commercial and Industrial Buildings | Standard | FALSE | [9 empty] | 42261 |  |  | Yes |  | 3 | 22896 | 112.8 | 202.9 | 6.8 | 0.987 | 4000 | 82
PEBQCP9B | Eaton (formerly Cooper Lighting) | Metalux | 8ILED-[All Mounting Arrangments]-LD4-22-W-WG-UNV-L840-[All Emergency Options]-CD-2-[All Options]-[All Packaging] | Indoor Luminaires | High-Bay | High-Bay Luminaires for Commercial and Industrial Buildings | Standard | FALSE | [9 empty] | 42261 |  |  | Yes |  | 3 | 21670 | 106.8 | 202.9 | 6.8 | 0.987 | 4000 | 82
PP3VXZCQ | Eaton (formerly Cooper Lighting) | Metalux | 8ILED-[All Mounting Arrangments]-LD4-22-W-CL-UNV-L840-[All Emergency Options]-CD-2-[All Options]-[All Packaging] | Indoor Luminaires | High-Bay | High-Bay Luminaires for Commercial and Industrial Buildings | Standard | FALSE | [9 empty] | 42261 |  |  | Yes |  | 3 | 21016 | 103.6 | 202.9 | 6.8 | 0.987 | 4000 | 82
PF88SJMS | Eaton (formerly Cooper Lighting) | Metalux | 8ILED-[All Mounting Arrangments]-LD4-22-N-TWB-UNV-L840-[All Emergency Options]-CD-2-[All Options]-[All Packaging] | Indoor Luminaires | High-Bay | High-Bay Luminaires for Commercial and Industrial Buildings | Standard | FALSE | [9 empty] | 42261 |  |  | Yes |  | 3 | 21014 | 103.6 | 202.9 | 6.8 | 0.987 | 4000 | 82
PP2D258K | Eaton (formerly Cooper Lighting) | Metalux | 8ILED-[All Mounting Arrangments]-LD4-22-W-TWB-UNV-L840-[All Emergency Options]-CD-2-[All Options]-[All Packaging] | Indoor Luminaires | High-Bay | High-Bay Luminaires for Commercial and Industrial Buildings | Standard | FALSE | [9 empty] | 42261 |  |  | Yes |  | 3 | 20934 | 103.2 | 202.9 | 6.8 | 0.987 | 4000 | 82
PHQF8T9A | Eaton (formerly Cooper Lighting) | Metalux | 8ILED-[All Mounting Arrangments]-LD4-22-N-[Blank]-UNV-L840-[All Emergency Options]-CD-2-[All Options]-[All Packaging] | Indoor Luminaires | High-Bay | High-Bay Luminaires for Commercial and Industrial Buildings | Standard | FALSE | [9 empty] | 42261 |  |  | Yes |  | 3 | 20743 | 102.2 | 202.9 | 6.8 | 0.987 | 4000 | 82
PGJ36JH8 | Eaton (formerly Cooper Lighting) | Metalux | 8ILED-[All Mounting Arrangments]-LD4-22-W-CL/WG-UNV-L840-[All Emergency Options]-CD-2-[All Options]-[All Packaging] | Indoor Luminaires | High-Bay | High-Bay Luminaires for Commercial and Industrial Buildings | Standard | FALSE | [9 empty] | 42261 |  |  | Yes |  | 3 | 19900 | 98.1 | 202.9 | 6.8 | 0.987 | 4000 | 82
P5R4HAXV | Eaton (formerly Cooper Lighting) | Metalux | 8ILED-[All Mounting Arrangments]-LD4-22-W-TWB/WG-UNV-L840-[All Emergency Options]-CD-2-[All Options]-[All Packaging] | Indoor Luminaires | High-Bay | High-Bay Luminaires for Commercial and Industrial Buildings | Standard | FALSE | [9 empty] | 42261 |  |  | Yes |  | 3 | 19799 | 97.6 | 202.9 | 6.8 | 0.987 | 4000 | 82
PW14H7C8 | Eaton (formerly Cooper Lighting) | Metalux | 8ILED-[All Mounting Arrangments]-LD4-22-N-TWB/WG-UNV-L840-[All Emergency Options]-CD-2-[All Options]-[All Packaging] | Indoor Luminaires | High-Bay | High-Bay Luminaires for Commercial and Industrial Buildings | Standard | FALSE | [9 empty] | 42261 |  |  | Yes |  | 3 | 19706 | 97.1 | 202.9 | 6.8 | 0.987 | 4000 | 82
P2KDM5A2 | Eaton (formerly Cooper Lighting) | Metalux | 8ILED-[All Mounting Arrangments]-LD4-22-N-WG-UNV-L840-[All Emergency Options]-CD-2-[All Options]-[All Packaging] | Indoor Luminaires | High-Bay | High-Bay Luminaires for Commercial and Industrial Buildings | Standard | FALSE | [9 empty] | 42261 |  |  | Yes |  | 3 | 19610 | 96.6 | 202.9 | 6.8 | 0.987 | 4000 | 82
PSRHPXWS | Eaton (formerly Cooper Lighting) | Metalux | 8ILED-[All Mounting Arrangments]-LD4-22-W-ASY-UNV-L840-[All Emergency Options]-CD-2-[All Options]-[All Packaging] | Indoor Luminaires | High-Bay | High-Bay Luminaires for Commercial and Industrial Buildings | Standard | FALSE | [9 empty] | 42261 |  |  | Yes |  | 3 | 18264 | 90 | 202.9 | 6.8 | 0.987 | 4000 | 82
PH4ZQPAC | Eaton (formerly Cooper Lighting) | Metalux | 8ILED-[All Mounting Arrangments]-LD4-22-W-FL/UPL-UNV-L840-[All Emergency Options]-CD-2-[All Options]-[All Packaging] | Indoor Luminaires | High-Bay | High-Bay Luminaires for Commercial and Industrial Buildings | Standard | FALSE | [9 empty] | 42261 |  |  | Yes |  | 3 | 18017 | 88.8 | 202.9 | 6.8 | 0.987 | 4000 | 82
PJMMTB13 | Eaton (formerly Cooper Lighting) | Metalux | 8ILED-[All Mounting Arrangments]-LD4-22-W-FL-UNV-L840-[All Emergency Options]-CD-2-[All Options]-[All Packaging] | Indoor Luminaires | High-Bay | High-Bay Luminaires for Commercial and Industrial Buildings | Standard | FALSE | [9 empty] | 42261 |  |  | Yes |  | 3 | 17445 | 86 | 202.9 | 6.8 | 0.987 | 4000 | 82
PU31R4SW | Eaton (formerly Cooper Lighting) | Metalux | 8ILED-[All Mounting Arrangments]-LD4-22-W-ASY/WG-UNV-L840-[All Emergency Options]-CD-2-[All Options]-[All Packaging] | Indoor Luminaires | High-Bay | High-Bay Luminaires for Commercial and Industrial Buildings | Standard | FALSE | [9 empty] | 42261 |  |  | Yes |  | 3 | 17347 | 85.5 | 202.9 | 6.8 | 0.987 | 4000 | 82
P349TA5F | Eaton (formerly Cooper Lighting) | Metalux | 8ILED-[All Mounting Arrangments]-LD4-22-W-FL/UPL/WG-UNV-L840-[All Emergency Options]-CD-2-[All Options]-[All Packaging] | Indoor Luminaires | High-Bay | High-Bay Luminaires for Commercial and Industrial Buildings | Standard | FALSE | [9 empty] | 42261 |  |  | Yes |  | 3 | 17208 | 84.8 | 202.9 | 6.8 | 0.987 | 4000 | 82
PEGFVB13 | Eaton (formerly Cooper Lighting) | Metalux | 4ILED-[All Mounting Arrangments]-LD4-11-W-[Blank]-UNV-L840-[All Emergency Options]-CD-1-[All Options]-[All Packaging] | Indoor Luminaires | High-Bay | High-Bay Luminaires for Commercial and Industrial Buildings | Standard | FALSE | [9 empty] | 42261 |  |  | Yes |  | 3 | 11448 | 112.8 | 101.5 | 6.8 | 0.987 | 4000 | 82
PR72YWNP | Eaton (formerly Cooper Lighting) | Metalux | 4ILED-[All Mounting Arrangments]-LD4-11-W-WG-UNV-L840-[All Emergency Options]-CD-1-[All Options]-[All Packaging] | Indoor Luminaires | High-Bay | High-Bay Luminaires for Commercial and Industrial Buildings | Standard | FALSE | [9 empty] | 42261 |  |  | Yes |  | 3 | 10835 | 106.8 | 101.5 | 6.8 | 0.987 | 4000 | 82
PMCYY1K1 | Eaton (formerly Cooper Lighting) | Metalux | 4ILED-[All Mounting Arrangments]-LD4-11-W-CL-UNV-L840-[All Emergency Options]-CD-1-[All Options]-[All Packaging] | Indoor Luminaires | High-Bay | High-Bay Luminaires for Commercial and Industrial Buildings | Standard | FALSE | [9 empty] | 42261 |  |  | Yes |  | 3 | 10508 | 103.6 | 101.5 | 6.8 | 0.987 | 4000 | 82
P1DZACFA | Eaton (formerly Cooper Lighting) | Metalux | 4ILED-[All Mounting Arrangments]-LD4-11-N-TWB-UNV-L840-[All Emergency Options]-CD-1-[All Options]-[All Packaging] | Indoor Luminaires | High-Bay | High-Bay Luminaires for Commercial and Industrial Buildings | Standard | FALSE | [9 empty] | 42261 |  |  | Yes |  | 3 | 10507 | 103.6 | 101.5 | 6.8 | 0.987 | 4000 | 82
PSJAKDXV | Eaton (formerly Cooper Lighting) | Metalux | 4ILED-[All Mounting Arrangments]-LD4-11-W-TWB-UNV-L840-[All Emergency Options]-CD-1-[All Options]-[All Packaging] | Indoor Luminaires | High-Bay | High-Bay Luminaires for Commercial and Industrial Buildings | Standard | FALSE | [9 empty] | 42261 |  |  | Yes |  | 3 | 10467 | 103.2 | 101.5 | 6.8 | 0.987 | 4000 | 82
PFCTNB3Y | Eaton (formerly Cooper Lighting) | Metalux | 4ILED-[All Mounting Arrangments]-LD4-11-N-[Blank]-UNV-L840-[All Emergency Options]-CD-1-[All Options]-[All Packaging] | Indoor Luminaires | High-Bay | High-Bay Luminaires for Commercial and Industrial Buildings | Standard | FALSE | [9 empty] | 42261 |  |  | Yes |  | 3 | 10371 | 102.2 | 101.5 | 6.8 | 0.987 | 4000 | 82
PY959Y54 | Eaton (formerly Cooper Lighting) | Metalux | 4ILED-[All Mounting Arrangments]-LD4-11-W-CL/WG-UNV-L840-[All Emergency Options]-CD-1-[All Options]-[All Packaging] | Indoor Luminaires | High-Bay | High-Bay Luminaires for Commercial and Industrial Buildings | Standard | FALSE | [9 empty] | 42261 |  |  | Yes |  | 3 | 9950 | 98.1 | 101.5 | 6.8 | 0.987 | 4000 | 82
PSWZBEVZ | Eaton (formerly Cooper Lighting) | Metalux | 4ILED-[All Mounting Arrangments]-LD4-11-W-TWB/WG-UNV-L840-[All Emergency Options]-CD-1-[All Options]-[All Packaging] | Indoor Luminaires | High-Bay | High-Bay Luminaires for Commercial and Industrial Buildings | Standard | FALSE | [9 empty] | 42261 |  |  | Yes |  | 3 | 9900 | 97.6 | 101.5 | 6.8 | 0.987 | 4000 | 82
PTQZDGRB | Eaton (formerly Cooper Lighting) | Metalux | 4ILED-[All Mounting Arrangments]-LD4-11-N-TWB/WG-UNV-L840-[All Emergency Options]-CD-1-[All Options]-[All Packaging] | Indoor Luminaires | High-Bay | Low-Bay Luminaires for Commercial and Industrial Buildings | Standard | FALSE | [9 empty] | 42261 |  |  | Yes |  | 3 | 9853 | 97.1 | 101.5 | 6.8 | 0.987 | 4000 | 82
P2FUJPYC | Eaton (formerly Cooper Lighting) | Metalux | 4ILED-[All Mounting Arrangments]-LD4-9-W-[Blank]-UNV-L840-[All Emergency Options]-[Drivers include CD & 5LTD]-1-[All Options]-[All Packaging] | Indoor Luminaires | High-Bay | Low-Bay Luminaires for Commercial and Industrial Buildings | Standard | FALSE | [9 empty] | 42261 |  |  | Yes |  | 3 | 9092 | 125.7 | 72.3 | 5.1 | 0.996 | 4000 | 82
PTXGSJ3M | Eaton (formerly Cooper Lighting) | Metalux | 4ILED-[All Mounting Arrangments]-LD4-9-W-WG-UNV-L840-[All Emergency Options]-[Drivers include CD & 5LTD]-1-[All Options]-[All Packaging] | Indoor Luminaires | High-Bay | Low-Bay Luminaires for Commercial and Industrial Buildings | Standard | FALSE | [9 empty] | 42261 |  |  | Yes |  | 3 | 8605 | 118.9 | 72.3 | 5.1 | 0.996 | 4000 | 82
P8UUJMAG | Eaton (formerly Cooper Lighting) | Metalux | 4ILED-[All Mounting Arrangments]-LD4-9-W-CL-UNV-L840-[All Emergency Options]-[Drivers include CD & 5LTD]-1-[All Options]-[All Packaging] | Indoor Luminaires | High-Bay | Low-Bay Luminaires for Commercial and Industrial Buildings | Standard | FALSE | [9 empty] | 42261 |  |  | Yes |  | 3 | 8345 | 115.4 | 72.3 | 5.1 | 0.996 | 4000 | 82
P2TCD1UT | Eaton (formerly Cooper Lighting) | Metalux | 4ILED-[All Mounting Arrangments]-LD4-9-N-TWB-UNV-L840-[All Emergency Options]-[Drivers include CD & 5LTD]-1-[All Options]-[All Packaging] | Indoor Luminaires | High-Bay | Low-Bay Luminaires for Commercial and Industrial Buildings | Standard | FALSE | [9 empty] | 42261 |  |  | Yes |  | 3 | 8344 | 115.3 | 72.3 | 5.1 | 0.996 | 4000 | 82
P8E48MYV | Eaton (formerly Cooper Lighting) | Metalux | 4ILED-[All Mounting Arrangments]-LD4-9-W-TWB-UNV-L840-[All Emergency Options]-[Drivers include CD & 5LTD]-1-[All Options]-[All Packaging] | Indoor Luminaires | High-Bay | Low-Bay Luminaires for Commercial and Industrial Buildings | Standard | FALSE | [9 empty] | 42261 |  |  | Yes |  | 3 | 8313 | 114.9 | 72.3 | 5.1 | 0.996 | 4000 | 82
PH3J1BX3 | Eaton (formerly Cooper Lighting) | Metalux | 4ILED-[All Mounting Arrangments]-LD4-9-N-[Blank]-UNV-L840-[All Emergency Options]-[Drivers include CD & 5LTD]-1-[All Options]-[All Packaging] | Indoor Luminaires | High-Bay | Low-Bay Luminaires for Commercial and Industrial Buildings | Standard | FALSE | [9 empty] | 42261 |  |  | Yes |  | 3 | 8237 | 113.9 | 72.3 | 5.1 | 0.996 | 4000 | 82
PQZEJBZ5 | Eaton (formerly Cooper Lighting) | Metalux | 4ILED-[All Mounting Arrangments]-LD4-9-W-CL/WG-UNV-L840-[All Emergency Options]-[Drivers include CD & 5LTD]-1-[All Options]-[All Packaging] | Indoor Luminaires | High-Bay | Low-Bay Luminaires for Commercial and Industrial Buildings | Standard | FALSE | [9 empty] | 42261 |  |  | Yes |  | 3 | 7902 | 109.2 | 72.3 | 5.1 | 0.996 | 4000 | 82
PP4414HK | Eaton (formerly Cooper Lighting) | Metalux | 4ILED-[All Mounting Arrangments]-LD4-9-W-TWB/WG-UNV-L840-[All Emergency Options]-[Drivers include CD & 5LTD]-1-[All Options]-[All Packaging] | Indoor Luminaires | High-Bay | Low-Bay Luminaires for Commercial and Industrial Buildings | Standard | FALSE | [9 empty] | 42261 |  |  | Yes |  | 3 | 7862 | 108.7 | 72.3 | 5.1 | 0.996 | 4000 | 82
PYK1CEAS | Eaton (formerly Cooper Lighting) | Metalux | 4ILED-[All Mounting Arrangments]-LD4-9-N-TWB/WG-UNV-L840-[All Emergency Options]-[Drivers include CD & 5LTD]-1-[All Options]-[All Packaging] | Indoor Luminaires | High-Bay | Low-Bay Luminaires for Commercial and Industrial Buildings | Standard | FALSE | [9 empty] | 42261 |  |  | Yes |  | 3 | 7825 | 108.2 | 72.3 | 5.1 | 0.996 | 4000 | 82
P643ZSQF | Eaton (formerly Cooper Lighting) | Metalux | 4ILED-[All Mounting Arrangments]-LD4-9-N-WG-UNV-L840-[All Emergency Options]-[Drivers include CD & 5LTD]-1-[All Options]-[All Packaging] | Indoor Luminaires | High-Bay | Low-Bay Luminaires for Commercial and Industrial Buildings | Standard | FALSE | [9 empty] | 42261 |  |  | Yes |  | 3 | 7787 | 107.6 | 72.3 | 5.1 | 0.996 | 4000 | 82
P73CUYUD | Eaton (formerly Cooper Lighting) | Metalux | 4ILED-[All Mounting Arrangments]-LD4-9-W-ASY-UNV-L840-[All Emergency Options]-[Drivers include CD & 5LTD]-1-[All Options]-[All Packaging] | Indoor Luminaires | High-Bay | Low-Bay Luminaires for Commercial and Industrial Buildings | Standard | FALSE | [9 empty] | 42261 |  |  | Yes |  | 3 | 7253 | 100.2 | 72.3 | 5.1 | 0.996 | 4000 | 82
P2PJY36R | Eaton (formerly Cooper Lighting) | Metalux | 4ILED-[All Mounting Arrangments]-LD4-9-W-FL/UPL-UNV-L840-[All Emergency Options]-[Drivers include CD & 5LTD]-1-[All Options]-[All Packaging] | Indoor Luminaires | High-Bay | Low-Bay Luminaires for Commercial and Industrial Buildings | Standard | FALSE | [9 empty] | 42261 |  |  | Yes |  | 3 | 7155 | 98.9 | 72.3 | 5.1 | 0.996 | 4000 | 82
PTQDU56E | Eaton (formerly Cooper Lighting) | Metalux | 4ILED-[All Mounting Arrangments]-LD4-9-W-FL-UNV-L840-[All Emergency Options]-[Drivers include CD & 5LTD]-1-[All Options]-[All Packaging] | Indoor Luminaires | High-Bay | Low-Bay Luminaires for Commercial and Industrial Buildings | Standard | FALSE | [9 empty] | 42261 |  |  | Yes |  | 3 | 6928 | 95.8 | 72.3 | 5.1 | 0.996 | 4000 | 82
PJ7VMNC2 | Eaton (formerly Cooper Lighting) | Metalux | 4ILED-[All Mounting Arrangments]-LD4-9-W-ASY/WG-UNV-L840-[All Emergency Options]-[Drivers include CD & 5LTD]-1-[All Options]-[All Packaging] | Indoor Luminaires | High-Bay | Low-Bay Luminaires for Commercial and Industrial Buildings | Standard | FALSE | [9 empty] | 42261 |  |  | Yes |  | 3 | 6889 | 95.2 | 72.3 | 5.1 | 0.996 | 4000 | 82
PWKTRJ7R | Eaton (formerly Cooper Lighting) | Metalux | 4ILED-[All Mounting Arrangments]-LD4-9-W-FL/UPL/WG-UNV-L840-[All Emergency Options]-[Drivers include CD & 5LTD]-1-[All Options]-[All Packaging] | Indoor Luminaires | High-Bay | Low-Bay Luminaires for Commercial and Industrial Buildings | Standard | FALSE | [9 empty] | 42261 |  |  | Yes |  | 3 | 6833 | 94.5 | 72.3 | 5.1 | 0.996 | 4000 | 82
PGDZXWXA | Eaton (formerly Cooper Lighting) | Metalux | 4ILED-[All Mounting Arrangments]-LD4-9-W-FL/WG-UNV-L840-[All Emergency Options]-[Drivers include CD & 5LTD]-1-[All Options]-[All Packaging] | Indoor Luminaires | High-Bay | Low-Bay Luminaires for Commercial and Industrial Buildings | Standard | FALSE | [9 empty] | 42261 |  |  | Yes |  | 3 | 6541 | 90.4 | 72.3 | 5.1 | 0.996 | 4000 | 82
PC55M97Q | Eaton (formerly Cooper Lighting) | Metalux | 8ILED-[All Mounting Arrangments]-LD4-18-W-[Blank]-UNV-L835-[All Emergency Options]-SD-4-[All Options]-[All Packaging] | Indoor Luminaires | High-Bay | High-Bay Luminaires for Commercial and Industrial Buildings | Standard | FALSE | [9 empty] | 42261 |  |  | Yes |  | 3 | 16829 | 107.5 | 156.6 | 15 | 0.953 | 3500 | 82
PSVYA4Z5 | Eaton (formerly Cooper Lighting) | Metalux | 8ILED-[All Mounting Arrangments]-LD4-18-W-WG-UNV-L835-[All Emergency Options]-SD-4-[All Options]-[All Packaging] | Indoor Luminaires | High-Bay | High-Bay Luminaires for Commercial and Industrial Buildings | Standard | FALSE | [9 empty] | 42261 |  |  | Yes |  | 3 | 15928 | 101.7 | 156.6 | 15 | 0.953 | 3500 | 82
PR9GV9B5 | Eaton (formerly Cooper Lighting) | Metalux | 8ILED-[All Mounting Arrangments]-LD4-18-W-CL-UNV-L835-[All Emergency Options]-SD-4-[All Options]-[All Packaging] | Indoor Luminaires | High-Bay | High-Bay Luminaires for Commercial and Industrial Buildings | Standard | FALSE | [9 empty] | 42261 |  |  | Yes |  | 3 | 15447 | 98.6 | 156.6 | 15 | 0.953 | 3500 | 82
PE7YEMNR | Eaton (formerly Cooper Lighting) | Metalux | 8ILED-[All Mounting Arrangments]-LD4-18-N-TWB-UNV-L835-[All Emergency Options]-SD-4-[All Options]-[All Packaging] | Indoor Luminaires | High-Bay | High-Bay Luminaires for Commercial and Industrial Buildings | Standard | FALSE | [9 empty] | 42261 |  |  | Yes |  | 3 | 15446 | 98.6 | 156.6 | 15 | 0.953 | 3500 | 82
PHB8Y4BJ | Eaton (formerly Cooper Lighting) | Metalux | 8ILED-[All Mounting Arrangments]-LD4-18-W-TWB-UNV-L835-[All Emergency Options]-SD-4-[All Options]-[All Packaging] | Indoor Luminaires | High-Bay | High-Bay Luminaires for Commercial and Industrial Buildings | Standard | FALSE | [9 empty] | 42261 |  |  | Yes |  | 3 | 15387 | 98.2 | 156.6 | 15 | 0.953 | 3500 | 82
PSDDPED4 | Eaton (formerly Cooper Lighting) | Metalux | 8ILED-[All Mounting Arrangments]-LD4-18-N-[Blank]-UNV-L835-[All Emergency Options]-SD-4-[All Options]-[All Packaging] | Indoor Luminaires | High-Bay | High-Bay Luminaires for Commercial and Industrial Buildings | Standard | FALSE | [9 empty] | 42261 |  |  | Yes |  | 3 | 15247 | 97.3 | 156.6 | 15 | 0.953 | 3500 | 82
PWJY12U8 | Eaton (formerly Cooper Lighting) | Metalux | 8ILED-[All Mounting Arrangments]-LD4-18-W-CL/WG-UNV-L835-[All Emergency Options]-SD-4-[All Options]-[All Packaging] | Indoor Luminaires | High-Bay | High-Bay Luminaires for Commercial and Industrial Buildings | Standard | FALSE | [9 empty] | 42261 |  |  | Yes |  | 3 | 14628 | 93.4 | 156.6 | 15 | 0.953 | 3500 | 82
PVD5VTER | Eaton (formerly Cooper Lighting) | Metalux | 8ILED-[All Mounting Arrangments]-LD4-18-W-TWB/WG-UNV-L835-[All Emergency Options]-SD-4-[All Options]-[All Packaging] | Indoor Luminaires | High-Bay | High-Bay Luminaires for Commercial and Industrial Buildings | Standard | FALSE | [9 empty] | 42261 |  |  | Yes |  | 3 | 14553 | 92.9 | 156.6 | 15 | 0.953 | 3500 | 82
PQJUBZ57 | Eaton (formerly Cooper Lighting) | Metalux | 8ILED-[All Mounting Arrangments]-LD4-18-N-TWB/WG-UNV-L835-[All Emergency Options]-SD-4-[All Options]-[All Packaging] | Indoor Luminaires | High-Bay | High-Bay Luminaires for Commercial and Industrial Buildings | Standard | FALSE | [9 empty] | 42261 |  |  | Yes |  | 3 | 14484 | 92.5 | 156.6 | 15 | 0.953 | 3500 | 82
PG18V3XN | Eaton (formerly Cooper Lighting) | Metalux | 8ILED-[All Mounting Arrangments]-LD4-18-N-WG-UNV-L835-[All Emergency Options]-SD-4-[All Options]-[All Packaging] | Indoor Luminaires | High-Bay | High-Bay Luminaires for Commercial and Industrial Buildings | Standard | FALSE | [9 empty] | 42261 |  |  | Yes |  | 3 | 14414 | 92 | 156.6 | 15 | 0.953 | 3500 | 82
PUUEN8YE | Eaton (formerly Cooper Lighting) | Metalux | 8ILED-[All Mounting Arrangments]-LD4-18-W-ASY-UNV-L835-[All Emergency Options]-SD-4-[All Options]-[All Packaging] | Indoor Luminaires | High-Bay | High-Bay Luminaires for Commercial and Industrial Buildings | Standard | FALSE | [9 empty] | 42261 |  |  | Yes |  | 3 | 13424 | 85.7 | 156.6 | 15 | 0.953 | 3500 | 82
PZ4SNHDX | Eaton (formerly Cooper Lighting) | Metalux | 8ILED-[All Mounting Arrangments]-LD4-18-W-FL/UPL-UNV-L835-[All Emergency Options]-SD-4-[All Options]-[All Packaging] | Indoor Luminaires | High-Bay | High-Bay Luminaires for Commercial and Industrial Buildings | Standard | FALSE | [9 empty] | 42261 |  |  | Yes |  | 3 | 13243 | 84.6 | 156.6 | 15 | 0.953 | 3500 | 82
PQN4X1FQ | Eaton (formerly Cooper Lighting) | Metalux | 4ILED-[All Mounting Arrangments]-LD4-9-W-[Blank]-UNV-L835-[All Emergency Options]-SD-2-[All Options]-[All Packaging] | Indoor Luminaires | High-Bay | Low-Bay Luminaires for Commercial and Industrial Buildings | Standard | FALSE | [9 empty] | 42261 |  |  | Yes |  | 3 | 8415 | 107.5 | 78.3 | 15 | 0.953 | 3500 | 82
PGYF4916 | Eaton (formerly Cooper Lighting) | Metalux | 4ILED-[All Mounting Arrangments]-LD4-9-W-WG-UNV-L835-[All Emergency Options]-SD-2-[All Options]-[All Packaging] | Indoor Luminaires | High-Bay | Low-Bay Luminaires for Commercial and Industrial Buildings | Standard | FALSE | [9 empty] | 42261 |  |  | Yes |  | 3 | 7964 | 101.7 | 78.3 | 15 | 0.953 | 3500 | 82
PA6C9RPU | Eaton (formerly Cooper Lighting) | Metalux | 4ILED-[All Mounting Arrangments]-LD4-9-W-CL-UNV-L835-[All Emergency Options]-SD-2-[All Options]-[All Packaging] | Indoor Luminaires | High-Bay | Low-Bay Luminaires for Commercial and Industrial Buildings | Standard | FALSE | [9 empty] | 42261 |  |  | Yes |  | 3 | 7724 | 98.6 | 78.3 | 15 | 0.953 | 3500 | 82
PJCB7CQ6 | Eaton (formerly Cooper Lighting) | Metalux | 4ILED-[All Mounting Arrangments]-LD4-9-N-TWB-UNV-L835-[All Emergency Options]-SD-2-[All Options]-[All Packaging] | Indoor Luminaires | High-Bay | Low-Bay Luminaires for Commercial and Industrial Buildings | Standard | FALSE | [9 empty] | 42261 |  |  | Yes |  | 3 | 7723 | 98.6 | 78.3 | 15 | 0.953 | 3500 | 82
P8EV5MJ2 | Eaton (formerly Cooper Lighting) | Metalux | 4ILED-[All Mounting Arrangments]-LD4-9-W-TWB-UNV-L835-[All Emergency Options]-SD-2-[All Options]-[All Packaging] | Indoor Luminaires | High-Bay | Low-Bay Luminaires for Commercial and Industrial Buildings | Standard | FALSE | [9 empty] | 42261 |  |  | Yes |  | 3 | 7693 | 98.2 | 78.3 | 15 | 0.953 | 3500 | 82
PUNKKRE5 | Eaton (formerly Cooper Lighting) | Metalux | 4ILED-[All Mounting Arrangments]-LD4-9-N-[Blank]-UNV-L835-[All Emergency Options]-SD-2-[All Options]-[All Packaging] | Indoor Luminaires | High-Bay | Low-Bay Luminaires for Commercial and Industrial Buildings | Standard | FALSE | [9 empty] | 42261 |  |  | Yes |  | 3 | 7623 | 97.3 | 78.3 | 15 | 0.953 | 3500 | 82
PBG9PWWZ | Eaton (formerly Cooper Lighting) | Metalux | 4ILED-[All Mounting Arrangments]-LD4-9-W-CL/WG-UNV-L835-[All Emergency Options]-SD-2-[All Options]-[All Packaging] | Indoor Luminaires | High-Bay | Low-Bay Luminaires for Commercial and Industrial Buildings | Standard | FALSE | [9 empty] | 42261 |  |  | Yes |  | 3 | 7314 | 93.4 | 78.3 | 15 | 0.953 | 3500 | 82
PMR9DXFJ | Eaton (formerly Cooper Lighting) | Metalux | 4ILED-[All Mounting Arrangments]-LD4-9-W-TWB/WG-UNV-L835-[All Emergency Options]-SD-2-[All Options]-[All Packaging] | Indoor Luminaires | High-Bay | Low-Bay Luminaires for Commercial and Industrial Buildings | Standard | FALSE | [9 empty] | 42261 |  |  | Yes |  | 3 | 7277 | 92.9 | 78.3 | 15 | 0.953 | 3500 | 82
PMAZ38E6 | Eaton (formerly Cooper Lighting) | Metalux | 4ILED-[All Mounting Arrangments]-LD4-9-N-TWB/WG-UNV-L835-[All Emergency Options]-SD-2-[All Options]-[All Packaging] | Indoor Luminaires | High-Bay | Low-Bay Luminaires for Commercial and Industrial Buildings | Standard | FALSE | [9 empty] | 42261 |  |  | Yes |  | 3 | 7242 | 92.5 | 78.3 | 15 | 0.953 | 3500 | 82
P61XK88G | Eaton (formerly Cooper Lighting) | Metalux | 4ILED-[All Mounting Arrangments]-LD4-9-N-WG-UNV-L835-[All Emergency Options]-SD-2-[All Options]-[All Packaging] | Indoor Luminaires | High-Bay | Low-Bay Luminaires for Commercial and Industrial Buildings | Standard | FALSE | [9 empty] | 42261 |  |  | Yes |  | 3 | 7207 | 92 | 78.3 | 15 | 0.953 | 3500 | 82
PUA9D7TU | Eaton (formerly Cooper Lighting) | Metalux | 4ILED-[All Mounting Arrangments]-LD4-9-W-ASY-UNV-L835-[All Emergency Options]-SD-2-[All Options]-[All Packaging] | Indoor Luminaires | High-Bay | Low-Bay Luminaires for Commercial and Industrial Buildings | Standard | FALSE | [9 empty] | 42261 |  |  | Yes |  | 3 | 6712 | 85.7 | 78.3 | 15 | 0.953 | 3500 | 82
PWNGNX7R | Eaton (formerly Cooper Lighting) | Metalux | 4ILED-[All Mounting Arrangments]-LD4-9-W-FL/UPL-UNV-L835-[All Emergency Options]-SD-2-[All Options]-[All Packaging] | Indoor Luminaires | High-Bay | Low-Bay Luminaires for Commercial and Industrial Buildings | Standard | FALSE | [9 empty] | 42261 |  |  | Yes |  | 3 | 6622 | 84.6 | 78.3 | 15 | 0.953 | 3500 | 82
P1MP2TCN | Eaton (formerly Cooper Lighting) | Metalux | 8ILED-[All Mounting Arrangments]-LD4-10-W-[Blank]-UNV-L835-[All Emergency Options]-SD-2-[All Options]-[All Packaging] | Indoor Luminaires | High-Bay | Low-Bay Luminaires for Commercial and Industrial Buildings | Standard | FALSE | [9 empty] | 42261 |  |  | Yes |  | 3 | 9442 | 120.9 | 78.1 | 14.6 | 0.957 | 3500 | 82
PM3VJKAC | Eaton (formerly Cooper Lighting) | Metalux | 8ILED-[All Mounting Arrangments]-LD4-10-W-WG-UNV-L835-[All Emergency Options]-SD-2-[All Options]-[All Packaging] | Indoor Luminaires | High-Bay | Low-Bay Luminaires for Commercial and Industrial Buildings | Standard | FALSE | [9 empty] | 42261 |  |  | Yes |  | 3 | 8936 | 114.4 | 78.1 | 14.6 | 0.957 | 3500 | 82
PTEKWPKQ | Eaton (formerly Cooper Lighting) | Metalux | 8ILED-[All Mounting Arrangments]-LD4-10-W-CL-UNV-L835-[All Emergency Options]-SD-2-[All Options]-[All Packaging] | Indoor Luminaires | High-Bay | Low-Bay Luminaires for Commercial and Industrial Buildings | Standard | FALSE | [9 empty] | 42261 |  |  | Yes |  | 3 | 8667 | 111 | 78.1 | 14.6 | 0.957 | 3500 | 82
P2YPYKGQ | Eaton (formerly Cooper Lighting) | Metalux | 8ILED-[All Mounting Arrangments]-LD4-10-W-TWB-UNV-L835-[All Emergency Options]-SD-2-[All Options]-[All Packaging] | Indoor Luminaires | High-Bay | Low-Bay Luminaires for Commercial and Industrial Buildings | Standard | FALSE | [9 empty] | 42261 |  |  | Yes |  | 3 | 8633 | 110.5 | 78.1 | 14.6 | 0.957 | 3500 | 82
PJU9FWPK | Eaton (formerly Cooper Lighting) | Metalux | 8ILED-[All Mounting Arrangments]-LD4-10-N-[Blank]-UNV-L835-[All Emergency Options]-SD-2-[All Options]-[All Packaging] | Indoor Luminaires | High-Bay | Low-Bay Luminaires for Commercial and Industrial Buildings | Standard | FALSE | [9 empty] | 42261 |  |  | Yes |  | 3 | 8554 | 109.5 | 78.1 | 14.6 | 0.957 | 3500 | 82
P8SK14V5 | Eaton (formerly Cooper Lighting) | Metalux | 8ILED-[All Mounting Arrangments]-LD4-10-W-CL/WG-UNV-L835-[All Emergency Options]-SD-2-[All Options]-[All Packaging] | Indoor Luminaires | High-Bay | Low-Bay Luminaires for Commercial and Industrial Buildings | Standard | FALSE | [9 empty] | 42261 |  |  | Yes |  | 3 | 8207 | 105.1 | 78.1 | 14.6 | 0.957 | 3500 | 82
PCQKBD53 | Eaton (formerly Cooper Lighting) | Metalux | 8ILED-[All Mounting Arrangments]-LD4-10-W-TWB/WG-UNV-L835-[All Emergency Options]-SD-2-[All Options]-[All Packaging] | Indoor Luminaires | High-Bay | Low-Bay Luminaires for Commercial and Industrial Buildings | Standard | FALSE | [9 empty] | 42261 |  |  | Yes |  | 3 | 8165 | 104.5 | 78.1 | 14.6 | 0.957 | 3500 | 82
PGJF8SN1 | Eaton (formerly Cooper Lighting) | Metalux | 8ILED-[All Mounting Arrangments]-LD4-10-N-WG-UNV-L835-[All Emergency Options]-SD-2-[All Options]-[All Packaging] | Indoor Luminaires | High-Bay | Low-Bay Luminaires for Commercial and Industrial Buildings | Standard | FALSE | [9 empty] | 42261 |  |  | Yes |  | 3 | 8087 | 103.5 | 78.1 | 14.6 | 0.957 | 3500 | 82
PXX7E3MU | Eaton (formerly Cooper Lighting) | Metalux | 8ILED-[All Mounting Arrangments]-LD4-10-W-ASY-UNV-L835-[All Emergency Options]-SD-2-[All Options]-[All Packaging] | Indoor Luminaires | High-Bay | Low-Bay Luminaires for Commercial and Industrial Buildings | Standard | FALSE | [9 empty] | 42261 |  |  | Yes |  | 3 | 7532 | 96.4 | 78.1 | 14.6 | 0.957 | 3500 | 82
PAP294Q2 | Eaton (formerly Cooper Lighting) | Metalux | 8ILED-[All Mounting Arrangments]-LD4-10-W-FL/UPL-UNV-L835-[All Emergency Options]-SD-2-[All Options]-[All Packaging] | Indoor Luminaires | High-Bay | Low-Bay Luminaires for Commercial and Industrial Buildings | Standard | FALSE | [9 empty] | 42261 |  |  | Yes |  | 3 | 7430 | 95.1 | 78.1 | 14.6 | 0.957 | 3500 | 82
PAB4ZKWM | Eaton (formerly Cooper Lighting) | Metalux | 8ILED-[All Mounting Arrangments]-LD4-10-W-FL-UNV-L835-[All Emergency Options]-SD-2-[All Options]-[All Packaging] | Indoor Luminaires | High-Bay | Low-Bay Luminaires for Commercial and Industrial Buildings | Standard | FALSE | [9 empty] | 42261 |  |  | Yes |  | 3 | 7194 | 92.1 | 78.1 | 14.6 | 0.957 | 3500 | 82
PH1PEUB2 | Eaton (formerly Cooper Lighting) | Metalux | 8ILED-[All Mounting Arrangments]-LD4-10-W-ASY/WG-UNV-L835-[All Emergency Options]-SD-2-[All Options]-[All Packaging] | Indoor Luminaires | High-Bay | Low-Bay Luminaires for Commercial and Industrial Buildings | Standard | FALSE | [9 empty] | 42261 |  |  | Yes |  | 3 | 7154 | 91.6 | 78.1 | 14.6 | 0.957 | 3500 | 82
PHVJJU1U | Eaton (formerly Cooper Lighting) | Metalux | 8ILED-[All Mounting Arrangments]-LD4-10-W-FL/UPL/WG-UNV-L835-[All Emergency Options]-SD-2-[All Options]-[All Packaging] | Indoor Luminaires | High-Bay | Low-Bay Luminaires for Commercial and Industrial Buildings | Standard | FALSE | [9 empty] | 42261 |  |  | Yes |  | 3 | 7096 | 90.9 | 78.1 | 14.6 | 0.957 | 3500 | 82
PHGQ3PSK | Eaton (formerly Cooper Lighting) | Metalux | 8ILED-[All Mounting Arrangments]-LD4-10-W-FL/WG-UNV-L835-[All Emergency Options]-SD-2-[All Options]-[All Packaging] | Indoor Luminaires | High-Bay | Low-Bay Luminaires for Commercial and Industrial Buildings | Standard | FALSE | [9 empty] | 42261 |  |  | Yes |  | 3 | 6793 | 87 | 78.1 | 14.6 | 0.957 | 3500 | 82
PCX4JEPY | Eaton (formerly Cooper Lighting) | Metalux | 8ILED-[All Mounting Arrangments]-LD4-22-W-[Blank]-UNV-L835-[All Emergency Options]-SD-4-[All Options]-[All Packaging] | Indoor Luminaires | High-Bay | High-Bay Luminaires for Commercial and Industrial Buildings | Standard | FALSE | [9 empty] | 42261 |  |  | Yes |  | 3 | 21190 | 102.4 | 207 | 13.3 | 0.969 | 3500 | 82
PPQW82J4 | Eaton (formerly Cooper Lighting) | Metalux | 8ILED-[All Mounting Arrangments]-LD4-22-W-WG-UNV-L835-[All Emergency Options]-SD-4-[All Options]-[All Packaging] | Indoor Luminaires | High-Bay | High-Bay Luminaires for Commercial and Industrial Buildings | Standard | FALSE | [9 empty] | 42261 |  |  | Yes |  | 3 | 20056 | 96.9 | 207 | 13.3 | 0.969 | 3500 | 82
PB4T17P4 | Eaton (formerly Cooper Lighting) | Metalux | 8ILED-[All Mounting Arrangments]-LD4-22-W-CL-UNV-L835-[All Emergency Options]-SD-4-[All Options]-[All Packaging] | Indoor Luminaires | High-Bay | High-Bay Luminaires for Commercial and Industrial Buildings | Standard | FALSE | [9 empty] | 42261 |  |  | Yes |  | 3 | 19450 | 94 | 207 | 13.3 | 0.969 | 3500 | 82
PDHW98R1 | Eaton (formerly Cooper Lighting) | Metalux | 8ILED-[All Mounting Arrangments]-LD4-22-N-TWB-UNV-L835-[All Emergency Options]-SD-4-[All Options]-[All Packaging] | Indoor Luminaires | High-Bay | High-Bay Luminaires for Commercial and Industrial Buildings | Standard | FALSE | [9 empty] | 42261 |  |  | Yes |  | 3 | 19448 | 94 | 207 | 13.3 | 0.969 | 3500 | 82
PAJ9AA25 | Eaton (formerly Cooper Lighting) | Metalux | 8ILED-[All Mounting Arrangments]-LD4-22-W-TWB-UNV-L835-[All Emergency Options]-SD-4-[All Options]-[All Packaging] | Indoor Luminaires | High-Bay | High-Bay Luminaires for Commercial and Industrial Buildings | Standard | FALSE | [9 empty] | 42261 |  |  | Yes |  | 3 | 19374 | 93.6 | 207 | 13.3 | 0.969 | 3500 | 82
PZTP453C | Eaton (formerly Cooper Lighting) | Metalux | 8ILED-[All Mounting Arrangments]-LD4-22-N-[Blank]-UNV-L835-[All Emergency Options]-SD-4-[All Options]-[All Packaging] | Indoor Luminaires | High-Bay | High-Bay Luminaires for Commercial and Industrial Buildings | Standard | FALSE | [9 empty] | 42261 |  |  | Yes |  | 3 | 19198 | 92.8 | 207 | 13.3 | 0.969 | 3500 | 82
P2FJWD8K | Eaton (formerly Cooper Lighting) | Metalux | 8ILED-[All Mounting Arrangments]-LD4-22-W-CL/WG-UNV-L835-[All Emergency Options]-SD-4-[All Options]-[All Packaging] | Indoor Luminaires | High-Bay | High-Bay Luminaires for Commercial and Industrial Buildings | Standard | FALSE | [9 empty] | 42261 |  |  | Yes |  | 3 | 18418 | 89 | 207 | 13.3 | 0.969 | 3500 | 82
P3HFTJ4R | Eaton (formerly Cooper Lighting) | Metalux | 8ILED-[All Mounting Arrangments]-LD4-22-W-TWB/WG-UNV-L835-[All Emergency Options]-SD-4-[All Options]-[All Packaging] | Indoor Luminaires | High-Bay | High-Bay Luminaires for Commercial and Industrial Buildings | Standard | FALSE | [9 empty] | 42261 |  |  | Yes |  | 3 | 18324 | 88.5 | 207 | 13.3 | 0.969 | 3500 | 82
PGRQJTJ8 | Eaton (formerly Cooper Lighting) | Metalux | 8ILED-[All Mounting Arrangments]-LD4-22-N-TWB/WG-UNV-L835-[All Emergency Options]-SD-4-[All Options]-[All Packaging] | Indoor Luminaires | High-Bay | High-Bay Luminaires for Commercial and Industrial Buildings | Standard | FALSE | [9 empty] | 42261 |  |  | Yes |  | 3 | 18238 | 88.1 | 207 | 13.3 | 0.969 | 3500 | 82
PRMA99TX | Eaton (formerly Cooper Lighting) | Metalux | 8ILED-[All Mounting Arrangments]-LD4-22-N-WG-UNV-L835-[All Emergency Options]-SD-4-[All Options]-[All Packaging] | Indoor Luminaires | High-Bay | High-Bay Luminaires for Commercial and Industrial Buildings | Standard | FALSE | [9 empty] | 42261 |  |  | Yes |  | 3 | 18149 | 87.7 | 207 | 13.3 | 0.969 | 3500 | 82
PT2F6HCG | Eaton (formerly Cooper Lighting) | Metalux | 4ILED-[All Mounting Arrangments]-LD4-11-W-[Blank]-UNV-L835-[All Emergency Options]-SD-2-[All Options]-[All Packaging] | Indoor Luminaires | High-Bay | High-Bay Luminaires for Commercial and Industrial Buildings | Standard | FALSE | [9 empty] | 42261 |  |  | Yes |  | 3 | 10595 | 102.4 | 103.5 | 13.3 | 0.969 | 3500 | 82
P2TVTWZ4 | Eaton (formerly Cooper Lighting) | Metalux | 4ILED-[All Mounting Arrangments]-LD4-11-W-WG-UNV-L835-[All Emergency Options]-SD-2-[All Options]-[All Packaging] | Indoor Luminaires | High-Bay | High-Bay Luminaires for Commercial and Industrial Buildings | Standard | FALSE | [9 empty] | 42261 |  |  | Yes |  | 3 | 10028 | 96.9 | 103.5 | 13.3 | 0.969 | 3500 | 82
PVP2F9J6 | Eaton (formerly Cooper Lighting) | Metalux | 4ILED-[All Mounting Arrangments]-LD4-11-N-TWB-UNV-L835-[All Emergency Options]-SD-2-[All Options]-[All Packaging] | Indoor Luminaires | High-Bay | Low-Bay Luminaires for Commercial and Industrial Buildings | Standard | FALSE | [9 empty] | 42261 |  |  | Yes |  | 3 | 9724 | 94 | 103.5 | 13.3 | 0.969 | 3500 | 82
P1ZPTJF8 | Eaton (formerly Cooper Lighting) | Metalux | 4ILED-[All Mounting Arrangments]-LD4-11-N-TWB/WG-UNV-L835-[All Emergency Options]-SD-2-[All Options]-[All Packaging] | Indoor Luminaires | High-Bay | Low-Bay Luminaires for Commercial and Industrial Buildings | Standard | FALSE | [9 empty] | 42261 |  |  | Yes |  | 3 | 9119 | 88.1 | 103.5 | 13.3 | 0.969 | 3500 | 82
PY6D7U6S | Eaton (formerly Cooper Lighting) | Metalux | 8ILED-[All Mounting Arrangments]-LD4-28-W-[Blank]-UNV-L835-[All Emergency Options]-SD-4-[All Options]-[All Packaging] | Indoor Luminaires | High-Bay | High-Bay Luminaires for Commercial and Industrial Buildings | Standard | FALSE | [9 empty] | 42261 |  |  | Yes |  | 3 | 25588 | 114 | 224.4 | 12.4 | 0.975 | 3500 | 82
PB2QCTWQ | Eaton (formerly Cooper Lighting) | Metalux | 8ILED-[All Mounting Arrangments]-LD4-28-W-WG-UNV-L835-[All Emergency Options]-SD-4-[All Options]-[All Packaging] | Indoor Luminaires | High-Bay | High-Bay Luminaires for Commercial and Industrial Buildings | Standard | FALSE | [9 empty] | 42261 |  |  | Yes |  | 3 | 24218 | 107.9 | 224.4 | 12.4 | 0.975 | 3500 | 82
PD875K4Y | Eaton (formerly Cooper Lighting) | Metalux | 8ILED-[All Mounting Arrangments]-LD4-28-W-CL-UNV-L835-[All Emergency Options]-SD-4-[All Options]-[All Packaging] | Indoor Luminaires | High-Bay | High-Bay Luminaires for Commercial and Industrial Buildings | Standard | FALSE | [9 empty] | 42261 |  |  | Yes |  | 3 | 23487 | 104.7 | 224.4 | 12.4 | 0.975 | 3500 | 82
PQJ1AC14 | Eaton (formerly Cooper Lighting) | Metalux | 8ILED-[All Mounting Arrangments]-LD4-28-N-TWB-UNV-L835-[All Emergency Options]-SD-4-[All Options]-[All Packaging] | Indoor Luminaires | High-Bay | High-Bay Luminaires for Commercial and Industrial Buildings | Standard | FALSE | [9 empty] | 42261 |  |  | Yes |  | 3 | 23484 | 104.7 | 224.4 | 12.4 | 0.975 | 3500 | 82
PQ5VK4PU | Eaton (formerly Cooper Lighting) | Metalux | 8ILED-[All Mounting Arrangments]-LD4-28-W-TWB-UNV-L835-[All Emergency Options]-SD-4-[All Options]-[All Packaging] | Indoor Luminaires | High-Bay | High-Bay Luminaires for Commercial and Industrial Buildings | Standard | FALSE | [9 empty] | 42261 |  |  | Yes |  | 3 | 23395 | 104.3 | 224.4 | 12.4 | 0.975 | 3500 | 82
P7WCMAVA | Eaton (formerly Cooper Lighting) | Metalux | 8ILED-[All Mounting Arrangments]-LD4-28-N-[Blank]-UNV-L835-[All Emergency Options]-SD-4-[All Options]-[All Packaging] | Indoor Luminaires | High-Bay | High-Bay Luminaires for Commercial and Industrial Buildings | Standard | FALSE | [9 empty] | 42261 |  |  | Yes |  | 3 | 23182 | 103.3 | 224.4 | 12.4 | 0.975 | 3500 | 82
PDRJF6YE | Eaton (formerly Cooper Lighting) | Metalux | 8ILED-[All Mounting Arrangments]-LD4-28-W-CL/WG-UNV-L835-[All Emergency Options]-SD-4-[All Options]-[All Packaging] | Indoor Luminaires | High-Bay | High-Bay Luminaires for Commercial and Industrial Buildings | Standard | FALSE | [9 empty] | 42261 |  |  | Yes |  | 3 | 22240 | 99.1 | 224.4 | 12.4 | 0.975 | 3500 | 82
P8XPXKG1 | Eaton (formerly Cooper Lighting) | Metalux | 8ILED-[All Mounting Arrangments]-LD4-28-W-TWB/WG-UNV-L835-[All Emergency Options]-SD-4-[All Options]-[All Packaging] | Indoor Luminaires | High-Bay | High-Bay Luminaires for Commercial and Industrial Buildings | Standard | FALSE | [9 empty] | 42261 |  |  | Yes |  | 3 | 22127 | 98.6 | 224.4 | 12.4 | 0.975 | 3500 | 82
PZD17U7B | Eaton (formerly Cooper Lighting) | Metalux | 8ILED-[All Mounting Arrangments]-LD4-28-N-TWB/WG-UNV-L835-[All Emergency Options]-SD-4-[All Options]-[All Packaging] | Indoor Luminaires | High-Bay | High-Bay Luminaires for Commercial and Industrial Buildings | Standard | FALSE | [9 empty] | 42261 |  |  | Yes |  | 3 | 22022 | 98.1 | 224.4 | 12.4 | 0.975 | 3500 | 82
PG62DHKV | Eaton (formerly Cooper Lighting) | Metalux | 8ILED-[All Mounting Arrangments]-LD4-28-N-WG-UNV-L835-[All Emergency Options]-SD-4-[All Options]-[All Packaging] | Indoor Luminaires | High-Bay | High-Bay Luminaires for Commercial and Industrial Buildings | Standard | FALSE | [9 empty] | 42261 |  |  | Yes |  | 3 | 21916 | 97.7 | 224.4 | 12.4 | 0.975 | 3500 | 82
PAHE24VG | Eaton (formerly Cooper Lighting) | Metalux | 8ILED-[All Mounting Arrangments]-LD4-28-W-ASY-UNV-L835-[All Emergency Options]-SD-4-[All Options]-[All Packaging] | Indoor Luminaires | High-Bay | High-Bay Luminaires for Commercial and Industrial Buildings | Standard | FALSE | [9 empty] | 42261 |  |  | Yes |  | 3 | 20411 | 91 | 224.4 | 12.4 | 0.975 | 3500 | 82
P877ZV99 | Eaton (formerly Cooper Lighting) | Metalux | 8ILED-[All Mounting Arrangments]-LD4-28-W-FL/UPL-UNV-L835-[All Emergency Options]-SD-4-[All Options]-[All Packaging] | Indoor Luminaires | High-Bay | High-Bay Luminaires for Commercial and Industrial Buildings | Standard | FALSE | [9 empty] | 42261 |  |  | Yes |  | 3 | 20136 | 89.7 | 224.4 | 12.4 | 0.975 | 3500 | 82
PQTQ1Q66 | Eaton (formerly Cooper Lighting) | Metalux | 8ILED-[All Mounting Arrangments]-LD4-28-W-FL-UNV-L835-[All Emergency Options]-SD-4-[All Options]-[All Packaging] | Indoor Luminaires | High-Bay | High-Bay Luminaires for Commercial and Industrial Buildings | Standard | FALSE | [9 empty] | 42261 |  |  | Yes |  | 3 | 19497 | 86.9 | 224.4 | 12.4 | 0.975 | 3500 | 82
PEXQ7HUQ | Eaton (formerly Cooper Lighting) | Metalux | 8ILED-[All Mounting Arrangments]-LD4-28-W-ASY/WG-UNV-L835-[All Emergency Options]-SD-4-[All Options]-[All Packaging] | Indoor Luminaires | High-Bay | High-Bay Luminaires for Commercial and Industrial Buildings | Standard | FALSE | [9 empty] | 42261 |  |  | Yes |  | 3 | 19387 | 86.4 | 224.4 | 12.4 | 0.975 | 3500 | 82
PKHKTPHX | Eaton (formerly Cooper Lighting) | Metalux | 8ILED-[All Mounting Arrangments]-LD4-28-W-FL/UPL/WG-UNV-L835-[All Emergency Options]-SD-4-[All Options]-[All Packaging] | Indoor Luminaires | High-Bay | High-Bay Luminaires for Commercial and Industrial Buildings | Standard | FALSE | [9 empty] | 42261 |  |  | Yes |  | 3 | 19232 | 85.7 | 224.4 | 12.4 | 0.975 | 3500 | 82
PQAJXBVE | Eaton (formerly Cooper Lighting) | Metalux | 8ILED-[All Mounting Arrangments]-LD4-14-W-[Blank]-UNV-L835-[All Emergency Options]-SD-2-[All Options]-[All Packaging] | Indoor Luminaires | High-Bay | High-Bay Luminaires for Commercial and Industrial Buildings | Standard | FALSE | [9 empty] | 42261 |  |  | Yes |  | 3 | 13412 | 117 | 114.6 | 12.4 | 0.975 | 3500 | 82
P5SHTQ1W | Eaton (formerly Cooper Lighting) | Metalux | 4ILED-[All Mounting Arrangments]-LD4-14-W-[Blank]-UNV-L835-[All Emergency Options]-SD-2-[All Options]-[All Packaging] | Indoor Luminaires | High-Bay | High-Bay Luminaires for Commercial and Industrial Buildings | Standard | FALSE | [9 empty] | 42261 |  |  | Yes |  | 3 | 12794 | 114 | 112.2 | 12.4 | 0.975 | 3500 | 82
PZVRCNNX | Eaton (formerly Cooper Lighting) | Metalux | 8ILED-[All Mounting Arrangments]-LD4-14-W-WG-UNV-L835-[All Emergency Options]-SD-2-[All Options]-[All Packaging] | Indoor Luminaires | High-Bay | High-Bay Luminaires for Commercial and Industrial Buildings | Standard | FALSE | [9 empty] | 42261 |  |  | Yes |  | 3 | 12694 | 110.7 | 114.6 | 12.4 | 0.975 | 3500 | 82
PJPEE4PD | Eaton (formerly Cooper Lighting) | Metalux | 8ILED-[All Mounting Arrangments]-LD4-14-W-CL-UNV-L835-[All Emergency Options]-SD-2-[All Options]-[All Packaging] | Indoor Luminaires | High-Bay | High-Bay Luminaires for Commercial and Industrial Buildings | Standard | FALSE | [9 empty] | 42261 |  |  | Yes |  | 3 | 12311 | 107.4 | 114.6 | 12.4 | 0.975 | 3500 | 82
P5M3HF73 | Eaton (formerly Cooper Lighting) | Metalux | 8ILED-[All Mounting Arrangments]-LD4-14-N-TWB-UNV-L835-[All Emergency Options]-SD-2-[All Options]-[All Packaging] | Indoor Luminaires | High-Bay | High-Bay Luminaires for Commercial and Industrial Buildings | Standard | FALSE | [9 empty] | 42261 |  |  | Yes |  | 3 | 12310 | 107.4 | 114.6 | 12.4 | 0.975 | 3500 | 82
PDXRM2QF | Eaton (formerly Cooper Lighting) | Metalux | 8ILED-[All Mounting Arrangments]-LD4-14-W-TWB-UNV-L835-[All Emergency Options]-SD-2-[All Options]-[All Packaging] | Indoor Luminaires | High-Bay | High-Bay Luminaires for Commercial and Industrial Buildings | Standard | FALSE | [9 empty] | 42261 |  |  | Yes |  | 3 | 12263 | 107 | 114.6 | 12.4 | 0.975 | 3500 | 82
PPNM84VK | Eaton (formerly Cooper Lighting) | Metalux | 8ILED-[All Mounting Arrangments]-LD4-14-N-[Blank]-UNV-L835-[All Emergency Options]-SD-2-[All Options]-[All Packaging] | Indoor Luminaires | High-Bay | High-Bay Luminaires for Commercial and Industrial Buildings | Standard | FALSE | [9 empty] | 42261 |  |  | Yes |  | 3 | 12151 | 106 | 114.6 | 12.4 | 0.975 | 3500 | 82
PEZEP79K | Eaton (formerly Cooper Lighting) | Metalux | 4ILED-[All Mounting Arrangments]-LD4-14-W-WG-UNV-L835-[All Emergency Options]-SD-2-[All Options]-[All Packaging] | Indoor Luminaires | High-Bay | High-Bay Luminaires for Commercial and Industrial Buildings | Standard | FALSE | [9 empty] | 42261 |  |  | Yes |  | 3 | 12109 | 107.9 | 112.2 | 12.4 | 0.975 | 3500 | 82
PPM4N5QW | Eaton (formerly Cooper Lighting) | Metalux | 4ILED-[All Mounting Arrangments]-LD4-14-W-CL-UNV-L835-[All Emergency Options]-SD-2-[All Options]-[All Packaging] | Indoor Luminaires | High-Bay | High-Bay Luminaires for Commercial and Industrial Buildings | Standard | FALSE | [9 empty] | 42261 |  |  | Yes |  | 3 | 11744 | 104.7 | 112.2 | 12.4 | 0.975 | 3500 | 82
PB7PMDXD | Eaton (formerly Cooper Lighting) | Metalux | 4ILED-[All Mounting Arrangments]-LD4-14-N-TWB-UNV-L835-[All Emergency Options]-SD-2-[All Options]-[All Packaging] | Indoor Luminaires | High-Bay | High-Bay Luminaires for Commercial and Industrial Buildings | Standard | FALSE | [9 empty] | 42261 |  |  | Yes |  | 3 | 11742 | 104.7 | 112.2 | 12.4 | 0.975 | 3500 | 82
P4JQWJW4 | Eaton (formerly Cooper Lighting) | Metalux | 4ILED-[All Mounting Arrangments]-LD4-14-W-TWB-UNV-L835-[All Emergency Options]-SD-2-[All Options]-[All Packaging] | Indoor Luminaires | High-Bay | High-Bay Luminaires for Commercial and Industrial Buildings | Standard | FALSE | [9 empty] | 42261 |  |  | Yes |  | 3 | 11698 | 104.3 | 112.2 | 12.4 | 0.975 | 3500 | 82
PZESSQU8 | Eaton (formerly Cooper Lighting) | Metalux | 8ILED-[All Mounting Arrangments]-LD4-14-W-CL/WG-UNV-L835-[All Emergency Options]-SD-2-[All Options]-[All Packaging] | Indoor Luminaires | High-Bay | High-Bay Luminaires for Commercial and Industrial Buildings | Standard | FALSE | [9 empty] | 42261 |  |  | Yes |  | 3 | 11658 | 101.7 | 114.6 | 12.4 | 0.975 | 3500 | 82
PQZ9YWPQ | Eaton (formerly Cooper Lighting) | Metalux | 8ILED-[All Mounting Arrangments]-LD4-14-W-TWB/WG-UNV-L835-[All Emergency Options]-SD-2-[All Options]-[All Packaging] | Indoor Luminaires | High-Bay | High-Bay Luminaires for Commercial and Industrial Buildings | Standard | FALSE | [9 empty] | 42261 |  |  | Yes |  | 3 | 11598 | 101.2 | 114.6 | 12.4 | 0.975 | 3500 | 82
PXGRNDPX | Eaton (formerly Cooper Lighting) | Metalux | 4ILED-[All Mounting Arrangments]-LD4-14-N-[Blank]-UNV-L835-[All Emergency Options]-SD-2-[All Options]-[All Packaging] | Indoor Luminaires | High-Bay | High-Bay Luminaires for Commercial and Industrial Buildings | Standard | FALSE | [9 empty] | 42261 |  |  | Yes |  | 3 | 11591 | 103.3 | 112.2 | 12.4 | 0.975 | 3500 | 82
PP75GX6Z | Eaton (formerly Cooper Lighting) | Metalux | 8ILED-[All Mounting Arrangments]-LD4-14-N-TWB/WG-UNV-L835-[All Emergency Options]-SD-2-[All Options]-[All Packaging] | Indoor Luminaires | High-Bay | High-Bay Luminaires for Commercial and Industrial Buildings | Standard | FALSE | [9 empty] | 42261 |  |  | Yes |  | 3 | 11544 | 100.7 | 114.6 | 12.4 | 0.975 | 3500 | 82
P1R5M6VF | Eaton (formerly Cooper Lighting) | Metalux | 8ILED-[All Mounting Arrangments]-LD4-14-N-WG-UNV-L835-[All Emergency Options]-SD-2-[All Options]-[All Packaging] | Indoor Luminaires | High-Bay | High-Bay Luminaires for Commercial and Industrial Buildings | Standard | FALSE | [9 empty] | 42261 |  |  | Yes |  | 3 | 11488 | 100.2 | 114.6 | 12.4 | 0.975 | 3500 | 82
P8PWKNWB | Eaton (formerly Cooper Lighting) | Metalux | 4ILED-[All Mounting Arrangments]-LD4-14-W-CL/WG-UNV-L835-[All Emergency Options]-SD-2-[All Options]-[All Packaging] | Indoor Luminaires | High-Bay | High-Bay Luminaires for Commercial and Industrial Buildings | Standard | FALSE | [9 empty] | 42261 |  |  | Yes |  | 3 | 11120 | 99.1 | 112.2 | 12.4 | 0.975 | 3500 | 82
PRJYGGUZ | Eaton (formerly Cooper Lighting) | Metalux | 4ILED-[All Mounting Arrangments]-LD4-14-W-TWB/WG-UNV-L835-[All Emergency Options]-SD-2-[All Options]-[All Packaging] | Indoor Luminaires | High-Bay | High-Bay Luminaires for Commercial and Industrial Buildings | Standard | FALSE | [9 empty] | 42261 |  |  | Yes |  | 3 | 11064 | 98.6 | 112.2 | 12.4 | 0.975 | 3500 | 82
PB4YFTFW | Eaton (formerly Cooper Lighting) | Metalux | 4ILED-[All Mounting Arrangments]-LD4-14-N-TWB/WG-UNV-L835-[All Emergency Options]-SD-2-[All Options]-[All Packaging] | Indoor Luminaires | High-Bay | High-Bay Luminaires for Commercial and Industrial Buildings | Standard | FALSE | [9 empty] | 42261 |  |  | Yes |  | 3 | 11011 | 98.1 | 112.2 | 12.4 | 0.975 | 3500 | 82
P9SZQE1E | Eaton (formerly Cooper Lighting) | Metalux | 4ILED-[All Mounting Arrangments]-LD4-14-N-WG-UNV-L835-[All Emergency Options]-SD-2-[All Options]-[All Packaging] | Indoor Luminaires | High-Bay | High-Bay Luminaires for Commercial and Industrial Buildings | Standard | FALSE | [9 empty] | 42261 |  |  | Yes |  | 3 | 10958 | 97.7 | 112.2 | 12.4 | 0.975 | 3500 | 82
P3GRYGTK | Eaton (formerly Cooper Lighting) | Metalux | 8ILED-[All Mounting Arrangments]-LD4-14-W-ASY-UNV-L835-[All Emergency Options]-SD-2-[All Options]-[All Packaging] | Indoor Luminaires | High-Bay | High-Bay Luminaires for Commercial and Industrial Buildings | Standard | FALSE | [9 empty] | 42261 |  |  | Yes |  | 3 | 10699 | 93.3 | 114.6 | 12.4 | 0.975 | 3500 | 82
PS3PJ8ZW | Eaton (formerly Cooper Lighting) | Metalux | 8ILED-[All Mounting Arrangments]-LD4-14-W-FL/UPL-UNV-L835-[All Emergency Options]-SD-2-[All Options]-[All Packaging] | Indoor Luminaires | High-Bay | High-Bay Luminaires for Commercial and Industrial Buildings | Standard | FALSE | [9 empty] | 42261 |  |  | Yes |  | 3 | 10554 | 92.1 | 114.6 | 12.4 | 0.975 | 3500 | 82
PTQVUSUA | Eaton (formerly Cooper Lighting) | Metalux | 8ILED-[All Mounting Arrangments]-LD4-14-W-FL-UNV-L835-[All Emergency Options]-SD-2-[All Options]-[All Packaging] | Indoor Luminaires | High-Bay | High-Bay Luminaires for Commercial and Industrial Buildings | Standard | FALSE | [9 empty] | 42261 |  |  | Yes |  | 3 | 10219 | 89.2 | 114.6 | 12.4 | 0.975 | 3500 | 82
P4QF8XDU | Eaton (formerly Cooper Lighting) | Metalux | 4ILED-[All Mounting Arrangments]-LD4-14-W-ASY-UNV-L835-[All Emergency Options]-SD-2-[All Options]-[All Packaging] | Indoor Luminaires | High-Bay | High-Bay Luminaires for Commercial and Industrial Buildings | Standard | FALSE | [9 empty] | 42261 |  |  | Yes |  | 3 | 10206 | 91 | 112.2 | 12.4 | 0.975 | 3500 | 82
P31ETEKR | Eaton (formerly Cooper Lighting) | Metalux | 8ILED-[All Mounting Arrangments]-LD4-14-W-ASY/WG-UNV-L835-[All Emergency Options]-SD-2-[All Options]-[All Packaging] | Indoor Luminaires | High-Bay | High-Bay Luminaires for Commercial and Industrial Buildings | Standard | FALSE | [9 empty] | 42261 |  |  | Yes |  | 3 | 10162 | 88.7 | 114.6 | 12.4 | 0.975 | 3500 | 82
P2V4WEAE | Eaton (formerly Cooper Lighting) | Metalux | 8ILED-[All Mounting Arrangments]-LD4-14-W-FL/UPL/WG-UNV-L835-[All Emergency Options]-SD-2-[All Options]-[All Packaging] | Indoor Luminaires | High-Bay | High-Bay Luminaires for Commercial and Industrial Buildings | Standard | FALSE | [9 empty] | 42261 |  |  | Yes |  | 3 | 10081 | 87.9 | 114.6 | 12.4 | 0.975 | 3500 | 82
PQ39PXHS | Eaton (formerly Cooper Lighting) | Metalux | 4ILED-[All Mounting Arrangments]-LD4-14-W-FL/UPL-UNV-L835-[All Emergency Options]-SD-2-[All Options]-[All Packaging] | Indoor Luminaires | High-Bay | High-Bay Luminaires for Commercial and Industrial Buildings | Standard | FALSE | [9 empty] | 42261 |  |  | Yes |  | 3 | 10068 | 89.7 | 112.2 | 12.4 | 0.975 | 3500 | 82
P7RRQX1P | Eaton (formerly Cooper Lighting) | Metalux | 4ILED-[All Mounting Arrangments]-LD4-7-W-[Blank]-UNV-L835-[All Emergency Options]-SD-1-[All Options]-[All Packaging] | Indoor Luminaires | High-Bay | Low-Bay Luminaires for Commercial and Industrial Buildings | Standard | FALSE | [9 empty] | 42261 |  |  | Yes |  | 3 | 6706 | 117 | 57.3 | 12.4 | 0.975 | 3500 | 82
P4H3QJ81 | Eaton (formerly Cooper Lighting) | Metalux | 4ILED-[All Mounting Arrangments]-LD4-7-W-WG-UNV-L835-[All Emergency Options]-SD-1-[All Options]-[All Packaging] | Indoor Luminaires | High-Bay | Low-Bay Luminaires for Commercial and Industrial Buildings | Standard | FALSE | [9 empty] | 42261 |  |  | Yes |  | 3 | 6347 | 110.7 | 57.3 | 12.4 | 0.975 | 3500 | 82
PWXURM4D | Eaton (formerly Cooper Lighting) | Metalux | 4ILED-[All Mounting Arrangments]-LD4-7-W-CL-UNV-L835-[All Emergency Options]-SD-1-[All Options]-[All Packaging] | Indoor Luminaires | High-Bay | Low-Bay Luminaires for Commercial and Industrial Buildings | Standard | FALSE | [9 empty] | 42261 |  |  | Yes |  | 3 | 6156 | 107.4 | 57.3 | 12.4 | 0.975 | 3500 | 82
PYDFCGX6 | Eaton (formerly Cooper Lighting) | Metalux | 4ILED-[All Mounting Arrangments]-LD4-7-N-TWB-UNV-L835-[All Emergency Options]-SD-1-[All Options]-[All Packaging] | Indoor Luminaires | High-Bay | Low-Bay Luminaires for Commercial and Industrial Buildings | Standard | FALSE | [9 empty] | 42261 |  |  | Yes |  | 3 | 6155 | 107.4 | 57.3 | 12.4 | 0.975 | 3500 | 82
P7EB8WJZ | Eaton (formerly Cooper Lighting) | Metalux | 4ILED-[All Mounting Arrangments]-LD4-7-W-TWB-UNV-L835-[All Emergency Options]-SD-1-[All Options]-[All Packaging] | Indoor Luminaires | High-Bay | Low-Bay Luminaires for Commercial and Industrial Buildings | Standard | FALSE | [9 empty] | 42261 |  |  | Yes |  | 3 | 6131 | 107 | 57.3 | 12.4 | 0.975 | 3500 | 82
P6SGKSM9 | Eaton (formerly Cooper Lighting) | Metalux | 4ILED-[All Mounting Arrangments]-LD4-7-N-[Blank]-UNV-L835-[All Emergency Options]-SD-1-[All Options]-[All Packaging] | Indoor Luminaires | High-Bay | Low-Bay Luminaires for Commercial and Industrial Buildings | Standard | FALSE | [9 empty] | 42261 |  |  | Yes |  | 3 | 6076 | 106 | 57.3 | 12.4 | 0.975 | 3500 | 82
P619X92F | Eaton (formerly Cooper Lighting) | Metalux | 4ILED-[All Mounting Arrangments]-LD4-7-W-CL/WG-UNV-L835-[All Emergency Options]-SD-1-[All Options]-[All Packaging] | Indoor Luminaires | High-Bay | Low-Bay Luminaires for Commercial and Industrial Buildings | Standard | FALSE | [9 empty] | 42261 |  |  | Yes |  | 3 | 5829 | 101.7 | 57.3 | 12.4 | 0.975 | 3500 | 82
PFWX4YS1 | Eaton (formerly Cooper Lighting) | Metalux | 4ILED-[All Mounting Arrangments]-LD4-7-W-TWB/WG-UNV-L835-[All Emergency Options]-SD-1-[All Options]-[All Packaging] | Indoor Luminaires | High-Bay | Low-Bay Luminaires for Commercial and Industrial Buildings | Standard | FALSE | [9 empty] | 42261 |  |  | Yes |  | 3 | 5799 | 101.2 | 57.3 | 12.4 | 0.975 | 3500 | 82
P4HVBP9X | Eaton (formerly Cooper Lighting) | Metalux | 4ILED-[All Mounting Arrangments]-LD4-7-N-TWB/WG-UNV-L835-[All Emergency Options]-SD-1-[All Options]-[All Packaging] | Indoor Luminaires | High-Bay | Low-Bay Luminaires for Commercial and Industrial Buildings | Standard | FALSE | [9 empty] | 42261 |  |  | Yes |  | 3 | 5772 | 100.7 | 57.3 | 12.4 | 0.975 | 3500 | 82
PFWG6NCU | Eaton (formerly Cooper Lighting) | Metalux | 4ILED-[All Mounting Arrangments]-LD4-7-N-WG-UNV-L835-[All Emergency Options]-SD-1-[All Options]-[All Packaging] | Indoor Luminaires | High-Bay | Low-Bay Luminaires for Commercial and Industrial Buildings | Standard | FALSE | [9 empty] | 42261 |  |  | Yes |  | 3 | 5744 | 100.2 | 57.3 | 12.4 | 0.975 | 3500 | 82
PCARPAVW | Eaton (formerly Cooper Lighting) | Metalux | 4ILED-[All Mounting Arrangments]-LD4-7-W-ASY-UNV-L835-[All Emergency Options]-SD-1-[All Options]-[All Packaging] | Indoor Luminaires | High-Bay | Low-Bay Luminaires for Commercial and Industrial Buildings | Standard | FALSE | [9 empty] | 42261 |  |  | Yes |  | 3 | 5349 | 93.3 | 57.3 | 12.4 | 0.975 | 3500 | 82
PUQE8QB5 | Eaton (formerly Cooper Lighting) | Metalux | 4ILED-[All Mounting Arrangments]-LD4-7-W-FL/UPL-UNV-L835-[All Emergency Options]-SD-1-[All Options]-[All Packaging] | Indoor Luminaires | High-Bay | Low-Bay Luminaires for Commercial and Industrial Buildings | Standard | FALSE | [9 empty] | 42261 |  |  | Yes |  | 3 | 5277 | 92.1 | 57.3 | 12.4 | 0.975 | 3500 | 82
PH9AJHE6 | Eaton (formerly Cooper Lighting) | Metalux | 4ILED-[All Mounting Arrangments]-LD4-7-W-FL-UNV-L835-[All Emergency Options]-SD-1-[All Options]-[All Packaging] | Indoor Luminaires | High-Bay | Low-Bay Luminaires for Commercial and Industrial Buildings | Standard | FALSE | [9 empty] | 42261 |  |  | Yes |  | 3 | 5110 | 89.2 | 57.3 | 12.4 | 0.975 | 3500 | 82
PR191MZU | Eaton (formerly Cooper Lighting) | Metalux | 4ILED-[All Mounting Arrangments]-LD4-7-W-ASY/WG-UNV-L835-[All Emergency Options]-SD-1-[All Options]-[All Packaging] | Indoor Luminaires | High-Bay | Low-Bay Luminaires for Commercial and Industrial Buildings | Standard | FALSE | [9 empty] | 42261 |  |  | Yes |  | 3 | 5081 | 88.7 | 57.3 | 12.4 | 0.975 | 3500 | 82
PPRR6A67 | Eaton (formerly Cooper Lighting) | Metalux | 4ILED-[All Mounting Arrangments]-LD4-7-W-FL/UPL/WG-UNV-L835-[All Emergency Options]-SD-1-[All Options]-[All Packaging] | Indoor Luminaires | High-Bay | Low-Bay Luminaires for Commercial and Industrial Buildings | Standard | FALSE | [9 empty] | 42261 |  |  | Yes |  | 3 | 5040 | 87.9 | 57.3 | 12.4 | 0.975 | 3500 | 82
P3GTZ1PG | Eaton (formerly Cooper Lighting) | Metalux | 8ILED-[All Mounting Arrangments]-LD4-10-W-WG-UNV-L835-[All Emergency Options]-5LTD-2-[All Options]-[All Packaging] | Indoor Luminaires | High-Bay | Low-Bay Luminaires for Commercial and Industrial Buildings | Standard | FALSE | [9 empty] | 42261 |  |  | Yes |  | 3 | 8936 | 118.6 | 75.3 | 17.1 | 0.961 | 3500 | 82
PBUFEJAT | Eaton (formerly Cooper Lighting) | Metalux | 8ILED-[All Mounting Arrangments]-LD4-10-W-CL-UNV-L835-[All Emergency Options]-5LTD-2-[All Options]-[All Packaging] | Indoor Luminaires | High-Bay | Low-Bay Luminaires for Commercial and Industrial Buildings | Standard | FALSE | [9 empty] | 42261 |  |  | Yes |  | 3 | 8667 | 115 | 75.3 | 17.1 | 0.961 | 3500 | 82
PZNR1UY1 | Eaton (formerly Cooper Lighting) | Metalux | 8ILED-[All Mounting Arrangments]-LD4-10-W-TWB-UNV-L835-[All Emergency Options]-5LTD-2-[All Options]-[All Packaging] | Indoor Luminaires | High-Bay | Low-Bay Luminaires for Commercial and Industrial Buildings | Standard | FALSE | [9 empty] | 42261 |  |  | Yes |  | 3 | 8633 | 114.6 | 75.3 | 17.1 | 0.961 | 3500 | 82
PHHC6E5H | Eaton (formerly Cooper Lighting) | Metalux | 8ILED-[All Mounting Arrangments]-LD4-10-N-[Blank]-UNV-L835-[All Emergency Options]-5LTD-2-[All Options]-[All Packaging] | Indoor Luminaires | High-Bay | Low-Bay Luminaires for Commercial and Industrial Buildings | Standard | FALSE | [9 empty] | 42261 |  |  | Yes |  | 3 | 8554 | 113.5 | 75.3 | 17.1 | 0.961 | 3500 | 82
PS8E6YY7 | Eaton (formerly Cooper Lighting) | Metalux | 8ILED-[All Mounting Arrangments]-LD4-10-W-CL/WG-UNV-L835-[All Emergency Options]-5LTD-2-[All Options]-[All Packaging] | Indoor Luminaires | High-Bay | Low-Bay Luminaires for Commercial and Industrial Buildings | Standard | FALSE | [9 empty] | 42261 |  |  | Yes |  | 3 | 8207 | 108.9 | 75.3 | 17.1 | 0.961 | 3500 | 82
PZHSDJB1 | Eaton (formerly Cooper Lighting) | Metalux | 8ILED-[All Mounting Arrangments]-LD4-10-W-TWB/WG-UNV-L835-[All Emergency Options]-5LTD-2-[All Options]-[All Packaging] | Indoor Luminaires | High-Bay | Low-Bay Luminaires for Commercial and Industrial Buildings | Standard | FALSE | [9 empty] | 42261 |  |  | Yes |  | 3 | 8165 | 108.4 | 75.3 | 17.1 | 0.961 | 3500 | 82
PA4EHQB3 | Eaton (formerly Cooper Lighting) | Metalux | 8ILED-[All Mounting Arrangments]-LD4-10-N-WG-UNV-L835-[All Emergency Options]-5LTD-2-[All Options]-[All Packaging] | Indoor Luminaires | High-Bay | Low-Bay Luminaires for Commercial and Industrial Buildings | Standard | FALSE | [9 empty] | 42261 |  |  | Yes |  | 3 | 8087 | 107.3 | 75.3 | 17.1 | 0.961 | 3500 | 82
PKD6TC7X | Eaton (formerly Cooper Lighting) | Metalux | 8ILED-[All Mounting Arrangments]-LD4-10-W-ASY-UNV-L835-[All Emergency Options]-5LTD-2-[All Options]-[All Packaging] | Indoor Luminaires | High-Bay | Low-Bay Luminaires for Commercial and Industrial Buildings | Standard | FALSE | [9 empty] | 42261 |  |  | Yes |  | 3 | 7532 | 100 | 75.3 | 17.1 | 0.961 | 3500 | 82
PENXVVY9 | Eaton (formerly Cooper Lighting) | Metalux | 8ILED-[All Mounting Arrangments]-LD4-10-W-FL/UPL-UNV-L835-[All Emergency Options]-5LTD-2-[All Options]-[All Packaging] | Indoor Luminaires | High-Bay | Low-Bay Luminaires for Commercial and Industrial Buildings | Standard | FALSE | [9 empty] | 42261 |  |  | Yes |  | 3 | 7430 | 98.6 | 75.3 | 17.1 | 0.961 | 3500 | 82
PPAYK27V | Eaton (formerly Cooper Lighting) | Metalux | 8ILED-[All Mounting Arrangments]-LD4-10-W-FL-UNV-L835-[All Emergency Options]-5LTD-2-[All Options]-[All Packaging] | Indoor Luminaires | High-Bay | Low-Bay Luminaires for Commercial and Industrial Buildings | Standard | FALSE | [9 empty] | 42261 |  |  | Yes |  | 3 | 7194 | 95.5 | 75.3 | 17.1 | 0.961 | 3500 | 82
PFW78CQY | Eaton (formerly Cooper Lighting) | Metalux | 8ILED-[All Mounting Arrangments]-LD4-10-W-ASY/WG-UNV-L835-[All Emergency Options]-5LTD-2-[All Options]-[All Packaging] | Indoor Luminaires | High-Bay | Low-Bay Luminaires for Commercial and Industrial Buildings | Standard | FALSE | [9 empty] | 42261 |  |  | Yes |  | 3 | 7154 | 94.9 | 75.3 | 17.1 | 0.961 | 3500 | 82
PTR5S7M1 | Eaton (formerly Cooper Lighting) | Metalux | 8ILED-[All Mounting Arrangments]-LD4-10-W-FL/UPL/WG-UNV-L835-[All Emergency Options]-5LTD-2-[All Options]-[All Packaging] | Indoor Luminaires | High-Bay | Low-Bay Luminaires for Commercial and Industrial Buildings | Standard | FALSE | [9 empty] | 42261 |  |  | Yes |  | 3 | 7096 | 94.2 | 75.3 | 17.1 | 0.961 | 3500 | 82
PARQBTKF | Eaton (formerly Cooper Lighting) | Metalux | 8ILED-[All Mounting Arrangments]-LD4-10-W-FL/WG-UNV-L835-[All Emergency Options]-5LTD-2-[All Options]-[All Packaging] | Indoor Luminaires | High-Bay | Low-Bay Luminaires for Commercial and Industrial Buildings | Standard | FALSE | [9 empty] | 42261 |  |  | Yes |  | 3 | 6793 | 90.2 | 75.3 | 17.1 | 0.961 | 3500 | 82
PHH5G9XN | Eaton (formerly Cooper Lighting) | Metalux | 8ILED-[All Mounting Arrangments]-LD4-22-W-[Blank]-UNV-L835-[All Emergency Options]-5LTD-4-[All Options]-[All Packaging] | Indoor Luminaires | High-Bay | High-Bay Luminaires for Commercial and Industrial Buildings | Standard | FALSE | [9 empty] | 42261 |  |  | Yes |  | 3 | 21190 | 105.4 | 201 | 15.2 | 0.972 | 3500 | 82
PSBCP9BZ | Eaton (formerly Cooper Lighting) | Metalux | 8ILED-[All Mounting Arrangments]-LD4-22-W-WG-UNV-L835-[All Emergency Options]-5LTD-4-[All Options]-[All Packaging] | Indoor Luminaires | High-Bay | High-Bay Luminaires for Commercial and Industrial Buildings | Standard | FALSE | [9 empty] | 42261 |  |  | Yes |  | 3 | 20056 | 99.8 | 201 | 15.2 | 0.972 | 3500 | 82
PS6EQHH2 | Eaton (formerly Cooper Lighting) | Metalux | 8ILED-[All Mounting Arrangments]-LD4-22-W-CL-UNV-L835-[All Emergency Options]-5LTD-4-[All Options]-[All Packaging] | Indoor Luminaires | High-Bay | High-Bay Luminaires for Commercial and Industrial Buildings | Standard | FALSE | [9 empty] | 42261 |  |  | Yes |  | 3 | 19450 | 96.8 | 201 | 15.2 | 0.972 | 3500 | 82
PK8VRAM7 | Eaton (formerly Cooper Lighting) | Metalux | 8ILED-[All Mounting Arrangments]-LD4-22-N-TWB-UNV-L835-[All Emergency Options]-5LTD-4-[All Options]-[All Packaging] | Indoor Luminaires | High-Bay | High-Bay Luminaires for Commercial and Industrial Buildings | Standard | FALSE | [9 empty] | 42261 |  |  | Yes |  | 3 | 19448 | 96.7 | 201 | 15.2 | 0.972 | 3500 | 82
P9XHH19Z | Eaton (formerly Cooper Lighting) | Metalux | 8ILED-[All Mounting Arrangments]-LD4-22-W-TWB-UNV-L835-[All Emergency Options]-5LTD-4-[All Options]-[All Packaging] | Indoor Luminaires | High-Bay | High-Bay Luminaires for Commercial and Industrial Buildings | Standard | FALSE | [9 empty] | 42261 |  |  | Yes |  | 3 | 19374 | 96.4 | 201 | 15.2 | 0.972 | 3500 | 82
PFZQ1MVZ | Eaton (formerly Cooper Lighting) | Metalux | 8ILED-[All Mounting Arrangments]-LD4-22-N-[Blank]-UNV-L835-[All Emergency Options]-5LTD-4-[All Options]-[All Packaging] | Indoor Luminaires | High-Bay | High-Bay Luminaires for Commercial and Industrial Buildings | Standard | FALSE | [9 empty] | 42261 |  |  | Yes |  | 3 | 19198 | 95.5 | 201 | 15.2 | 0.972 | 3500 | 82
P2SDNJRH | Eaton (formerly Cooper Lighting) | Metalux | 8ILED-[All Mounting Arrangments]-LD4-22-W-CL/WG-UNV-L835-[All Emergency Options]-5LTD-4-[All Options]-[All Packaging] | Indoor Luminaires | High-Bay | High-Bay Luminaires for Commercial and Industrial Buildings | Standard | FALSE | [9 empty] | 42261 |  |  | Yes |  | 3 | 18418 | 91.6 | 201 | 15.2 | 0.972 | 3500 | 82
P7R9FJ8S | Eaton (formerly Cooper Lighting) | Metalux | 8ILED-[All Mounting Arrangments]-LD4-22-W-TWB/WG-UNV-L835-[All Emergency Options]-5LTD-4-[All Options]-[All Packaging] | Indoor Luminaires | High-Bay | High-Bay Luminaires for Commercial and Industrial Buildings | Standard | FALSE | [9 empty] | 42261 |  |  | Yes |  | 3 | 18324 | 91.2 | 201 | 15.2 | 0.972 | 3500 | 82
PKQFFB75 | Eaton (formerly Cooper Lighting) | Metalux | 8ILED-[All Mounting Arrangments]-LD4-22-N-TWB/WG-UNV-L835-[All Emergency Options]-5LTD-4-[All Options]-[All Packaging] | Indoor Luminaires | High-Bay | High-Bay Luminaires for Commercial and Industrial Buildings | Standard | FALSE | [9 empty] | 42261 |  |  | Yes |  | 3 | 18238 | 90.7 | 201 | 15.2 | 0.972 | 3500 | 82
PHG9C8RH | Eaton (formerly Cooper Lighting) | Metalux | 8ILED-[All Mounting Arrangments]-LD4-22-N-WG-UNV-L835-[All Emergency Options]-5LTD-4-[All Options]-[All Packaging] | Indoor Luminaires | High-Bay | High-Bay Luminaires for Commercial and Industrial Buildings | Standard | FALSE | [9 empty] | 42261 |  |  | Yes |  | 3 | 18149 | 90.3 | 201 | 15.2 | 0.972 | 3500 | 82
PMFYWXA3 | Eaton (formerly Cooper Lighting) | Metalux | 8ILED-[All Mounting Arrangments]-LD4-22-W-ASY-UNV-L835-[All Emergency Options]-5LTD-4-[All Options]-[All Packaging] | Indoor Luminaires | High-Bay | High-Bay Luminaires for Commercial and Industrial Buildings | Standard | FALSE | [9 empty] | 42261 |  |  | Yes |  | 3 | 16903 | 84.1 | 201 | 15.2 | 0.972 | 3500 | 82
PK6QDW6G | Eaton (formerly Cooper Lighting) | Metalux | 8ILED-[All Mounting Arrangments]-LD4-22-W-FL/UPL-UNV-L835-[All Emergency Options]-5LTD-4-[All Options]-[All Packaging] | Indoor Luminaires | High-Bay | High-Bay Luminaires for Commercial and Industrial Buildings | Standard | FALSE | [9 empty] | 42261 |  |  | Yes |  | 3 | 16675 | 82.9 | 201 | 15.2 | 0.972 | 3500 | 82
PPBSZUY5 | Eaton (formerly Cooper Lighting) | Metalux | 4ILED-[All Mounting Arrangments]-LD4-11-W-[Blank]-UNV-L835-[All Emergency Options]-5LTD-2-[All Options]-[All Packaging] | Indoor Luminaires | High-Bay | High-Bay Luminaires for Commercial and Industrial Buildings | Standard | FALSE | [9 empty] | 42261 |  |  | Yes |  | 3 | 10595 | 105.4 | 100.5 | 15.2 | 0.972 | 3500 | 82
P6ZCMAKX | Eaton (formerly Cooper Lighting) | Metalux | 4ILED-[All Mounting Arrangments]-LD4-11-W-WG-UNV-L835-[All Emergency Options]-5LTD-2-[All Options]-[All Packaging] | Indoor Luminaires | High-Bay | High-Bay Luminaires for Commercial and Industrial Buildings | Standard | FALSE | [9 empty] | 42261 |  |  | Yes |  | 3 | 10028 | 99.8 | 100.5 | 15.2 | 0.972 | 3500 | 82
P5WB84QX | Eaton (formerly Cooper Lighting) | Metalux | 4ILED-[All Mounting Arrangments]-LD4-11-N-TWB-UNV-L835-[All Emergency Options]-5LTD-2-[All Options]-[All Packaging] | Indoor Luminaires | High-Bay | Low-Bay Luminaires for Commercial and Industrial Buildings | Standard | FALSE | [9 empty] | 42261 |  |  | Yes |  | 3 | 9724 | 96.7 | 100.5 | 15.2 | 0.972 | 3500 | 82
PSZDGAZN | Eaton (formerly Cooper Lighting) | Metalux | 4ILED-[All Mounting Arrangments]-LD4-11-N-TWB/WG-UNV-L835-[All Emergency Options]-5LTD-2-[All Options]-[All Packaging] | Indoor Luminaires | High-Bay | Low-Bay Luminaires for Commercial and Industrial Buildings | Standard | FALSE | [9 empty] | 42261 |  |  | Yes |  | 3 | 9119 | 90.7 | 100.5 | 15.2 | 0.972 | 3500 | 82
P1AKMHZV | Eaton (formerly Cooper Lighting) | Metalux | 8ILED-[All Mounting Arrangments]-LD4-10-W-[Blank]-UNV-L835-[All Emergency Options]-5LTD-2-[All Options]-[All Packaging] | Indoor Luminaires | High-Bay | Low-Bay Luminaires for Commercial and Industrial Buildings | Standard | FALSE | [9 empty] | 42261 |  |  | Yes |  | 3 | 9442 | 125.3 | 75.3 | 13.7 | 0.961 | 3500 | 82
PDYCQ199 | Eaton (formerly Cooper Lighting) | Metalux | 8ILED-[All Mounting Arrangments]-LD4-14-W-[Blank]-UNV-L835-[All Emergency Options]-[Drivers include CD & 5LTD]-2-[All Options]-[All Packaging] | Indoor Luminaires | High-Bay | High-Bay Luminaires for Commercial and Industrial Buildings | Standard | FALSE | [9 empty] | 42261 |  |  | Yes |  | 3 | 13412 | 118.7 | 113.1 | 11.2 | 0.984 | 3500 | 82
PQ8BACCZ | Eaton (formerly Cooper Lighting) | Metalux | 8ILED-[All Mounting Arrangments]-LD4-14-W-WG-UNV-L835-[All Emergency Options]-[Drivers include CD & 5LTD]-2-[All Options]-[All Packaging] | Indoor Luminaires | High-Bay | High-Bay Luminaires for Commercial and Industrial Buildings | Standard | FALSE | [9 empty] | 42261 |  |  | Yes |  | 3 | 12694 | 112.4 | 113 | 11.2 | 0.984 | 3500 | 82
PR6HXK7P | Eaton (formerly Cooper Lighting) | Metalux | 8ILED-[All Mounting Arrangments]-LD4-14-W-CL-UNV-L835-[All Emergency Options]-[Drivers include CD & 5LTD]-2-[All Options]-[All Packaging] | Indoor Luminaires | High-Bay | High-Bay Luminaires for Commercial and Industrial Buildings | Standard | FALSE | [9 empty] | 42261 |  |  | Yes |  | 3 | 12311 | 109 | 113 | 11.2 | 0.984 | 3500 | 82
PF2ECBMC | Eaton (formerly Cooper Lighting) | Metalux | 8ILED-[All Mounting Arrangments]-LD4-14-N-TWB-UNV-L835-[All Emergency Options]-[Drivers include CD & 5LTD]-2-[All Options]-[All Packaging] | Indoor Luminaires | High-Bay | High-Bay Luminaires for Commercial and Industrial Buildings | Standard | FALSE | [9 empty] | 42261 |  |  | Yes |  | 3 | 12310 | 108.9 | 113.1 | 11.2 | 0.984 | 3500 | 82
PAUXFJ4R | Eaton (formerly Cooper Lighting) | Metalux | 8ILED-[All Mounting Arrangments]-LD4-14-W-TWB-UNV-L835-[All Emergency Options]-[Drivers include CD & 5LTD]-2-[All Options]-[All Packaging] | Indoor Luminaires | High-Bay | High-Bay Luminaires for Commercial and Industrial Buildings | Standard | FALSE | [9 empty] | 42261 |  |  | Yes |  | 3 | 12263 | 108.5 | 113 | 11.2 | 0.984 | 3500 | 82
P9USWPJN | Eaton (formerly Cooper Lighting) | Metalux | 8ILED-[All Mounting Arrangments]-LD4-14-N-[Blank]-UNV-L835-[All Emergency Options]-[Drivers include CD & 5LTD]-2-[All Options]-[All Packaging] | Indoor Luminaires | High-Bay | High-Bay Luminaires for Commercial and Industrial Buildings | Standard | FALSE | [9 empty] | 42261 |  |  | Yes |  | 3 | 12151 | 107.2 | 113.4 | 11.2 | 0.984 | 3500 | 82
P437Q1EZ | Eaton (formerly Cooper Lighting) | Metalux | 8ILED-[All Mounting Arrangments]-LD4-14-W-CL/WG-UNV-L835-[All Emergency Options]-[Drivers include CD & 5LTD]-2-[All Options]-[All Packaging] | Indoor Luminaires | High-Bay | High-Bay Luminaires for Commercial and Industrial Buildings | Standard | FALSE | [9 empty] | 42261 |  |  | Yes |  | 3 | 11658 | 103.2 | 113 | 11.2 | 0.984 | 3500 | 82
P3NJF4NQ | Eaton (formerly Cooper Lighting) | Metalux | 8ILED-[All Mounting Arrangments]-LD4-14-W-TWB/WG-UNV-L835-[All Emergency Options]-[Drivers include CD & 5LTD]-2-[All Options]-[All Packaging] | Indoor Luminaires | High-Bay | High-Bay Luminaires for Commercial and Industrial Buildings | Standard | FALSE | [9 empty] | 42261 |  |  | Yes |  | 3 | 11598 | 102.7 | 113 | 11.2 | 0.984 | 3500 | 82
P18S316U | Eaton (formerly Cooper Lighting) | Metalux | 8ILED-[All Mounting Arrangments]-LD4-14-N-TWB/WG-UNV-L835-[All Emergency Options]-[Drivers include CD & 5LTD]-2-[All Options]-[All Packaging] | Indoor Luminaires | High-Bay | High-Bay Luminaires for Commercial and Industrial Buildings | Standard | FALSE | [9 empty] | 42261 |  |  | Yes |  | 3 | 11544 | 102.1 | 113.1 | 11.2 | 0.984 | 3500 | 82
P67Q3JTR | Eaton (formerly Cooper Lighting) | Metalux | 8ILED-[All Mounting Arrangments]-LD4-14-N-WG-UNV-L835-[All Emergency Options]-[Drivers include CD & 5LTD]-2-[All Options]-[All Packaging] | Indoor Luminaires | High-Bay | High-Bay Luminaires for Commercial and Industrial Buildings | Standard | FALSE | [9 empty] | 42261 |  |  | Yes |  | 3 | 11488 | 101.3 | 113.4 | 11.2 | 0.984 | 3500 | 82
PNB3JDEU | Eaton (formerly Cooper Lighting) | Metalux | 8ILED-[All Mounting Arrangments]-LD4-14-W-ASY-UNV-L835-[All Emergency Options]-[Drivers include CD & 5LTD]-2-[All Options]-[All Packaging] | Indoor Luminaires | High-Bay | High-Bay Luminaires for Commercial and Industrial Buildings | Standard | FALSE | [9 empty] | 42261 |  |  | Yes |  | 3 | 10699 | 94.7 | 113 | 11.2 | 0.984 | 3500 | 82
PK2Y6NZW | Eaton (formerly Cooper Lighting) | Metalux | 8ILED-[All Mounting Arrangments]-LD4-14-W-FL/UPL-UNV-L835-[All Emergency Options]-[Drivers include CD & 5LTD]-2-[All Options]-[All Packaging] | Indoor Luminaires | High-Bay | High-Bay Luminaires for Commercial and Industrial Buildings | Standard | FALSE | [9 empty] | 42261 |  |  | Yes |  | 3 | 10554 | 93.6 | 112.7 | 11.2 | 0.984 | 3500 | 82
PY6N8FBS | Eaton (formerly Cooper Lighting) | Metalux | 8ILED-[All Mounting Arrangments]-LD4-14-W-FL-UNV-L835-[All Emergency Options]-[Drivers include CD & 5LTD]-2-[All Options]-[All Packaging] | Indoor Luminaires | High-Bay | High-Bay Luminaires for Commercial and Industrial Buildings | Standard | FALSE | [9 empty] | 42261 |  |  | Yes |  | 3 | 10219 | 90.5 | 113 | 11.2 | 0.984 | 3500 | 82
PYTAZERU | Eaton (formerly Cooper Lighting) | Metalux | 8ILED-[All Mounting Arrangments]-LD4-14-W-ASY/WG-UNV-L835-[All Emergency Options]-[Drivers include CD & 5LTD]-2-[All Options]-[All Packaging] | Indoor Luminaires | High-Bay | High-Bay Luminaires for Commercial and Industrial Buildings | Standard | FALSE | [9 empty] | 42261 |  |  | Yes |  | 3 | 10162 | 89.9 | 113 | 11.2 | 0.984 | 3500 | 82
PSYJTXGW | Eaton (formerly Cooper Lighting) | Metalux | 8ILED-[All Mounting Arrangments]-LD4-14-W-FL/UPL/WG-UNV-L835-[All Emergency Options]-[Drivers include CD & 5LTD]-2-[All Options]-[All Packaging] | Indoor Luminaires | High-Bay | High-Bay Luminaires for Commercial and Industrial Buildings | Standard | FALSE | [9 empty] | 42261 |  |  | Yes |  | 3 | 10081 | 89.4 | 112.7 | 11.2 | 0.984 | 3500 | 82
PS3UJ9NZ | Eaton (formerly Cooper Lighting) | Metalux | 8ILED-[All Mounting Arrangments]-LD4-28-W-[Blank]-UNV-L835-[All Emergency Options]-[Drivers include CD & 5LTD]-4-[All Options]-[All Packaging] | Indoor Luminaires | High-Bay | High-Bay Luminaires for Commercial and Industrial Buildings | Standard | FALSE | [9 empty] | 42261 |  |  | Yes |  | 3 | 25588 | 116.1 | 220.4 | 9.8 | 0.986 | 3500 | 82
PSCPMN1D | Eaton (formerly Cooper Lighting) | Metalux | 8ILED-[All Mounting Arrangments]-LD4-28-W-WG-UNV-L835-[All Emergency Options]-[Drivers include CD & 5LTD]-4-[All Options]-[All Packaging] | Indoor Luminaires | High-Bay | High-Bay Luminaires for Commercial and Industrial Buildings | Standard | FALSE | [9 empty] | 42261 |  |  | Yes |  | 3 | 24218 | 109.9 | 220.4 | 9.8 | 0.986 | 3500 | 82
P8BAGNGJ | Eaton (formerly Cooper Lighting) | Metalux | 8ILED-[All Mounting Arrangments]-LD4-28-W-CL-UNV-L835-[All Emergency Options]-[Drivers include CD & 5LTD]-4-[All Options]-[All Packaging] | Indoor Luminaires | High-Bay | High-Bay Luminaires for Commercial and Industrial Buildings | Standard | FALSE | [9 empty] | 42261 |  |  | Yes |  | 3 | 23487 | 106.6 | 220.4 | 9.8 | 0.986 | 3500 | 82
P7M1WGPN | Eaton (formerly Cooper Lighting) | Metalux | 8ILED-[All Mounting Arrangments]-LD4-28-N-TWB-UNV-L835-[All Emergency Options]-[Drivers include CD & 5LTD]-4-[All Options]-[All Packaging] | Indoor Luminaires | High-Bay | High-Bay Luminaires for Commercial and Industrial Buildings | Standard | FALSE | [9 empty] | 42261 |  |  | Yes |  | 3 | 23484 | 106.6 | 220.4 | 9.8 | 0.986 | 3500 | 82
PVF1SW8M | Eaton (formerly Cooper Lighting) | Metalux | 8ILED-[All Mounting Arrangments]-LD4-28-W-TWB-UNV-L835-[All Emergency Options]-[Drivers include CD & 5LTD]-4-[All Options]-[All Packaging] | Indoor Luminaires | High-Bay | High-Bay Luminaires for Commercial and Industrial Buildings | Standard | FALSE | [9 empty] | 42261 |  |  | Yes |  | 3 | 23395 | 106.2 | 220.4 | 9.8 | 0.986 | 3500 | 82
PKR1XRRQ | Eaton (formerly Cooper Lighting) | Metalux | 8ILED-[All Mounting Arrangments]-LD4-28-N-[Blank]-UNV-L835-[All Emergency Options]-[Drivers include CD & 5LTD]-4-[All Options]-[All Packaging] | Indoor Luminaires | High-Bay | High-Bay Luminaires for Commercial and Industrial Buildings | Standard | FALSE | [9 empty] | 42261 |  |  | Yes |  | 3 | 23182 | 105.2 | 220.4 | 9.8 | 0.986 | 3500 | 82
PC41X8N3 | Eaton (formerly Cooper Lighting) | Metalux | 8ILED-[All Mounting Arrangments]-LD4-28-W-CL/WG-UNV-L835-[All Emergency Options]-[Drivers include CD & 5LTD]-4-[All Options]-[All Packaging] | Indoor Luminaires | High-Bay | High-Bay Luminaires for Commercial and Industrial Buildings | Standard | FALSE | [9 empty] | 42261 |  |  | Yes |  | 3 | 22240 | 100.9 | 220.4 | 9.8 | 0.986 | 3500 | 82
P4UZ6GQ6 | Eaton (formerly Cooper Lighting) | Metalux | 8ILED-[All Mounting Arrangments]-LD4-28-W-TWB/WG-UNV-L835-[All Emergency Options]-[Drivers include CD & 5LTD]-4-[All Options]-[All Packaging] | Indoor Luminaires | High-Bay | High-Bay Luminaires for Commercial and Industrial Buildings | Standard | FALSE | [9 empty] | 42261 |  |  | Yes |  | 3 | 22127 | 100.4 | 220.4 | 9.8 | 0.986 | 3500 | 82
P4WECCNR | Eaton (formerly Cooper Lighting) | Metalux | 8ILED-[All Mounting Arrangments]-LD4-28-N-TWB/WG-UNV-L835-[All Emergency Options]-[Drivers include CD & 5LTD]-4-[All Options]-[All Packaging] | Indoor Luminaires | High-Bay | High-Bay Luminaires for Commercial and Industrial Buildings | Standard | FALSE | [9 empty] | 42261 |  |  | Yes |  | 3 | 22022 | 99.9 | 220.4 | 9.8 | 0.986 | 3500 | 82
PGF2PMW2 | Eaton (formerly Cooper Lighting) | Metalux | 8ILED-[All Mounting Arrangments]-LD4-28-N-WG-UNV-L835-[All Emergency Options]-[Drivers include CD & 5LTD]-4-[All Options]-[All Packaging] | Indoor Luminaires | High-Bay | High-Bay Luminaires for Commercial and Industrial Buildings | Standard | FALSE | [9 empty] | 42261 |  |  | Yes |  | 3 | 21916 | 99.5 | 220.4 | 9.8 | 0.986 | 3500 | 82
P5UXR54W | Eaton (formerly Cooper Lighting) | Metalux | 8ILED-[All Mounting Arrangments]-LD4-28-W-ASY-UNV-L835-[All Emergency Options]-[Drivers include CD & 5LTD]-4-[All Options]-[All Packaging] | Indoor Luminaires | High-Bay | High-Bay Luminaires for Commercial and Industrial Buildings | Standard | FALSE | [9 empty] | 42261 |  |  | Yes |  | 3 | 20411 | 92.6 | 220.4 | 9.8 | 0.986 | 3500 | 82
PYDB5CXJ | Eaton (formerly Cooper Lighting) | Metalux | 8ILED-[All Mounting Arrangments]-LD4-28-W-FL/UPL-UNV-L835-[All Emergency Options]-[Drivers include CD & 5LTD]-4-[All Options]-[All Packaging] | Indoor Luminaires | High-Bay | High-Bay Luminaires for Commercial and Industrial Buildings | Standard | FALSE | [9 empty] | 42261 |  |  | Yes |  | 3 | 20136 | 91.4 | 220.4 | 9.8 | 0.986 | 3500 | 82
PSZGCZZY | Eaton (formerly Cooper Lighting) | Metalux | 8ILED-[All Mounting Arrangments]-LD4-28-W-FL-UNV-L835-[All Emergency Options]-[Drivers include CD & 5LTD]-4-[All Options]-[All Packaging] | Indoor Luminaires | High-Bay | High-Bay Luminaires for Commercial and Industrial Buildings | Standard | FALSE | [9 empty] | 42261 |  |  | Yes |  | 3 | 19497 | 88.5 | 220.4 | 9.8 | 0.986 | 3500 | 82
PSQPEBT4 | Eaton (formerly Cooper Lighting) | Metalux | 8ILED-[All Mounting Arrangments]-LD4-28-W-ASY/WG-UNV-L835-[All Emergency Options]-[Drivers include CD & 5LTD]-4-[All Options]-[All Packaging] | Indoor Luminaires | High-Bay | High-Bay Luminaires for Commercial and Industrial Buildings | Standard | FALSE | [9 empty] | 42261 |  |  | Yes |  | 3 | 19387 | 88 | 220.4 | 9.8 | 0.986 | 3500 | 82
P8M8RZU4 | Eaton (formerly Cooper Lighting) | Metalux | 8ILED-[All Mounting Arrangments]-LD4-28-W-FL/UPL/WG-UNV-L835-[All Emergency Options]-[Drivers include CD & 5LTD]-4-[All Options]-[All Packaging] | Indoor Luminaires | High-Bay | High-Bay Luminaires for Commercial and Industrial Buildings | Standard | FALSE | [9 empty] | 42261 |  |  | Yes |  | 3 | 19232 | 87.3 | 220.4 | 9.8 | 0.986 | 3500 | 82
P8RWVWC3 | Eaton (formerly Cooper Lighting) | Metalux | 8ILED-[All Mounting Arrangments]-LD4-28-W-FL/WG-UNV-L835-[All Emergency Options]-[Drivers include CD & 5LTD]-4-[All Options]-[All Packaging] | Indoor Luminaires | High-Bay | High-Bay Luminaires for Commercial and Industrial Buildings | Standard | FALSE | [9 empty] | 42261 |  |  | Yes |  | 3 | 18409 | 83.5 | 220.4 | 9.8 | 0.986 | 3500 | 82
P2GQFAHT | Eaton (formerly Cooper Lighting) | Metalux | 4ILED-[All Mounting Arrangments]-LD4-14-W-[Blank]-UNV-L835-[All Emergency Options]-[Drivers include CD & 5LTD]-2-[All Options]-[All Packaging] | Indoor Luminaires | High-Bay | High-Bay Luminaires for Commercial and Industrial Buildings | Standard | FALSE | [9 empty] | 42261 |  |  | Yes |  | 3 | 12794 | 116.1 | 110.2 | 9.8 | 0.986 | 3500 | 82
PK6VTU9F | Eaton (formerly Cooper Lighting) | Metalux | 4ILED-[All Mounting Arrangments]-LD4-14-W-WG-UNV-L835-[All Emergency Options]-[Drivers include CD & 5LTD]-2-[All Options]-[All Packaging] | Indoor Luminaires | High-Bay | High-Bay Luminaires for Commercial and Industrial Buildings | Standard | FALSE | [9 empty] | 42261 |  |  | Yes |  | 3 | 12109 | 109.9 | 110.2 | 9.8 | 0.986 | 3500 | 82
PS1FRX5C | Eaton (formerly Cooper Lighting) | Metalux | 4ILED-[All Mounting Arrangments]-LD4-14-W-CL-UNV-L835-[All Emergency Options]-[Drivers include CD & 5LTD]-2-[All Options]-[All Packaging] | Indoor Luminaires | High-Bay | High-Bay Luminaires for Commercial and Industrial Buildings | Standard | FALSE | [9 empty] | 42261 |  |  | Yes |  | 3 | 11744 | 106.6 | 110.2 | 9.8 | 0.986 | 3500 | 82
PMF8QSSV | Eaton (formerly Cooper Lighting) | Metalux | 4ILED-[All Mounting Arrangments]-LD4-14-N-TWB-UNV-L835-[All Emergency Options]-[Drivers include CD & 5LTD]-2-[All Options]-[All Packaging] | Indoor Luminaires | High-Bay | High-Bay Luminaires for Commercial and Industrial Buildings | Standard | FALSE | [9 empty] | 42261 |  |  | Yes |  | 3 | 11742 | 106.6 | 110.2 | 9.8 | 0.986 | 3500 | 82
PA6GWHFR | Eaton (formerly Cooper Lighting) | Metalux | 4ILED-[All Mounting Arrangments]-LD4-14-W-TWB-UNV-L835-[All Emergency Options]-[Drivers include CD & 5LTD]-2-[All Options]-[All Packaging] | Indoor Luminaires | High-Bay | High-Bay Luminaires for Commercial and Industrial Buildings | Standard | FALSE | [9 empty] | 42261 |  |  | Yes |  | 3 | 11698 | 106.2 | 110.2 | 9.8 | 0.986 | 3500 | 82
PNZWN4PQ | Eaton (formerly Cooper Lighting) | Metalux | 4ILED-[All Mounting Arrangments]-LD4-14-N-[Blank]-UNV-L835-[All Emergency Options]-[Drivers include CD & 5LTD]-2-[All Options]-[All Packaging] | Indoor Luminaires | High-Bay | High-Bay Luminaires for Commercial and Industrial Buildings | Standard | FALSE | [9 empty] | 42261 |  |  | Yes |  | 3 | 11591 | 105.2 | 110.2 | 9.8 | 0.986 | 3500 | 82
PXZTYMF6 | Eaton (formerly Cooper Lighting) | Metalux | 4ILED-[All Mounting Arrangments]-LD4-14-W-CL/WG-UNV-L835-[All Emergency Options]-[Drivers include CD & 5LTD]-2-[All Options]-[All Packaging] | Indoor Luminaires | High-Bay | High-Bay Luminaires for Commercial and Industrial Buildings | Standard | FALSE | [9 empty] | 42261 |  |  | Yes |  | 3 | 11120 | 100.9 | 110.2 | 9.8 | 0.986 | 3500 | 82
P9BSRRBC | Eaton (formerly Cooper Lighting) | Metalux | 4ILED-[All Mounting Arrangments]-LD4-14-W-TWB/WG-UNV-L835-[All Emergency Options]-[Drivers include CD & 5LTD]-2-[All Options]-[All Packaging] | Indoor Luminaires | High-Bay | High-Bay Luminaires for Commercial and Industrial Buildings | Standard | FALSE | [9 empty] | 42261 |  |  | Yes |  | 3 | 11064 | 100.4 | 110.2 | 9.8 | 0.986 | 3500 | 82
P9596163 | Eaton (formerly Cooper Lighting) | Metalux | 4ILED-[All Mounting Arrangments]-LD4-14-N-TWB/WG-UNV-L835-[All Emergency Options]-[Drivers include CD & 5LTD]-2-[All Options]-[All Packaging] | Indoor Luminaires | High-Bay | High-Bay Luminaires for Commercial and Industrial Buildings | Standard | FALSE | [9 empty] | 42261 |  |  | Yes |  | 3 | 11011 | 99.9 | 110.2 | 9.8 | 0.986 | 3500 | 82
PA7MSY98 | Eaton (formerly Cooper Lighting) | Metalux | 4ILED-[All Mounting Arrangments]-LD4-14-N-WG-UNV-L835-[All Emergency Options]-[Drivers include CD & 5LTD]-2-[All Options]-[All Packaging] | Indoor Luminaires | High-Bay | High-Bay Luminaires for Commercial and Industrial Buildings | Standard | FALSE | [9 empty] | 42261 |  |  | Yes |  | 3 | 10958 | 99.5 | 110.2 | 9.8 | 0.986 | 3500 | 82
P9YU71ZF | Eaton (formerly Cooper Lighting) | Metalux | 4ILED-[All Mounting Arrangments]-LD4-14-W-ASY-UNV-L835-[All Emergency Options]-[Drivers include CD & 5LTD]-2-[All Options]-[All Packaging] | Indoor Luminaires | High-Bay | High-Bay Luminaires for Commercial and Industrial Buildings | Standard | FALSE | [9 empty] | 42261 |  |  | Yes |  | 3 | 10206 | 92.6 | 110.2 | 9.8 | 0.986 | 3500 | 82
PG5HR42H | Eaton (formerly Cooper Lighting) | Metalux | 4ILED-[All Mounting Arrangments]-LD4-14-W-FL/UPL-UNV-L835-[All Emergency Options]-[Drivers include CD & 5LTD]-2-[All Options]-[All Packaging] | Indoor Luminaires | High-Bay | High-Bay Luminaires for Commercial and Industrial Buildings | Standard | FALSE | [9 empty] | 42261 |  |  | Yes |  | 3 | 10068 | 91.4 | 110.2 | 9.8 | 0.986 | 3500 | 82
P2C82PNC | Eaton (formerly Cooper Lighting) | Metalux | 8ILED-[All Mounting Arrangments]-LD4-10-W-[Blank]-UNV-L835-[All Emergency Options]-CD-1-[All Options]-[All Packaging] | Indoor Luminaires | High-Bay | Low-Bay Luminaires for Commercial and Industrial Buildings | Standard | FALSE | [9 empty] | 42261 |  |  | Yes |  | 3 | 9442 | 126 | 74.9 | 9 | 0.988 | 3500 | 82
PF7AJJ5Z | Eaton (formerly Cooper Lighting) | Metalux | 8ILED-[All Mounting Arrangments]-LD4-10-W-WG-UNV-L835-[All Emergency Options]-CD-1-[All Options]-[All Packaging] | Indoor Luminaires | High-Bay | Low-Bay Luminaires for Commercial and Industrial Buildings | Standard | FALSE | [9 empty] | 42261 |  |  | Yes |  | 3 | 8936 | 119.3 | 74.9 | 9 | 0.988 | 3500 | 82
P283UMGK | Eaton (formerly Cooper Lighting) | Metalux | 8ILED-[All Mounting Arrangments]-LD4-10-W-CL-UNV-L835-[All Emergency Options]-CD-1-[All Options]-[All Packaging] | Indoor Luminaires | High-Bay | Low-Bay Luminaires for Commercial and Industrial Buildings | Standard | FALSE | [9 empty] | 42261 |  |  | Yes |  | 3 | 8667 | 115.7 | 74.9 | 9 | 0.988 | 3500 | 82
PEP7GY1F | Eaton (formerly Cooper Lighting) | Metalux | 8ILED-[All Mounting Arrangments]-LD4-10-W-TWB-UNV-L835-[All Emergency Options]-CD-1-[All Options]-[All Packaging] | Indoor Luminaires | High-Bay | Low-Bay Luminaires for Commercial and Industrial Buildings | Standard | FALSE | [9 empty] | 42261 |  |  | Yes |  | 3 | 8633 | 115.2 | 74.9 | 9 | 0.988 | 3500 | 82
PG9JYDF9 | Eaton (formerly Cooper Lighting) | Metalux | 8ILED-[All Mounting Arrangments]-LD4-10-N-[Blank]-UNV-L835-[All Emergency Options]-CD-1-[All Options]-[All Packaging] | Indoor Luminaires | High-Bay | Low-Bay Luminaires for Commercial and Industrial Buildings | Standard | FALSE | [9 empty] | 42261 |  |  | Yes |  | 3 | 8554 | 114.2 | 74.9 | 9 | 0.988 | 3500 | 82
PCZZE45Q | Eaton (formerly Cooper Lighting) | Metalux | 8ILED-[All Mounting Arrangments]-LD4-10-W-CL/WG-UNV-L835-[All Emergency Options]-CD-1-[All Options]-[All Packaging] | Indoor Luminaires | High-Bay | Low-Bay Luminaires for Commercial and Industrial Buildings | Standard | FALSE | [9 empty] | 42261 |  |  | Yes |  | 3 | 8207 | 109.6 | 74.9 | 9 | 0.988 | 3500 | 82
PZAX3W3W | Eaton (formerly Cooper Lighting) | Metalux | 8ILED-[All Mounting Arrangments]-LD4-10-W-TWB/WG-UNV-L835-[All Emergency Options]-CD-1-[All Options]-[All Packaging] | Indoor Luminaires | High-Bay | Low-Bay Luminaires for Commercial and Industrial Buildings | Standard | FALSE | [9 empty] | 42261 |  |  | Yes |  | 3 | 8165 | 109 | 74.9 | 9 | 0.988 | 3500 | 82
PSSN6889 | Eaton (formerly Cooper Lighting) | Metalux | 8ILED-[All Mounting Arrangments]-LD4-10-N-WG-UNV-L835-[All Emergency Options]-CD-1-[All Options]-[All Packaging] | Indoor Luminaires | High-Bay | Low-Bay Luminaires for Commercial and Industrial Buildings | Standard | FALSE | [9 empty] | 42261 |  |  | Yes |  | 3 | 8087 | 108 | 74.9 | 9 | 0.988 | 3500 | 82
PQHJXC1P | Eaton (formerly Cooper Lighting) | Metalux | 8ILED-[All Mounting Arrangments]-LD4-10-W-ASY-UNV-L835-[All Emergency Options]-CD-1-[All Options]-[All Packaging] | Indoor Luminaires | High-Bay | Low-Bay Luminaires for Commercial and Industrial Buildings | Standard | FALSE | [9 empty] | 42261 |  |  | Yes |  | 3 | 7532 | 100.5 | 74.9 | 9 | 0.988 | 3500 | 82
PVTRDSQ9 | Eaton (formerly Cooper Lighting) | Metalux | 8ILED-[All Mounting Arrangments]-LD4-10-W-FL/UPL-UNV-L835-[All Emergency Options]-CD-1-[All Options]-[All Packaging] | Indoor Luminaires | High-Bay | Low-Bay Luminaires for Commercial and Industrial Buildings | Standard | FALSE | [9 empty] | 42261 |  |  | Yes |  | 3 | 7430 | 99.2 | 74.9 | 9 | 0.988 | 3500 | 82
PFBXA38D | Eaton (formerly Cooper Lighting) | Metalux | 8ILED-[All Mounting Arrangments]-LD4-10-W-FL-UNV-L835-[All Emergency Options]-CD-1-[All Options]-[All Packaging] | Indoor Luminaires | High-Bay | Low-Bay Luminaires for Commercial and Industrial Buildings | Standard | FALSE | [9 empty] | 42261 |  |  | Yes |  | 3 | 7194 | 96 | 74.9 | 9 | 0.988 | 3500 | 82
PTPWN5JD | Eaton (formerly Cooper Lighting) | Metalux | 8ILED-[All Mounting Arrangments]-LD4-10-W-ASY/WG-UNV-L835-[All Emergency Options]-CD-1-[All Options]-[All Packaging] | Indoor Luminaires | High-Bay | Low-Bay Luminaires for Commercial and Industrial Buildings | Standard | FALSE | [9 empty] | 42261 |  |  | Yes |  | 3 | 7154 | 95.5 | 74.9 | 9 | 0.988 | 3500 | 82
PUZMMN62 | Eaton (formerly Cooper Lighting) | Metalux | 8ILED-[All Mounting Arrangments]-LD4-10-W-FL/UPL/WG-UNV-L835-[All Emergency Options]-CD-1-[All Options]-[All Packaging] | Indoor Luminaires | High-Bay | Low-Bay Luminaires for Commercial and Industrial Buildings | Standard | FALSE | [9 empty] | 42261 |  |  | Yes |  | 3 | 7096 | 94.7 | 74.9 | 9 | 0.988 | 3500 | 82
PMRFW9E1 | Eaton (formerly Cooper Lighting) | Metalux | 8ILED-[All Mounting Arrangments]-LD4-10-W-FL/WG-UNV-L835-[All Emergency Options]-CD-1-[All Options]-[All Packaging] | Indoor Luminaires | High-Bay | Low-Bay Luminaires for Commercial and Industrial Buildings | Standard | FALSE | [9 empty] | 42261 |  |  | Yes |  | 3 | 6793 | 90.7 | 74.9 | 9 | 0.988 | 3500 | 82
PVSRZ1JF | Eaton (formerly Cooper Lighting) | Metalux | 4ILED-[All Mounting Arrangments]-LD4-7-W-[Blank]-UNV-L835-[All Emergency Options]-[Drivers include CD & 5LTD]-1-[All Options]-[All Packaging] | Indoor Luminaires | High-Bay | Low-Bay Luminaires for Commercial and Industrial Buildings | Standard | FALSE | [9 empty] | 42261 |  |  | Yes |  | 3 | 6706 | 116.7 | 57.5 | 8.7 | 0.991 | 3500 | 82
PVQ6SY5Q | Eaton (formerly Cooper Lighting) | Metalux | 4ILED-[All Mounting Arrangments]-LD4-7-W-WG-UNV-L835-[All Emergency Options]-[Drivers include CD & 5LTD]-1-[All Options]-[All Packaging] | Indoor Luminaires | High-Bay | Low-Bay Luminaires for Commercial and Industrial Buildings | Standard | FALSE | [9 empty] | 42261 |  |  | Yes |  | 3 | 6347 | 110.5 | 57.4 | 8.7 | 0.991 | 3500 | 82
P6QS812E | Eaton (formerly Cooper Lighting) | Metalux | 4ILED-[All Mounting Arrangments]-LD4-7-W-CL-UNV-L835-[All Emergency Options]-[Drivers include CD & 5LTD]-1-[All Options]-[All Packaging] | Indoor Luminaires | High-Bay | Low-Bay Luminaires for Commercial and Industrial Buildings | Standard | FALSE | [9 empty] | 42261 |  |  | Yes |  | 3 | 6156 | 107.2 | 57.4 | 8.7 | 0.991 | 3500 | 82
PZ5XH2AR | Eaton (formerly Cooper Lighting) | Metalux | 4ILED-[All Mounting Arrangments]-LD4-7-N-TWB-UNV-L835-[All Emergency Options]-[Drivers include CD & 5LTD]-1-[All Options]-[All Packaging] | Indoor Luminaires | High-Bay | Low-Bay Luminaires for Commercial and Industrial Buildings | Standard | FALSE | [9 empty] | 42261 |  |  | Yes |  | 3 | 6155 | 107.1 | 57.5 | 8.7 | 0.991 | 3500 | 82
P4AGXVXZ | Eaton (formerly Cooper Lighting) | Metalux | 4ILED-[All Mounting Arrangments]-LD4-7-W-TWB-UNV-L835-[All Emergency Options]-[Drivers include CD & 5LTD]-1-[All Options]-[All Packaging] | Indoor Luminaires | High-Bay | Low-Bay Luminaires for Commercial and Industrial Buildings | Standard | FALSE | [9 empty] | 42261 |  |  | Yes |  | 3 | 6131 | 106.7 | 57.4 | 8.7 | 0.991 | 3500 | 82
PZ5ZXU6H | Eaton (formerly Cooper Lighting) | Metalux | 4ILED-[All Mounting Arrangments]-LD4-7-N-[Blank]-UNV-L835-[All Emergency Options]-[Drivers include CD & 5LTD]-1-[All Options]-[All Packaging] | Indoor Luminaires | High-Bay | Low-Bay Luminaires for Commercial and Industrial Buildings | Standard | FALSE | [9 empty] | 42261 |  |  | Yes |  | 3 | 6076 | 105 | 57.9 | 8.7 | 0.991 | 3500 | 82
PV9YNJ4D | Eaton (formerly Cooper Lighting) | Metalux | 4ILED-[All Mounting Arrangments]-LD4-7-W-CL/WG-UNV-L835-[All Emergency Options]-[Drivers include CD & 5LTD]-1-[All Options]-[All Packaging] | Indoor Luminaires | High-Bay | Low-Bay Luminaires for Commercial and Industrial Buildings | Standard | FALSE | [9 empty] | 42261 |  |  | Yes |  | 3 | 5829 | 101.5 | 57.4 | 8.7 | 0.991 | 3500 | 82
PYZ4EGGJ | Eaton (formerly Cooper Lighting) | Metalux | 4ILED-[All Mounting Arrangments]-LD4-7-W-TWB/WG-UNV-L835-[All Emergency Options]-[Drivers include CD & 5LTD]-1-[All Options]-[All Packaging] | Indoor Luminaires | High-Bay | Low-Bay Luminaires for Commercial and Industrial Buildings | Standard | FALSE | [9 empty] | 42261 |  |  | Yes |  | 3 | 5799 | 100.9 | 57.4 | 8.7 | 0.991 | 3500 | 82
PQQC2HBP | Eaton (formerly Cooper Lighting) | Metalux | 4ILED-[All Mounting Arrangments]-LD4-7-N-TWB/WG-UNV-L835-[All Emergency Options]-[Drivers include CD & 5LTD]-1-[All Options]-[All Packaging] | Indoor Luminaires | High-Bay | Low-Bay Luminaires for Commercial and Industrial Buildings | Standard | FALSE | [9 empty] | 42261 |  |  | Yes |  | 3 | 5772 | 100.4 | 57.5 | 8.7 | 0.991 | 3500 | 82
PBAA67XZ | Eaton (formerly Cooper Lighting) | Metalux | 4ILED-[All Mounting Arrangments]-LD4-7-N-WG-UNV-L835-[All Emergency Options]-[Drivers include CD & 5LTD]-1-[All Options]-[All Packaging] | Indoor Luminaires | High-Bay | Low-Bay Luminaires for Commercial and Industrial Buildings | Standard | FALSE | [9 empty] | 42261 |  |  | Yes |  | 3 | 5744 | 99.3 | 57.8 | 8.7 | 0.991 | 3500 | 82
P7S1VWWU | Eaton (formerly Cooper Lighting) | Metalux | 4ILED-[All Mounting Arrangments]-LD4-7-W-ASY-UNV-L835-[All Emergency Options]-[Drivers include CD & 5LTD]-1-[All Options]-[All Packaging] | Indoor Luminaires | High-Bay | Low-Bay Luminaires for Commercial and Industrial Buildings | Standard | FALSE | [9 empty] | 42261 |  |  | Yes |  | 3 | 5349 | 93.1 | 57.5 | 8.7 | 0.991 | 3500 | 82
P7DX7MRR | Eaton (formerly Cooper Lighting) | Metalux | 4ILED-[All Mounting Arrangments]-LD4-7-W-FL/UPL-UNV-L835-[All Emergency Options]-[Drivers include CD & 5LTD]-1-[All Options]-[All Packaging] | Indoor Luminaires | High-Bay | Low-Bay Luminaires for Commercial and Industrial Buildings | Standard | FALSE | [9 empty] | 42261 |  |  | Yes |  | 3 | 5277 | 92.3 | 57.2 | 8.7 | 0.991 | 3500 | 82
PX4QYJST | Eaton (formerly Cooper Lighting) | Metalux | 4ILED-[All Mounting Arrangments]-LD4-7-W-FL-UNV-L835-[All Emergency Options]-[Drivers include CD & 5LTD]-1-[All Options]-[All Packaging] | Indoor Luminaires | High-Bay | Low-Bay Luminaires for Commercial and Industrial Buildings | Standard | FALSE | [9 empty] | 42261 |  |  | Yes |  | 3 | 5110 | 89 | 57.4 | 8.7 | 0.991 | 3500 | 82
PEGU9SWP | Eaton (formerly Cooper Lighting) | Metalux | 4ILED-[All Mounting Arrangments]-LD4-7-W-ASY/WG-UNV-L835-[All Emergency Options]-[Drivers include CD & 5LTD]-1-[All Options]-[All Packaging] | Indoor Luminaires | High-Bay | Low-Bay Luminaires for Commercial and Industrial Buildings | Standard | FALSE | [9 empty] | 42261 |  |  | Yes |  | 3 | 5081 | 88.4 | 57.5 | 8.7 | 0.991 | 3500 | 82
P2QA2BEP | Eaton (formerly Cooper Lighting) | Metalux | 4ILED-[All Mounting Arrangments]-LD4-7-W-FL/UPL/WG-UNV-L835-[All Emergency Options]-[Drivers include CD & 5LTD]-1-[All Options]-[All Packaging] | Indoor Luminaires | High-Bay | Low-Bay Luminaires for Commercial and Industrial Buildings | Standard | FALSE | [9 empty] | 42261 |  |  | Yes |  | 3 | 5040 | 88.2 | 57.2 | 8.7 | 0.991 | 3500 | 82
PK8YNC5F | Eaton (formerly Cooper Lighting) | Metalux | 8ILED-[All Mounting Arrangments]-LD4-32-W-[Blank]-UNV-L835-[All Emergency Options]-[Drivers include CD & 5LTD]-4-[All Options]-[All Packaging] | Indoor Luminaires | High-Bay | High-Bay Luminaires for Commercial and Industrial Buildings | Standard | FALSE | [9 empty] | 42261 |  |  | Yes |  | 3 | 30382 | 108.6 | 279.7 | 8.5 | 0.99 | 3500 | 82
PQU2ZFKG | Eaton (formerly Cooper Lighting) | Metalux | 8ILED-[All Mounting Arrangments]-LD4-32-W-WG-UNV-L835-[All Emergency Options]-[Drivers include CD & 5LTD]-4-[All Options]-[All Packaging] | Indoor Luminaires | High-Bay | High-Bay Luminaires for Commercial and Industrial Buildings | Standard | FALSE | [9 empty] | 42261 |  |  | Yes |  | 3 | 28755 | 102.8 | 279.7 | 8.5 | 0.99 | 3500 | 82
PG7RE282 | Eaton (formerly Cooper Lighting) | Metalux | 8ILED-[All Mounting Arrangments]-LD4-32-W-CL-UNV-L835-[All Emergency Options]-[Drivers include CD & 5LTD]-4-[All Options]-[All Packaging] | Indoor Luminaires | High-Bay | High-Bay Luminaires for Commercial and Industrial Buildings | Standard | FALSE | [9 empty] | 42261 |  |  | Yes |  | 3 | 27887 | 99.7 | 279.7 | 8.5 | 0.99 | 3500 | 82
PAQCKK46 | Eaton (formerly Cooper Lighting) | Metalux | 8ILED-[All Mounting Arrangments]-LD4-32-N-TWB-UNV-L835-[All Emergency Options]-[Drivers include CD & 5LTD]-4-[All Options]-[All Packaging] | Indoor Luminaires | High-Bay | High-Bay Luminaires for Commercial and Industrial Buildings | Standard | FALSE | [9 empty] | 42261 |  |  | Yes |  | 3 | 27884 | 99.7 | 279.7 | 8.5 | 0.99 | 3500 | 82
PUBC815A | Eaton (formerly Cooper Lighting) | Metalux | 8ILED-[All Mounting Arrangments]-LD4-32-W-TWB-UNV-L835-[All Emergency Options]-[Drivers include CD & 5LTD]-4-[All Options]-[All Packaging] | Indoor Luminaires | High-Bay | High-Bay Luminaires for Commercial and Industrial Buildings | Standard | FALSE | [9 empty] | 42261 |  |  | Yes |  | 3 | 27778 | 99.3 | 279.7 | 8.5 | 0.99 | 3500 | 82
PQTZ76EG | Eaton (formerly Cooper Lighting) | Metalux | 8ILED-[All Mounting Arrangments]-LD4-32-N-[Blank]-UNV-L835-[All Emergency Options]-[Drivers include CD & 5LTD]-4-[All Options]-[All Packaging] | Indoor Luminaires | High-Bay | High-Bay Luminaires for Commercial and Industrial Buildings | Standard | FALSE | [9 empty] | 42261 |  |  | Yes |  | 3 | 27525 | 98.4 | 279.7 | 8.5 | 0.99 | 3500 | 82
P49N4RTG | Eaton (formerly Cooper Lighting) | Metalux | 8ILED-[All Mounting Arrangments]-LD4-32-W-CL/WG-UNV-L835-[All Emergency Options]-[Drivers include CD & 5LTD]-4-[All Options]-[All Packaging] | Indoor Luminaires | High-Bay | High-Bay Luminaires for Commercial and Industrial Buildings | Standard | FALSE | [9 empty] | 42261 |  |  | Yes |  | 3 | 26407 | 94.4 | 279.7 | 8.5 | 0.99 | 3500 | 82
PZWHFXJJ | Eaton (formerly Cooper Lighting) | Metalux | 8ILED-[All Mounting Arrangments]-LD4-32-W-TWB/WG-UNV-L835-[All Emergency Options]-[Drivers include CD & 5LTD]-4-[All Options]-[All Packaging] | Indoor Luminaires | High-Bay | High-Bay Luminaires for Commercial and Industrial Buildings | Standard | FALSE | [9 empty] | 42261 |  |  | Yes |  | 3 | 26273 | 93.9 | 279.7 | 8.5 | 0.99 | 3500 | 82
PY1P6Z29 | Eaton (formerly Cooper Lighting) | Metalux | 8ILED-[All Mounting Arrangments]-LD4-32-N-TWB/WG-UNV-L835-[All Emergency Options]-[Drivers include CD & 5LTD]-4-[All Options]-[All Packaging] | Indoor Luminaires | High-Bay | High-Bay Luminaires for Commercial and Industrial Buildings | Standard | FALSE | [9 empty] | 42261 |  |  | Yes |  | 3 | 26150 | 93.5 | 279.7 | 8.5 | 0.99 | 3500 | 82
PHWP7MX6 | Eaton (formerly Cooper Lighting) | Metalux | 8ILED-[All Mounting Arrangments]-LD4-32-N-WG-UNV-L835-[All Emergency Options]-[Drivers include CD & 5LTD]-4-[All Options]-[All Packaging] | Indoor Luminaires | High-Bay | High-Bay Luminaires for Commercial and Industrial Buildings | Standard | FALSE | [9 empty] | 42261 |  |  | Yes |  | 3 | 26022 | 93 | 279.7 | 8.5 | 0.99 | 3500 | 82
PYS8QZ9F | Eaton (formerly Cooper Lighting) | Metalux | 8ILED-[All Mounting Arrangments]-LD4-32-W-ASY-UNV-L835-[All Emergency Options]-[Drivers include CD & 5LTD]-4-[All Options]-[All Packaging] | Indoor Luminaires | High-Bay | High-Bay Luminaires for Commercial and Industrial Buildings | Standard | FALSE | [9 empty] | 42261 |  |  | Yes |  | 3 | 24235 | 86.7 | 279.7 | 8.5 | 0.99 | 3500 | 82
PDF2WJWV | Eaton (formerly Cooper Lighting) | Metalux | 8ILED-[All Mounting Arrangments]-LD4-32-W-FL/UPL-UNV-L835-[All Emergency Options]-[Drivers include CD & 5LTD]-4-[All Options]-[All Packaging] | Indoor Luminaires | High-Bay | High-Bay Luminaires for Commercial and Industrial Buildings | Standard | FALSE | [9 empty] | 42261 |  |  | Yes |  | 3 | 23908 | 85.5 | 279.7 | 8.5 | 0.99 | 3500 | 82
P7Y1U987 | Eaton (formerly Cooper Lighting) | Metalux | 4ILED-[All Mounting Arrangments]-LD4-16-W-[Blank]-UNV-L835-[All Emergency Options]-[Drivers include CD & 5LTD]-2-[All Options]-[All Packaging] | Indoor Luminaires | High-Bay | High-Bay Luminaires for Commercial and Industrial Buildings | Standard | FALSE | [9 empty] | 42261 |  |  | Yes |  | 3 | 15191 | 108.6 | 139.8 | 8.5 | 0.99 | 3500 | 82
PB4GVU7X | Eaton (formerly Cooper Lighting) | Metalux | 4ILED-[All Mounting Arrangments]-LD4-16-W-WG-UNV-L835-[All Emergency Options]-[Drivers include CD & 5LTD]-2-[All Options]-[All Packaging] | Indoor Luminaires | High-Bay | High-Bay Luminaires for Commercial and Industrial Buildings | Standard | FALSE | [9 empty] | 42261 |  |  | Yes |  | 3 | 14378 | 102.8 | 139.8 | 8.5 | 0.99 | 3500 | 82
PRFQRM61 | Eaton (formerly Cooper Lighting) | Metalux | 4ILED-[All Mounting Arrangments]-LD4-16-W-CL-UNV-L835-[All Emergency Options]-[Drivers include CD & 5LTD]-2-[All Options]-[All Packaging] | Indoor Luminaires | High-Bay | High-Bay Luminaires for Commercial and Industrial Buildings | Standard | FALSE | [9 empty] | 42261 |  |  | Yes |  | 3 | 13944 | 99.7 | 139.8 | 8.5 | 0.99 | 3500 | 82
P2EBBEP7 | Eaton (formerly Cooper Lighting) | Metalux | 4ILED-[All Mounting Arrangments]-LD4-16-N-TWB-UNV-L835-[All Emergency Options]-[Drivers include CD & 5LTD]-2-[All Options]-[All Packaging] | Indoor Luminaires | High-Bay | High-Bay Luminaires for Commercial and Industrial Buildings | Standard | FALSE | [9 empty] | 42261 |  |  | Yes |  | 3 | 13942 | 99.7 | 139.8 | 8.5 | 0.99 | 3500 | 82
PB8C4TM1 | Eaton (formerly Cooper Lighting) | Metalux | 4ILED-[All Mounting Arrangments]-LD4-16-W-TWB-UNV-L835-[All Emergency Options]-[Drivers include CD & 5LTD]-2-[All Options]-[All Packaging] | Indoor Luminaires | High-Bay | High-Bay Luminaires for Commercial and Industrial Buildings | Standard | FALSE | [9 empty] | 42261 |  |  | Yes |  | 3 | 13889 | 99.3 | 139.8 | 8.5 | 0.99 | 3500 | 82
PB82VS1F | Eaton (formerly Cooper Lighting) | Metalux | 4ILED-[All Mounting Arrangments]-LD4-16-N-[Blank]-UNV-L835-[All Emergency Options]-[Drivers include CD & 5LTD]-2-[All Options]-[All Packaging] | Indoor Luminaires | High-Bay | High-Bay Luminaires for Commercial and Industrial Buildings | Standard | FALSE | [9 empty] | 42261 |  |  | Yes |  | 3 | 13763 | 98.4 | 139.8 | 8.5 | 0.99 | 3500 | 82
PHQQU7ZT | Eaton (formerly Cooper Lighting) | Metalux | 4ILED-[All Mounting Arrangments]-LD4-16-W-CL/WG-UNV-L835-[All Emergency Options]-[Drivers include CD & 5LTD]-2-[All Options]-[All Packaging] | Indoor Luminaires | High-Bay | High-Bay Luminaires for Commercial and Industrial Buildings | Standard | FALSE | [9 empty] | 42261 |  |  | Yes |  | 3 | 13204 | 94.4 | 139.8 | 8.5 | 0.99 | 3500 | 82
P54GR6JZ | Eaton (formerly Cooper Lighting) | Metalux | 4ILED-[All Mounting Arrangments]-LD4-16-W-TWB/WG-UNV-L835-[All Emergency Options]-[Drivers include CD & 5LTD]-2-[All Options]-[All Packaging] | Indoor Luminaires | High-Bay | High-Bay Luminaires for Commercial and Industrial Buildings | Standard | FALSE | [9 empty] | 42261 |  |  | Yes |  | 3 | 13137 | 93.9 | 139.8 | 8.5 | 0.99 | 3500 | 82
PNTU7KEJ | Eaton (formerly Cooper Lighting) | Metalux | 4ILED-[All Mounting Arrangments]-LD4-16-N-TWB/WG-UNV-L835-[All Emergency Options]-[Drivers include CD & 5LTD]-2-[All Options]-[All Packaging] | Indoor Luminaires | High-Bay | High-Bay Luminaires for Commercial and Industrial Buildings | Standard | FALSE | [9 empty] | 42261 |  |  | Yes |  | 3 | 13075 | 93.5 | 139.8 | 8.5 | 0.99 | 3500 | 82
PN8PG8K2 | Eaton (formerly Cooper Lighting) | Metalux | 4ILED-[All Mounting Arrangments]-LD4-16-N-WG-UNV-L835-[All Emergency Options]-[Drivers include CD & 5LTD]-2-[All Options]-[All Packaging] | Indoor Luminaires | High-Bay | High-Bay Luminaires for Commercial and Industrial Buildings | Standard | FALSE | [9 empty] | 42261 |  |  | Yes |  | 3 | 13011 | 93 | 139.8 | 8.5 | 0.99 | 3500 | 82
P8KPK1JV | Eaton (formerly Cooper Lighting) | Metalux | 4ILED-[All Mounting Arrangments]-LD4-16-W-ASY-UNV-L835-[All Emergency Options]-[Drivers include CD & 5LTD]-2-[All Options]-[All Packaging] | Indoor Luminaires | High-Bay | High-Bay Luminaires for Commercial and Industrial Buildings | Standard | FALSE | [9 empty] | 42261 |  |  | Yes |  | 3 | 12118 | 86.7 | 139.8 | 8.5 | 0.99 | 3500 | 82
PKKKY982 | Eaton (formerly Cooper Lighting) | Metalux | 4ILED-[All Mounting Arrangments]-LD4-16-W-FL/UPL-UNV-L835-[All Emergency Options]-[Drivers include CD & 5LTD]-2-[All Options]-[All Packaging] | Indoor Luminaires | High-Bay | High-Bay Luminaires for Commercial and Industrial Buildings | Standard | FALSE | [9 empty] | 42261 |  |  | Yes |  | 3 | 11954 | 85.5 | 139.8 | 8.5 | 0.99 | 3500 | 82
PA81YE2G | Eaton (formerly Cooper Lighting) | Metalux | 8ILED-[All Mounting Arrangments]-LD4-18-W-[Blank]-UNV-L835-[All Emergency Options]-[Drivers include CD & 5LTD]-2-[All Options]-[All Packaging] | Indoor Luminaires | High-Bay | High-Bay Luminaires for Commercial and Industrial Buildings | Standard | FALSE | [9 empty] | 42261 |  |  | Yes |  | 3 | 16829 | 117.5 | 143.2 | 8.4 | 0.991 | 3500 | 82
PT1V6SVE | Eaton (formerly Cooper Lighting) | Metalux | 8ILED-[All Mounting Arrangments]-LD4-18-W-WG-UNV-L835-[All Emergency Options]-[Drivers include CD & 5LTD]-2-[All Options]-[All Packaging] | Indoor Luminaires | High-Bay | High-Bay Luminaires for Commercial and Industrial Buildings | Standard | FALSE | [9 empty] | 42261 |  |  | Yes |  | 3 | 15928 | 111.2 | 143.2 | 8.4 | 0.991 | 3500 | 82
PZFN22KW | Eaton (formerly Cooper Lighting) | Metalux | 8ILED-[All Mounting Arrangments]-LD4-18-W-CL-UNV-L835-[All Emergency Options]-[Drivers include CD & 5LTD]-2-[All Options]-[All Packaging] | Indoor Luminaires | High-Bay | High-Bay Luminaires for Commercial and Industrial Buildings | Standard | FALSE | [9 empty] | 42261 |  |  | Yes |  | 3 | 15447 | 107.8 | 143.2 | 8.4 | 0.991 | 3500 | 82
PZ9A8FW3 | Eaton (formerly Cooper Lighting) | Metalux | 8ILED-[All Mounting Arrangments]-LD4-18-N-TWB-UNV-L835-[All Emergency Options]-[Drivers include CD & 5LTD]-2-[All Options]-[All Packaging] | Indoor Luminaires | High-Bay | High-Bay Luminaires for Commercial and Industrial Buildings | Standard | FALSE | [9 empty] | 42261 |  |  | Yes |  | 3 | 15446 | 107.8 | 143.2 | 8.4 | 0.991 | 3500 | 82
PSHRQ7RU | Eaton (formerly Cooper Lighting) | Metalux | 8ILED-[All Mounting Arrangments]-LD4-18-W-TWB-UNV-L835-[All Emergency Options]-[Drivers include CD & 5LTD]-2-[All Options]-[All Packaging] | Indoor Luminaires | High-Bay | High-Bay Luminaires for Commercial and Industrial Buildings | Standard | FALSE | [9 empty] | 42261 |  |  | Yes |  | 3 | 15387 | 107.4 | 143.2 | 8.4 | 0.991 | 3500 | 82
PUEP6SDP | Eaton (formerly Cooper Lighting) | Metalux | 8ILED-[All Mounting Arrangments]-LD4-18-N-[Blank]-UNV-L835-[All Emergency Options]-[Drivers include CD & 5LTD]-2-[All Options]-[All Packaging] | Indoor Luminaires | High-Bay | High-Bay Luminaires for Commercial and Industrial Buildings | Standard | FALSE | [9 empty] | 42261 |  |  | Yes |  | 3 | 15247 | 106.4 | 143.2 | 8.4 | 0.991 | 3500 | 82
PB6DY3B9 | Eaton (formerly Cooper Lighting) | Metalux | 8ILED-[All Mounting Arrangments]-LD4-18-W-CL/WG-UNV-L835-[All Emergency Options]-[Drivers include CD & 5LTD]-2-[All Options]-[All Packaging] | Indoor Luminaires | High-Bay | High-Bay Luminaires for Commercial and Industrial Buildings | Standard | FALSE | [9 empty] | 42261 |  |  | Yes |  | 3 | 14628 | 102.1 | 143.2 | 8.4 | 0.991 | 3500 | 82
P3MAMR2S | Eaton (formerly Cooper Lighting) | Metalux | 8ILED-[All Mounting Arrangments]-LD4-18-W-TWB/WG-UNV-L835-[All Emergency Options]-[Drivers include CD & 5LTD]-2-[All Options]-[All Packaging] | Indoor Luminaires | High-Bay | High-Bay Luminaires for Commercial and Industrial Buildings | Standard | FALSE | [9 empty] | 42261 |  |  | Yes |  | 3 | 14553 | 101.6 | 143.2 | 8.4 | 0.991 | 3500 | 82
P2U1CCWK | Eaton (formerly Cooper Lighting) | Metalux | 8ILED-[All Mounting Arrangments]-LD4-18-N-TWB/WG-UNV-L835-[All Emergency Options]-[Drivers include CD & 5LTD]-2-[All Options]-[All Packaging] | Indoor Luminaires | High-Bay | High-Bay Luminaires for Commercial and Industrial Buildings | Standard | FALSE | [9 empty] | 42261 |  |  | Yes |  | 3 | 14484 | 101.1 | 143.2 | 8.4 | 0.991 | 3500 | 82
P6K122FN | Eaton (formerly Cooper Lighting) | Metalux | 8ILED-[All Mounting Arrangments]-LD4-18-N-WG-UNV-L835-[All Emergency Options]-[Drivers include CD & 5LTD]-2-[All Options]-[All Packaging] | Indoor Luminaires | High-Bay | High-Bay Luminaires for Commercial and Industrial Buildings | Standard | FALSE | [9 empty] | 42261 |  |  | Yes |  | 3 | 14414 | 100.6 | 143.2 | 8.4 | 0.991 | 3500 | 82
P79X57EH | Eaton (formerly Cooper Lighting) | Metalux | 8ILED-[All Mounting Arrangments]-LD4-18-W-ASY-UNV-L835-[All Emergency Options]-[Drivers include CD & 5LTD]-2-[All Options]-[All Packaging] | Indoor Luminaires | High-Bay | High-Bay Luminaires for Commercial and Industrial Buildings | Standard | FALSE | [9 empty] | 42261 |  |  | Yes |  | 3 | 13424 | 93.7 | 143.2 | 8.4 | 0.991 | 3500 | 82
P9S3SJCZ | Eaton (formerly Cooper Lighting) | Metalux | 8ILED-[All Mounting Arrangments]-LD4-18-W-FL/UPL-UNV-L835-[All Emergency Options]-[Drivers include CD & 5LTD]-2-[All Options]-[All Packaging] | Indoor Luminaires | High-Bay | High-Bay Luminaires for Commercial and Industrial Buildings | Standard | FALSE | [9 empty] | 42261 |  |  | Yes |  | 3 | 13243 | 92.5 | 143.2 | 8.4 | 0.991 | 3500 | 82
PEQ7YRPE | Eaton (formerly Cooper Lighting) | Metalux | 8ILED-[All Mounting Arrangments]-LD4-18-W-FL-UNV-L835-[All Emergency Options]-[Drivers include CD & 5LTD]-2-[All Options]-[All Packaging] | Indoor Luminaires | High-Bay | High-Bay Luminaires for Commercial and Industrial Buildings | Standard | FALSE | [9 empty] | 42261 |  |  | Yes |  | 3 | 12823 | 89.5 | 143.2 | 8.4 | 0.991 | 3500 | 82
P7WE4SXC | Eaton (formerly Cooper Lighting) | Metalux | 8ILED-[All Mounting Arrangments]-LD4-18-W-ASY/WG-UNV-L835-[All Emergency Options]-[Drivers include CD & 5LTD]-2-[All Options]-[All Packaging] | Indoor Luminaires | High-Bay | High-Bay Luminaires for Commercial and Industrial Buildings | Standard | FALSE | [9 empty] | 42261 |  |  | Yes |  | 3 | 12751 | 89 | 143.2 | 8.4 | 0.991 | 3500 | 82
PXF1S92D | Eaton (formerly Cooper Lighting) | Metalux | 8ILED-[All Mounting Arrangments]-LD4-18-W-FL/UPL/WG-UNV-L835-[All Emergency Options]-[Drivers include CD & 5LTD]-2-[All Options]-[All Packaging] | Indoor Luminaires | High-Bay | High-Bay Luminaires for Commercial and Industrial Buildings | Standard | FALSE | [9 empty] | 42261 |  |  | Yes |  | 3 | 12649 | 88.3 | 143.2 | 8.4 | 0.991 | 3500 | 82
PW24K7S1 | Eaton (formerly Cooper Lighting) | Metalux | 8ILED-[All Mounting Arrangments]-LD4-18-W-FL/WG-UNV-L835-[All Emergency Options]-[Drivers include CD & 5LTD]-2-[All Options]-[All Packaging] | Indoor Luminaires | High-Bay | High-Bay Luminaires for Commercial and Industrial Buildings | Standard | FALSE | [9 empty] | 42261 |  |  | Yes |  | 3 | 12108 | 84.5 | 143.2 | 8.4 | 0.991 | 3500 | 82
PQG13RDT | Eaton (formerly Cooper Lighting) | Metalux | 8ILED-[All Mounting Arrangments]-LD4-22-W-[Blank]-UNV-L835-[All Emergency Options]-CD-2-[All Options]-[All Packaging] | Indoor Luminaires | High-Bay | High-Bay Luminaires for Commercial and Industrial Buildings | Standard | FALSE | [9 empty] | 42261 |  |  | Yes |  | 3 | 21190 | 104.4 | 202.9 | 6.8 | 0.987 | 3500 | 82
PEBWX9J2 | Eaton (formerly Cooper Lighting) | Metalux | 8ILED-[All Mounting Arrangments]-LD4-22-W-WG-UNV-L835-[All Emergency Options]-CD-2-[All Options]-[All Packaging] | Indoor Luminaires | High-Bay | High-Bay Luminaires for Commercial and Industrial Buildings | Standard | FALSE | [9 empty] | 42261 |  |  | Yes |  | 3 | 20056 | 98.8 | 202.9 | 6.8 | 0.987 | 3500 | 82
PMKU5KZ3 | Eaton (formerly Cooper Lighting) | Metalux | 8ILED-[All Mounting Arrangments]-LD4-22-W-CL-UNV-L835-[All Emergency Options]-CD-2-[All Options]-[All Packaging] | Indoor Luminaires | High-Bay | High-Bay Luminaires for Commercial and Industrial Buildings | Standard | FALSE | [9 empty] | 42261 |  |  | Yes |  | 3 | 19450 | 95.9 | 202.9 | 6.8 | 0.987 | 3500 | 82
PBCC2V3C | Eaton (formerly Cooper Lighting) | Metalux | 8ILED-[All Mounting Arrangments]-LD4-22-N-TWB-UNV-L835-[All Emergency Options]-CD-2-[All Options]-[All Packaging] | Indoor Luminaires | High-Bay | High-Bay Luminaires for Commercial and Industrial Buildings | Standard | FALSE | [9 empty] | 42261 |  |  | Yes |  | 3 | 19448 | 95.8 | 202.9 | 6.8 | 0.987 | 3500 | 82
PUZ6KCA1 | Eaton (formerly Cooper Lighting) | Metalux | 8ILED-[All Mounting Arrangments]-LD4-22-W-TWB-UNV-L835-[All Emergency Options]-CD-2-[All Options]-[All Packaging] | Indoor Luminaires | High-Bay | High-Bay Luminaires for Commercial and Industrial Buildings | Standard | FALSE | [9 empty] | 42261 |  |  | Yes |  | 3 | 19374 | 95.5 | 202.9 | 6.8 | 0.987 | 3500 | 82
PFA34SGK | Eaton (formerly Cooper Lighting) | Metalux | 8ILED-[All Mounting Arrangments]-LD4-22-N-[Blank]-UNV-L835-[All Emergency Options]-CD-2-[All Options]-[All Packaging] | Indoor Luminaires | High-Bay | High-Bay Luminaires for Commercial and Industrial Buildings | Standard | FALSE | [9 empty] | 42261 |  |  | Yes |  | 3 | 19198 | 94.6 | 202.9 | 6.8 | 0.987 | 3500 | 82
P4GX5X1X | Eaton (formerly Cooper Lighting) | Metalux | 8ILED-[All Mounting Arrangments]-LD4-22-W-CL/WG-UNV-L835-[All Emergency Options]-CD-2-[All Options]-[All Packaging] | Indoor Luminaires | High-Bay | High-Bay Luminaires for Commercial and Industrial Buildings | Standard | FALSE | [9 empty] | 42261 |  |  | Yes |  | 3 | 18418 | 90.8 | 202.9 | 6.8 | 0.987 | 3500 | 82
PZ9NF8Z8 | Eaton (formerly Cooper Lighting) | Metalux | 8ILED-[All Mounting Arrangments]-LD4-22-W-TWB/WG-UNV-L835-[All Emergency Options]-CD-2-[All Options]-[All Packaging] | Indoor Luminaires | High-Bay | High-Bay Luminaires for Commercial and Industrial Buildings | Standard | FALSE | [9 empty] | 42261 |  |  | Yes |  | 3 | 18324 | 90.3 | 202.9 | 6.8 | 0.987 | 3500 | 82
PVD6WN24 | Eaton (formerly Cooper Lighting) | Metalux | 8ILED-[All Mounting Arrangments]-LD4-22-N-TWB/WG-UNV-L835-[All Emergency Options]-CD-2-[All Options]-[All Packaging] | Indoor Luminaires | High-Bay | High-Bay Luminaires for Commercial and Industrial Buildings | Standard | FALSE | [9 empty] | 42261 |  |  | Yes |  | 3 | 18238 | 89.9 | 202.9 | 6.8 | 0.987 | 3500 | 82
PRD4VUUP | Eaton (formerly Cooper Lighting) | Metalux | 8ILED-[All Mounting Arrangments]-LD4-22-N-WG-UNV-L835-[All Emergency Options]-CD-2-[All Options]-[All Packaging] | Indoor Luminaires | High-Bay | High-Bay Luminaires for Commercial and Industrial Buildings | Standard | FALSE | [9 empty] | 42261 |  |  | Yes |  | 3 | 18149 | 89.4 | 202.9 | 6.8 | 0.987 | 3500 | 82
P4A8R7QB | Eaton (formerly Cooper Lighting) | Metalux | 8ILED-[All Mounting Arrangments]-LD4-22-W-ASY-UNV-L835-[All Emergency Options]-CD-2-[All Options]-[All Packaging] | Indoor Luminaires | High-Bay | High-Bay Luminaires for Commercial and Industrial Buildings | Standard | FALSE | [9 empty] | 42261 |  |  | Yes |  | 3 | 16903 | 83.3 | 202.9 | 6.8 | 0.987 | 3500 | 82
P21RDEJD | Eaton (formerly Cooper Lighting) | Metalux | 4ILED-[All Mounting Arrangments]-LD4-11-W-[Blank]-UNV-L835-[All Emergency Options]-CD-1-[All Options]-[All Packaging] | Indoor Luminaires | High-Bay | High-Bay Luminaires for Commercial and Industrial Buildings | Standard | FALSE | [9 empty] | 42261 |  |  | Yes |  | 3 | 10595 | 104.4 | 101.5 | 6.8 | 0.987 | 3500 | 82
PGH4PDET | Eaton (formerly Cooper Lighting) | Metalux | 4ILED-[All Mounting Arrangments]-LD4-11-W-WG-UNV-L835-[All Emergency Options]-CD-1-[All Options]-[All Packaging] | Indoor Luminaires | High-Bay | High-Bay Luminaires for Commercial and Industrial Buildings | Standard | FALSE | [9 empty] | 42261 |  |  | Yes |  | 3 | 10028 | 98.8 | 101.5 | 6.8 | 0.987 | 3500 | 82
PS8R932Q | Eaton (formerly Cooper Lighting) | Metalux | 4ILED-[All Mounting Arrangments]-LD4-11-N-TWB-UNV-L835-[All Emergency Options]-CD-1-[All Options]-[All Packaging] | Indoor Luminaires | High-Bay | Low-Bay Luminaires for Commercial and Industrial Buildings | Standard | FALSE | [9 empty] | 42261 |  |  | Yes |  | 3 | 9724 | 95.8 | 101.5 | 6.8 | 0.987 | 3500 | 82
PZUPHGTH | Eaton (formerly Cooper Lighting) | Metalux | 4ILED-[All Mounting Arrangments]-LD4-11-N-TWB/WG-UNV-L835-[All Emergency Options]-CD-1-[All Options]-[All Packaging] | Indoor Luminaires | High-Bay | Low-Bay Luminaires for Commercial and Industrial Buildings | Standard | FALSE | [9 empty] | 42261 |  |  | Yes |  | 3 | 9119 | 89.9 | 101.5 | 6.8 | 0.987 | 3500 | 82
PU25EM5G | Eaton (formerly Cooper Lighting) | Metalux | 4ILED-[All Mounting Arrangments]-LD4-9-W-[Blank]-UNV-L835-[All Emergency Options]-[Drivers include CD & 5LTD]-1-[All Options]-[All Packaging] | Indoor Luminaires | High-Bay | Low-Bay Luminaires for Commercial and Industrial Buildings | Standard | FALSE | [9 empty] | 42261 |  |  | Yes |  | 3 | 8415 | 116.3 | 72.3 | 5.1 | 0.996 | 3500 | 82
P9RBUGXN | Eaton (formerly Cooper Lighting) | Metalux | 4ILED-[All Mounting Arrangments]-LD4-9-W-WG-UNV-L835-[All Emergency Options]-[Drivers include CD & 5LTD]-1-[All Options]-[All Packaging] | Indoor Luminaires | High-Bay | Low-Bay Luminaires for Commercial and Industrial Buildings | Standard | FALSE | [9 empty] | 42261 |  |  | Yes |  | 3 | 7964 | 110.1 | 72.3 | 5.1 | 0.996 | 3500 | 82
PQZF9NEK | Eaton (formerly Cooper Lighting) | Metalux | 4ILED-[All Mounting Arrangments]-LD4-9-W-CL-UNV-L835-[All Emergency Options]-[Drivers include CD & 5LTD]-1-[All Options]-[All Packaging] | Indoor Luminaires | High-Bay | Low-Bay Luminaires for Commercial and Industrial Buildings | Standard | FALSE | [9 empty] | 42261 |  |  | Yes |  | 3 | 7724 | 106.8 | 72.3 | 5.1 | 0.996 | 3500 | 82
PCGTBZ44 | Eaton (formerly Cooper Lighting) | Metalux | 4ILED-[All Mounting Arrangments]-LD4-9-N-TWB-UNV-L835-[All Emergency Options]-[Drivers include CD & 5LTD]-1-[All Options]-[All Packaging] | Indoor Luminaires | High-Bay | Low-Bay Luminaires for Commercial and Industrial Buildings | Standard | FALSE | [9 empty] | 42261 |  |  | Yes |  | 3 | 7723 | 106.8 | 72.3 | 5.1 | 0.996 | 3500 | 82
PYJQC2CD | Eaton (formerly Cooper Lighting) | Metalux | 4ILED-[All Mounting Arrangments]-LD4-9-W-TWB-UNV-L835-[All Emergency Options]-[Drivers include CD & 5LTD]-1-[All Options]-[All Packaging] | Indoor Luminaires | High-Bay | Low-Bay Luminaires for Commercial and Industrial Buildings | Standard | FALSE | [9 empty] | 42261 |  |  | Yes |  | 3 | 7693 | 106.3 | 72.3 | 5.1 | 0.996 | 3500 | 82
P8J69WES | Eaton (formerly Cooper Lighting) | Metalux | 4ILED-[All Mounting Arrangments]-LD4-9-N-[Blank]-UNV-L835-[All Emergency Options]-[Drivers include CD & 5LTD]-1-[All Options]-[All Packaging] | Indoor Luminaires | High-Bay | Low-Bay Luminaires for Commercial and Industrial Buildings | Standard | FALSE | [9 empty] | 42261 |  |  | Yes |  | 3 | 7623 | 105.4 | 72.3 | 5.1 | 0.996 | 3500 | 82
PMQ6HHE7 | Eaton (formerly Cooper Lighting) | Metalux | 4ILED-[All Mounting Arrangments]-LD4-9-W-CL/WG-UNV-L835-[All Emergency Options]-[Drivers include CD & 5LTD]-1-[All Options]-[All Packaging] | Indoor Luminaires | High-Bay | Low-Bay Luminaires for Commercial and Industrial Buildings | Standard | FALSE | [9 empty] | 42261 |  |  | Yes |  | 3 | 7314 | 101.1 | 72.3 | 5.1 | 0.996 | 3500 | 82
PTN2E52G | Eaton (formerly Cooper Lighting) | Metalux | 4ILED-[All Mounting Arrangments]-LD4-9-W-TWB/WG-UNV-L835-[All Emergency Options]-[Drivers include CD & 5LTD]-1-[All Options]-[All Packaging] | Indoor Luminaires | High-Bay | Low-Bay Luminaires for Commercial and Industrial Buildings | Standard | FALSE | [9 empty] | 42261 |  |  | Yes |  | 3 | 7277 | 100.6 | 72.3 | 5.1 | 0.996 | 3500 | 82
PN7NXAAZ | Eaton (formerly Cooper Lighting) | Metalux | 4ILED-[All Mounting Arrangments]-LD4-9-N-TWB/WG-UNV-L835-[All Emergency Options]-[Drivers include CD & 5LTD]-1-[All Options]-[All Packaging] | Indoor Luminaires | High-Bay | Low-Bay Luminaires for Commercial and Industrial Buildings | Standard | FALSE | [9 empty] | 42261 |  |  | Yes |  | 3 | 7242 | 100.1 | 72.3 | 5.1 | 0.996 | 3500 | 82
P5QGEUX7 | Eaton (formerly Cooper Lighting) | Metalux | 4ILED-[All Mounting Arrangments]-LD4-9-N-WG-UNV-L835-[All Emergency Options]-[Drivers include CD & 5LTD]-1-[All Options]-[All Packaging] | Indoor Luminaires | High-Bay | Low-Bay Luminaires for Commercial and Industrial Buildings | Standard | FALSE | [9 empty] | 42261 |  |  | Yes |  | 3 | 7207 | 99.6 | 72.3 | 5.1 | 0.996 | 3500 | 82
PUEPJX3X | Eaton (formerly Cooper Lighting) | Metalux | 4ILED-[All Mounting Arrangments]-LD4-9-W-ASY-UNV-L835-[All Emergency Options]-[Drivers include CD & 5LTD]-1-[All Options]-[All Packaging] | Indoor Luminaires | High-Bay | Low-Bay Luminaires for Commercial and Industrial Buildings | Standard | FALSE | [9 empty] | 42261 |  |  | Yes |  | 3 | 6712 | 92.8 | 72.3 | 5.1 | 0.996 | 3500 | 82
P7JYRKG6 | Eaton (formerly Cooper Lighting) | Metalux | 4ILED-[All Mounting Arrangments]-LD4-9-W-FL/UPL-UNV-L835-[All Emergency Options]-[Drivers include CD & 5LTD]-1-[All Options]-[All Packaging] | Indoor Luminaires | High-Bay | Low-Bay Luminaires for Commercial and Industrial Buildings | Standard | FALSE | [9 empty] | 42261 |  |  | Yes |  | 3 | 6622 | 91.5 | 72.3 | 5.1 | 0.996 | 3500 | 82
PTNT7D1M | Eaton (formerly Cooper Lighting) | Metalux | 4ILED-[All Mounting Arrangments]-LD4-9-W-FL-UNV-L835-[All Emergency Options]-[Drivers include CD & 5LTD]-1-[All Options]-[All Packaging] | Indoor Luminaires | High-Bay | Low-Bay Luminaires for Commercial and Industrial Buildings | Standard | FALSE | [9 empty] | 42261 |  |  | Yes |  | 3 | 6411 | 88.6 | 72.3 | 5.1 | 0.996 | 3500 | 82
P5P9KMNA | Eaton (formerly Cooper Lighting) | Metalux | 4ILED-[All Mounting Arrangments]-LD4-9-W-ASY/WG-UNV-L835-[All Emergency Options]-[Drivers include CD & 5LTD]-1-[All Options]-[All Packaging] | Indoor Luminaires | High-Bay | Low-Bay Luminaires for Commercial and Industrial Buildings | Standard | FALSE | [9 empty] | 42261 |  |  | Yes |  | 3 | 6375 | 88.1 | 72.3 | 5.1 | 0.996 | 3500 | 82
P2AFGNJ4 | Eaton (formerly Cooper Lighting) | Metalux | 4ILED-[All Mounting Arrangments]-LD4-9-W-FL/UPL/WG-UNV-L835-[All Emergency Options]-[Drivers include CD & 5LTD]-1-[All Options]-[All Packaging] | Indoor Luminaires | High-Bay | Low-Bay Luminaires for Commercial and Industrial Buildings | Standard | FALSE | [9 empty] | 42261 |  |  | Yes |  | 3 | 6324 | 87.4 | 72.3 | 5.1 | 0.996 | 3500 | 82
PKAHSRJE | Eaton (formerly Cooper Lighting) | Metalux | 4ILED-[All Mounting Arrangments]-LD4-9-W-FL/WG-UNV-L835-[All Emergency Options]-[Drivers include CD & 5LTD]-1-[All Options]-[All Packaging] | Indoor Luminaires | High-Bay | Low-Bay Luminaires for Commercial and Industrial Buildings | Standard | FALSE | [9 empty] | 42261 |  |  | Yes |  | 3 | 6054 | 83.7 | 72.3 | 5.1 | 0.996 | 3500 | 82
PKWCUDUR | Beyond LED Technology | Beyond LED | 104075 | Indoor Luminaires | High-Bay | High-Bay Luminaires for Commercial and Industrial Buildings | Standard | FALSE | [9 empty] | 42261 | Not Dimmable | Not Dimmable | NotYetVerified |  | 3 | 15614.621 | 99.908 | 156.29 | 8.6 | 0.999 | 5214 | 83.3
P9Y1GN51 | Back To Earth Energy Inc | LED In Action | BEHB-180W-D60-5700K | Indoor Luminaires | High-Bay | High-Bay Luminaires for Commercial and Industrial Buildings | Standard | TRUE | 18858 | 107.1 | 176.27 | 19.63 | 0.961 | 5343 | 73.85 | 5 | 50000 | 42258 |  |  | No |  | 3 | 18858 | 107.1 | 176.1 | 19.63 | 0.961 | 5343 | 73.85
PQWD4UCN | AGC Lighting Co. Ltd | AGC lighting | AGC-HB01-100/T-5000K-50 | Indoor Luminaires | High-Bay | High-Bay Luminaires for Commercial and Industrial Buildings | Standard | TRUE | 11810.16 | 114.064 | 103.54 | 13.24 | 0.9243 | 5064 | 73.9 | 5 | 50000 | 42258 |  |  | No |  | 3 | 11500 | 115 | 100 | 15 | 0.93 | 5000 | 70
PGW5T8ZP | AGC Lighting Co. Ltd | AGC lighting | AGC-HB01-120/T-3000K-50 | Indoor Luminaires | High-Bay | High-Bay Luminaires for Commercial and Industrial Buildings | Standard | TRUE | 13613.418 | 110.391 | 123.32 | 13.24 | 0.9243 | 3051 | 73 | 5 | 50000 | 42258 |  |  | No |  | 3 | 13200 | 110 | 120 | 15 | 0.93 | 3000 | 70
PRK455VN | AGC Lighting Co. Ltd | AGC lighting | AGC-HB01-100/T-3000K-50 | Indoor Luminaires | High-Bay | High-Bay Luminaires for Commercial and Industrial Buildings | Standard | TRUE | 11480.45 | 112.136 | 102.38 | 16.01 | 0.9206 | 3047 | 73 | 5 | 50000 | 42258 |  |  | No |  | 3 | 11200 | 112 | 100 | 15 | 0.93 | 3000 | 70
PTZBPYRR | Dongbu Lightec | LumiDas Explosion Proof | EX80-UM-D2(DDC-X)-C | Indoor Luminaires | High-Bay | Low-Bay Luminaires for Commercial and Industrial Buildings | Standard | TRUE | 9104 | 110.3515 | 82.5 | 12 | 0.92 | 5044 | 83 | 5 | 50000 | 42258 |  |  | No |  | 3 | 8400 | 105 | 80 | 20 | 0.9 | 5000 | 80
P8W413BFP | Revolution Lighting Technologies | Revolution Lighting Technologies | 114403-101 | Indoor Luminaires | High-Bay | Low-Bay Luminaires for Commercial and Industrial Buildings | Standard | TRUE | 5028.65 | 97.78 | 51.46 | 24.4 | 0.875 | 4186 | 84.5 | 5 | 50000 | 42258 |  |  | NotYetVerified |  | 3 | 5000 | 100 | 50 | 15 | 0.9 | 4000 | 85
PUQC6EPR6 | Revolution Lighting Technologies | Revolution Lighting Technologies | 114403-102 | Indoor Luminaires | High-Bay | Low-Bay Luminaires for Commercial and Industrial Buildings | Standard | FALSE | [9 empty] | 42258 |  |  | NotYetVerified |  | 3 | 5000 | 100 | 50 | 15 | 0.9 | 5000 | 85
PXDCMDHY | AGC Lighting Co. Ltd | AGC lighting | AGC-HB01-200-5000K-120 | Indoor Luminaires | High-Bay | High-Bay Luminaires for Commercial and Industrial Buildings | Standard | FALSE | [9 empty] | 42258 |  |  | No |  | 3 | 27200 | 136 | 200 | 15 | 0.93 | 5000 | 70
PVRPQBG1 | AGC Lighting Co. Ltd | AGC lighting | AGC-HB01-200/T-5000K-120 | Indoor Luminaires | High-Bay | High-Bay Luminaires for Commercial and Industrial Buildings | Standard | FALSE | [9 empty] | 42258 |  |  | No |  | 3 | 27200 | 136 | 200 | 15 | 0.93 | 5000 | 70
PXFUZ3Q6 | AGC Lighting Co. Ltd | AGC lighting | AGC-HB01-200/T-5000K-90 | Indoor Luminaires | High-Bay | High-Bay Luminaires for Commercial and Industrial Buildings | Standard | FALSE | [9 empty] | 42258 |  |  | No |  | 3 | 25200 | 126 | 200 | 15 | 0.93 | 5000 | 70
PMFKNE8V | AGC Lighting Co. Ltd | AGC lighting | AGC-HB01-200-5000K-90 | Indoor Luminaires | High-Bay | High-Bay Luminaires for Commercial and Industrial Buildings | Standard | FALSE | [9 empty] | 42258 |  |  | No |  | 3 | 25200 | 126 | 200 | 15 | 0.93 | 5000 | 70
PBTDV13P | AGC Lighting Co. Ltd | AGC lighting | AGC-HB01-200-5000K-50 | Indoor Luminaires | High-Bay | High-Bay Luminaires for Commercial and Industrial Buildings | Standard | FALSE | [9 empty] | 42258 |  |  | No |  | 3 | 23800 | 119 | 200 | 15 | 0.93 | 5000 | 70
P8VG1NMZ | AGC Lighting Co. Ltd | AGC lighting | AGC-HB01-200/T-5000K-50 | Indoor Luminaires | High-Bay | High-Bay Luminaires for Commercial and Industrial Buildings | Standard | FALSE | [9 empty] | 42258 |  |  | No |  | 3 | 23800 | 119 | 200 | 15 | 0.93 | 5000 | 70
PN3SPXSX | AGC Lighting Co. Ltd | AGC lighting | AGC-HB01-150/T-5000K-90 | Indoor Luminaires | High-Bay | High-Bay Luminaires for Commercial and Industrial Buildings | Standard | FALSE | [9 empty] | 42258 |  |  | No |  | 3 | 18900 | 126 | 150 | 15 | 0.93 | 5000 | 70
PM7JT7YM | AGC Lighting Co. Ltd | AGC lighting | AGC-HB01-150-5000K-90 | Indoor Luminaires | High-Bay | High-Bay Luminaires for Commercial and Industrial Buildings | Standard | FALSE | [9 empty] | 42258 |  |  | No |  | 3 | 18900 | 126 | 150 | 15 | 0.93 | 5000 | 70
PMCZ58HC | AGC Lighting Co. Ltd | AGC lighting | AGC-HB01-150/T-5000K-120 | Indoor Luminaires | High-Bay | High-Bay Luminaires for Commercial and Industrial Buildings | Standard | FALSE | [9 empty] | 42258 |  |  | No |  | 3 | 18000 | 120 | 150 | 15 | 0.93 | 5000 | 70
PHUVM67F | AGC Lighting Co. Ltd | AGC lighting | AGC-HB01-150-5000K-120 | Indoor Luminaires | High-Bay | High-Bay Luminaires for Commercial and Industrial Buildings | Standard | FALSE | [9 empty] | 42258 |  |  | No |  | 3 | 18000 | 120 | 150 | 15 | 0.93 | 5000 | 70
PWBT6UYT | AGC Lighting Co. Ltd | AGC lighting | AGC-HB01-150-5000K-50 | Indoor Luminaires | High-Bay | High-Bay Luminaires for Commercial and Industrial Buildings | Standard | FALSE | [9 empty] | 42258 |  |  | No |  | 3 | 17400 | 116 | 150 | 15 | 0.93 | 5000 | 70
PMYQDA2T | AGC Lighting Co. Ltd | AGC lighting | AGC-HB01-150/T-5000K-50 | Indoor Luminaires | High-Bay | High-Bay Luminaires for Commercial and Industrial Buildings | Standard | FALSE | [9 empty] | 42258 |  |  | No |  | 3 | 17400 | 116 | 150 | 15 | 0.93 | 5000 | 70
PKW86CQJ | AGC Lighting Co. Ltd | AGC lighting | AGC-HB01-120-5000K-90 | Indoor Luminaires | High-Bay | High-Bay Luminaires for Commercial and Industrial Buildings | Standard | FALSE | [9 empty] | 42258 |  |  | No |  | 3 | 14400 | 120 | 120 | 15 | 0.93 | 5000 | 70
P86AWMZS | AGC Lighting Co. Ltd | AGC lighting | AGC-HB01-120-5000K-120 | Indoor Luminaires | High-Bay | High-Bay Luminaires for Commercial and Industrial Buildings | Standard | FALSE | [9 empty] | 42258 |  |  | No |  | 3 | 14400 | 120 | 120 | 15 | 0.93 | 5000 | 70
P66Q3SK1 | AGC Lighting Co. Ltd | AGC lighting | AGC-HB01-120/T-5000K-120 | Indoor Luminaires | High-Bay | High-Bay Luminaires for Commercial and Industrial Buildings | Standard | FALSE | [9 empty] | 42258 |  |  | No |  | 3 | 14400 | 120 | 120 | 15 | 0.93 | 5000 | 70
P165KEG4 | AGC Lighting Co. Ltd | AGC lighting | AGC-HB01-120/T-5000K-90 | Indoor Luminaires | High-Bay | High-Bay Luminaires for Commercial and Industrial Buildings | Standard | FALSE | [9 empty] | 42258 |  |  | No |  | 3 | 14400 | 120 | 120 | 15 | 0.93 | 5000 | 70
PHNHB3AM | AGC Lighting Co. Ltd | AGC lighting | AGC-HB01-120/T-5000K-50 | Indoor Luminaires | High-Bay | High-Bay Luminaires for Commercial and Industrial Buildings | Standard | FALSE | [9 empty] | 42258 |  |  | No |  | 3 | 13440 | 112 | 120 | 15 | 0.93 | 5000 | 70
P5RDF4TG | AGC Lighting Co. Ltd | AGC lighting | AGC-HB01-120-5000K-50 | Indoor Luminaires | High-Bay | High-Bay Luminaires for Commercial and Industrial Buildings | Standard | FALSE | [9 empty] | 42258 |  |  | No |  | 3 | 13440 | 112 | 120 | 15 | 0.93 | 5000 | 70
PWBZ6FBF | AGC Lighting Co. Ltd | AGC lighting | AGC-HB01-100/T-5000K-120 | Indoor Luminaires | High-Bay | High-Bay Luminaires for Commercial and Industrial Buildings | Standard | FALSE | [9 empty] | 42258 |  |  | No |  | 3 | 12000 | 120 | 100 | 15 | 0.93 | 5000 | 70
PRXGEZ98 | AGC Lighting Co. Ltd | AGC lighting | AGC-HB01-100-5000K-90 | Indoor Luminaires | High-Bay | High-Bay Luminaires for Commercial and Industrial Buildings | Standard | FALSE | [9 empty] | 42258 |  |  | No |  | 3 | 12000 | 120 | 100 | 15 | 0.93 | 5000 | 70
PMY234JK | AGC Lighting Co. Ltd | AGC lighting | AGC-HB01-100/T-5000K-90 | Indoor Luminaires | High-Bay | High-Bay Luminaires for Commercial and Industrial Buildings | Standard | FALSE | [9 empty] | 42258 |  |  | No |  | 3 | 12000 | 120 | 100 | 15 | 0.93 | 5000 | 70
PD7MJP51 | AGC Lighting Co. Ltd | AGC lighting | AGC-HB01-100-5000K-120 | Indoor Luminaires | High-Bay | High-Bay Luminaires for Commercial and Industrial Buildings | Standard | FALSE | [9 empty] | 42258 |  |  | No |  | 3 | 12000 | 120 | 100 | 15 | 0.93 | 5000 | 70
PJ6VN239 | AGC Lighting Co. Ltd | AGC lighting | AGC-HB01-100-5000K-50 | Indoor Luminaires | High-Bay | High-Bay Luminaires for Commercial and Industrial Buildings | Standard | FALSE | [9 empty] | 42258 |  |  | No |  | 3 | 11500 | 115 | 100 | 15 | 0.93 | 5000 | 70
P9PVTVST | AGC Lighting Co. Ltd | AGC lighting | AGC-HB01-200/T-4000K-120 | Indoor Luminaires | High-Bay | High-Bay Luminaires for Commercial and Industrial Buildings | Standard | FALSE | [9 empty] | 42258 |  |  | No |  | 3 | 24000 | 120 | 200 | 15 | 0.93 | 4000 | 70
P7K4KPMJ | AGC Lighting Co. Ltd | AGC lighting | AGC-HB01-200-4000K-120 | Indoor Luminaires | High-Bay | High-Bay Luminaires for Commercial and Industrial Buildings | Standard | FALSE | [9 empty] | 42258 |  |  | No |  | 3 | 24000 | 120 | 200 | 15 | 0.93 | 4000 | 70
PPYFB2FU | AGC Lighting Co. Ltd | AGC lighting | AGC-HB01-200/T-4000K-90 | Indoor Luminaires | High-Bay | High-Bay Luminaires for Commercial and Industrial Buildings | Standard | FALSE | [9 empty] | 42258 |  |  | No |  | 3 | 23000 | 115 | 200 | 15 | 0.93 | 4000 | 70
P1EJ2HFN | AGC Lighting Co. Ltd | AGC lighting | AGC-HB01-200-4000K-90 | Indoor Luminaires | High-Bay | High-Bay Luminaires for Commercial and Industrial Buildings | Standard | FALSE | [9 empty] | 42258 |  |  | No |  | 3 | 23000 | 115 | 200 | 15 | 0.93 | 4000 | 70
PPXBU73Z | AGC Lighting Co. Ltd | AGC lighting | AGC-HB01-200-4000K-50 | Indoor Luminaires | High-Bay | High-Bay Luminaires for Commercial and Industrial Buildings | Standard | FALSE | [9 empty] | 42258 |  |  | No |  | 3 | 22600 | 113 | 200 | 15 | 0.93 | 4000 | 70
PDJPXAGX | AGC Lighting Co. Ltd | AGC lighting | AGC-HB01-200/T-4000K-50 | Indoor Luminaires | High-Bay | High-Bay Luminaires for Commercial and Industrial Buildings | Standard | FALSE | [9 empty] | 42258 |  |  | No |  | 3 | 22600 | 113 | 200 | 15 | 0.93 | 4000 | 70
PZ3UYHU7 | AGC Lighting Co. Ltd | AGC lighting | AGC-HB01-150-4000K-90 | Indoor Luminaires | High-Bay | High-Bay Luminaires for Commercial and Industrial Buildings | Standard | FALSE | [9 empty] | 42258 |  |  | No |  | 3 | 18000 | 120 | 150 | 15 | 0.93 | 4000 | 70
P17K212A | AGC Lighting Co. Ltd | AGC lighting | AGC-HB01-150/T-4000K-90 | Indoor Luminaires | High-Bay | High-Bay Luminaires for Commercial and Industrial Buildings | Standard | FALSE | [9 empty] | 42258 |  |  | No |  | 3 | 18000 | 120 | 150 | 15 | 0.93 | 4000 | 70
PGWTK784 | AGC Lighting Co. Ltd | AGC lighting | AGC-HB01-150/T-4000K-120 | Indoor Luminaires | High-Bay | High-Bay Luminaires for Commercial and Industrial Buildings | Standard | FALSE | [9 empty] | 42258 |  |  | No |  | 3 | 17400 | 116 | 150 | 15 | 0.93 | 4000 | 70
PAF8PVV7 | AGC Lighting Co. Ltd | AGC lighting | AGC-HB01-150-4000K-120 | Indoor Luminaires | High-Bay | High-Bay Luminaires for Commercial and Industrial Buildings | Standard | FALSE | [9 empty] | 42258 |  |  | No |  | 3 | 17400 | 116 | 150 | 15 | 0.93 | 4000 | 70
P67ZPK68 | AGC Lighting Co. Ltd | AGC lighting | AGC-HB01-150-4000K-50 | Indoor Luminaires | High-Bay | High-Bay Luminaires for Commercial and Industrial Buildings | Standard | FALSE | [9 empty] | 42258 |  |  | No |  | 3 | 16800 | 112 | 150 | 15 | 0.93 | 4000 | 70
P4FJ2D7D | AGC Lighting Co. Ltd | AGC lighting | AGC-HB01-150/T-4000K-50 | Indoor Luminaires | High-Bay | High-Bay Luminaires for Commercial and Industrial Buildings | Standard | FALSE | [9 empty] | 42258 |  |  | No |  | 3 | 16800 | 112 | 150 | 15 | 0.93 | 4000 | 70
P9QTX7DX | AGC Lighting Co. Ltd | AGC lighting | AGC-HB01-120-4000K-90 | Indoor Luminaires | High-Bay | High-Bay Luminaires for Commercial and Industrial Buildings | Standard | FALSE | [9 empty] | 42258 |  |  | No |  | 3 | 14040 | 117 | 120 | 15 | 0.93 | 4000 | 70
P8NJ87FN | AGC Lighting Co. Ltd | AGC lighting | AGC-HB01-120/T-4000K-90 | Indoor Luminaires | High-Bay | High-Bay Luminaires for Commercial and Industrial Buildings | Standard | FALSE | [9 empty] | 42258 |  |  | No |  | 3 | 14040 | 117 | 120 | 15 | 0.93 | 4000 | 70
PRMWY2UD | AGC Lighting Co. Ltd | AGC lighting | AGC-HB01-120-4000K-120 | Indoor Luminaires | High-Bay | High-Bay Luminaires for Commercial and Industrial Buildings | Standard | FALSE | [9 empty] | 42258 |  |  | No |  | 3 | 13440 | 112 | 120 | 15 | 0.93 | 4000 | 70
P2KNSFJH | AGC Lighting Co. Ltd | AGC lighting | AGC-HB01-120/T-4000K-120 | Indoor Luminaires | High-Bay | High-Bay Luminaires for Commercial and Industrial Buildings | Standard | FALSE | [9 empty] | 42258 |  |  | No |  | 3 | 13440 | 112 | 120 | 15 | 0.93 | 4000 | 70
PZTFKZY4 | AGC Lighting Co. Ltd | AGC lighting | AGC-HB01-120/T-4000K-50 | Indoor Luminaires | High-Bay | High-Bay Luminaires for Commercial and Industrial Buildings | Standard | FALSE | [9 empty] | 42258 |  |  | No |  | 3 | 13200 | 110 | 120 | 15 | 0.93 | 4000 | 70
PSN2Y3SD | AGC Lighting Co. Ltd | AGC lighting | AGC-HB01-120-4000K-50 | Indoor Luminaires | High-Bay | High-Bay Luminaires for Commercial and Industrial Buildings | Standard | FALSE | [9 empty] | 42258 |  |  | No |  | 3 | 13200 | 110 | 120 | 15 | 0.93 | 4000 | 70
PWC6YGD2 | AGC Lighting Co. Ltd | AGC lighting | AGC-HB01-100-4000K-90 | Indoor Luminaires | High-Bay | High-Bay Luminaires for Commercial and Industrial Buildings | Standard | FALSE | [9 empty] | 42258 |  |  | No |  | 3 | 11500 | 115 | 100 | 15 | 0.93 | 4000 | 70
PKKYF3JU | AGC Lighting Co. Ltd | AGC lighting | AGC-HB01-100/T-4000K-120 | Indoor Luminaires | High-Bay | High-Bay Luminaires for Commercial and Industrial Buildings | Standard | FALSE | [9 empty] | 42258 |  |  | No |  | 3 | 11500 | 115 | 100 | 15 | 0.93 | 4000 | 70
PJE4UTTJ | AGC Lighting Co. Ltd | AGC lighting | AGC-HB01-100/T-4000K-90 | Indoor Luminaires | High-Bay | High-Bay Luminaires for Commercial and Industrial Buildings | Standard | FALSE | [9 empty] | 42258 |  |  | No |  | 3 | 11500 | 115 | 100 | 15 | 0.93 | 4000 | 70
PFEUQJGW | AGC Lighting Co. Ltd | AGC lighting | AGC-HB01-100-4000K-120 | Indoor Luminaires | High-Bay | High-Bay Luminaires for Commercial and Industrial Buildings | Standard | FALSE | [9 empty] | 42258 |  |  | No |  | 3 | 11500 | 115 | 100 | 15 | 0.93 | 4000 | 70
PN2P4T4R | AGC Lighting Co. Ltd | AGC lighting | AGC-HB01-100-4000K-50 | Indoor Luminaires | High-Bay | High-Bay Luminaires for Commercial and Industrial Buildings | Standard | FALSE | [9 empty] | 42258 |  |  | No |  | 3 | 11400 | 114 | 100 | 15 | 0.93 | 4000 | 70
P6AUFY3D | AGC Lighting Co. Ltd | AGC lighting | AGC-HB01-100/T-4000K-50 | Indoor Luminaires | High-Bay | High-Bay Luminaires for Commercial and Industrial Buildings | Standard | FALSE | [9 empty] | 42258 |  |  | No |  | 3 | 11400 | 114 | 100 | 15 | 0.93 | 4000 | 70
PWWJY8AC | AGC Lighting Co. Ltd | AGC lighting | AGC-HB01-200/T-3000K-90 | Indoor Luminaires | High-Bay | High-Bay Luminaires for Commercial and Industrial Buildings | Standard | FALSE | [9 empty] | 42258 |  |  | No |  | 3 | 23000 | 115 | 200 | 15 | 0.93 | 3000 | 70
PKVTFZAC | AGC Lighting Co. Ltd | AGC lighting | AGC-HB01-200-3000K-90 | Indoor Luminaires | High-Bay | High-Bay Luminaires for Commercial and Industrial Buildings | Standard | FALSE | [9 empty] | 42258 |  |  | No |  | 3 | 23000 | 115 | 200 | 15 | 0.93 | 3000 | 70
P7U2UPJJ | AGC Lighting Co. Ltd | AGC lighting | AGC-HB01-200/T-3000K-120 | Indoor Luminaires | High-Bay | High-Bay Luminaires for Commercial and Industrial Buildings | Standard | FALSE | [9 empty] | 42258 |  |  | No |  | 3 | 23000 | 115 | 200 | 15 | 0.93 | 3000 | 70
P2T9YY4T | AGC Lighting Co. Ltd | AGC lighting | AGC-HB01-200-3000K-120 | Indoor Luminaires | High-Bay | High-Bay Luminaires for Commercial and Industrial Buildings | Standard | FALSE | [9 empty] | 42258 |  |  | No |  | 3 | 23000 | 115 | 200 | 15 | 0.93 | 3000 | 70
PVHWJBDM | AGC Lighting Co. Ltd | AGC lighting | AGC-HB01-200-3000K-50 | Indoor Luminaires | High-Bay | High-Bay Luminaires for Commercial and Industrial Buildings | Standard | FALSE | [9 empty] | 42258 |  |  | No |  | 3 | 22600 | 113 | 200 | 15 | 0.93 | 3000 | 70
PEF1CNBK | AGC Lighting Co. Ltd | AGC lighting | AGC-HB01-200/T-3000K-50 | Indoor Luminaires | High-Bay | High-Bay Luminaires for Commercial and Industrial Buildings | Standard | FALSE | [9 empty] | 42258 |  |  | No |  | 3 | 22600 | 113 | 200 | 15 | 0.93 | 3000 | 70
PM2R33GB | AGC Lighting Co. Ltd | AGC lighting | AGC-HB01-150-3000K-90 | Indoor Luminaires | High-Bay | High-Bay Luminaires for Commercial and Industrial Buildings | Standard | FALSE | [9 empty] | 42258 |  |  | No |  | 3 | 18000 | 120 | 150 | 15 | 0.93 | 3000 | 70
PD78FUUM | AGC Lighting Co. Ltd | AGC lighting | AGC-HB01-150/T-3000K-90 | Indoor Luminaires | High-Bay | High-Bay Luminaires for Commercial and Industrial Buildings | Standard | FALSE | [9 empty] | 42258 |  |  | No |  | 3 | 18000 | 120 | 150 | 15 | 0.93 | 3000 | 70
PY36WB5Z | AGC Lighting Co. Ltd | AGC lighting | AGC-HB01-150-3000K-120 | Indoor Luminaires | High-Bay | High-Bay Luminaires for Commercial and Industrial Buildings | Standard | FALSE | [9 empty] | 42258 |  |  | No |  | 3 | 17400 | 116 | 150 | 15 | 0.93 | 3000 | 70
PEM7XX9X | AGC Lighting Co. Ltd | AGC lighting | AGC-HB01-150/T-3000K-120 | Indoor Luminaires | High-Bay | High-Bay Luminaires for Commercial and Industrial Buildings | Standard | FALSE | [9 empty] | 42258 |  |  | No |  | 3 | 17400 | 116 | 150 | 15 | 0.93 | 3000 | 70
PH9APEC8 | AGC Lighting Co. Ltd | AGC lighting | AGC-HB01-150-3000K-50 | Indoor Luminaires | High-Bay | High-Bay Luminaires for Commercial and Industrial Buildings | Standard | FALSE | [9 empty] | 42258 |  |  | No |  | 3 | 16800 | 112 | 150 | 15 | 0.93 | 3000 | 70
P7HA5PSV | AGC Lighting Co. Ltd | AGC lighting | AGC-HB01-150/T-3000K-50 | Indoor Luminaires | High-Bay | High-Bay Luminaires for Commercial and Industrial Buildings | Standard | FALSE | [9 empty] | 42258 |  |  | No |  | 3 | 16800 | 112 | 150 | 15 | 0.93 | 3000 | 70
PB7S26E4 | AGC Lighting Co. Ltd | AGC lighting | AGC-HB01-120-3000K-90 | Indoor Luminaires | High-Bay | High-Bay Luminaires for Commercial and Industrial Buildings | Standard | FALSE | [9 empty] | 42258 |  |  | No |  | 3 | 14040 | 117 | 120 | 15 | 0.93 | 3000 | 70
P6AQ4WNR | AGC Lighting Co. Ltd | AGC lighting | AGC-HB01-120/T-3000K-90 | Indoor Luminaires | High-Bay | High-Bay Luminaires for Commercial and Industrial Buildings | Standard | FALSE | [9 empty] | 42258 |  |  | No |  | 3 | 14040 | 117 | 120 | 15 | 0.93 | 3000 | 70
P8W3N3DB | AGC Lighting Co. Ltd | AGC lighting | AGC-HB01-120-3000K-120 | Indoor Luminaires | High-Bay | High-Bay Luminaires for Commercial and Industrial Buildings | Standard | FALSE | [9 empty] | 42258 |  |  | No |  | 3 | 13440 | 112 | 120 | 15 | 0.93 | 3000 | 70
P2F91QU7 | AGC Lighting Co. Ltd | AGC lighting | AGC-HB01-120/T-3000K-120 | Indoor Luminaires | High-Bay | High-Bay Luminaires for Commercial and Industrial Buildings | Standard | FALSE | [9 empty] | 42258 |  |  | No |  | 3 | 13440 | 112 | 120 | 15 | 0.93 | 3000 | 70
PE6N2TRT | AGC Lighting Co. Ltd | AGC lighting | AGC-HB01-120-3000K-50 | Indoor Luminaires | High-Bay | High-Bay Luminaires for Commercial and Industrial Buildings | Standard | FALSE | [9 empty] | 42258 |  |  | No |  | 3 | 13200 | 110 | 120 | 15 | 0.93 | 3000 | 70
PX944BUM | AGC Lighting Co. Ltd | AGC lighting | AGC-HB01-100/T-3000K-90 | Indoor Luminaires | High-Bay | High-Bay Luminaires for Commercial and Industrial Buildings | Standard | FALSE | [9 empty] | 42258 |  |  | No |  | 3 | 11500 | 115 | 100 | 15 | 0.93 | 3000 | 70
P5FNZJZZ | AGC Lighting Co. Ltd | AGC lighting | AGC-HB01-100-3000K-90 | Indoor Luminaires | High-Bay | High-Bay Luminaires for Commercial and Industrial Buildings | Standard | FALSE | [9 empty] | 42258 |  |  | No |  | 3 | 11500 | 115 | 100 | 15 | 0.93 | 3000 | 70
PTJMKQDN | AGC Lighting Co. Ltd | AGC lighting | AGC-HB01-100-3000K-120 | Indoor Luminaires | High-Bay | High-Bay Luminaires for Commercial and Industrial Buildings | Standard | FALSE | [9 empty] | 42258 |  |  | No |  | 3 | 11400 | 114 | 100 | 15 | 0.93 | 3000 | 70
PG18HY3U | AGC Lighting Co. Ltd | AGC lighting | AGC-HB01-100/T-3000K-120 | Indoor Luminaires | High-Bay | High-Bay Luminaires for Commercial and Industrial Buildings | Standard | FALSE | [9 empty] | 42258 |  |  | No |  | 3 | 11400 | 114 | 100 | 15 | 0.93 | 3000 | 70
PRJKAUDU | AGC Lighting Co. Ltd | AGC lighting | AGC-HB01-100-3000K-50 | Indoor Luminaires | High-Bay | High-Bay Luminaires for Commercial and Industrial Buildings | Standard | FALSE | [9 empty] | 42258 |  |  | No |  | 3 | 11200 | 112 | 100 | 15 | 0.93 | 3000 | 70
PKKMDTWY | Back To Earth Energy Inc | LED In Action | BEHB-180W-D30-5700K | Indoor Luminaires | High-Bay | High-Bay Luminaires for Commercial and Industrial Buildings | Standard | FALSE | [9 empty] | 42258 | Not Dimmable | Not Dimmable | No |  | 3 | 19193.332 | 108.9911 | 176.1 | 19.63 | 0.961 | 5343 | 73.85
PU3BHQP4 | Supra Desarrollos Tecnologicos S.A. de C.V. | Supra Light | HBL-180-G2 | Indoor Luminaires | High-Bay | High-Bay Luminaires for Commercial and Industrial Buildings | Premium | TRUE | 27941.89 | 137 | 204.16 | 8 | 0.96 | 5744 | 83 | 5 | 50000 | 42257 |  |  | No |  | 3 | 27941.89 | 137 | 204.16 | 7 | 1 | 5744 | 83
PF5JQPAZ | Maxgreen LED Ltd. | Maxgreen LED | MG-XVL-1200-6L | Indoor Luminaires | High-Bay | Low-Bay Luminaires for Commercial and Industrial Buildings | Standard | TRUE | 6012.82 | 127.55 | 47.14 | 14.1 | 0.958 | 5414 | 85.1 | 5 | 50000 | 42257 |  |  | NotYetVerified |  | 3 | 6013 | 127 | 47.7 |  | 0.92 | 5000
P6G28XU5 | Spectrum Lighting | Spectrum Lighting | PRDDHLED22LEDLX/90W/35K/Ex/xx/xx/PR22/xx/CNFR [All Fixture Colors] | Indoor Luminaires | High-Bay | Low-Bay Luminaires for Commercial and Industrial Buildings | Standard | TRUE | 7977 | 87.87 | 90.78 | 14.21 | 0.956 | 3488 | 83.3 | 5 | 50000 | 42256 |  |  | No |  | 3 | 8028 | 91.48 | 87.76 | 6.31 | 0.996 | 3488 | 83.3
P5DJ7B3R | WUXI ELLIPZ LIGHTING TECHNOLOGY CO LTD | Ellipz Lighting | 7800AC45SR | Indoor Luminaires | High-Bay | Low-Bay Luminaires for Commercial and Industrial Buildings | Standard | TRUE | 6492.6 | 97.3 | 66.7 | 14.73 | 0.947 | 4407 | 93.7 | 5 | 50000 | 42256 |  |  | NotYetVerified |  | 3 | 6490 | 97 | 68 | 15 | 0.96 | 4500 | 93
PTRDMJ3T | WUXI ELLIPZ LIGHTING TECHNOLOGY CO LTD | Ellipz Lighting | 7800AC45SP | Indoor Luminaires | High-Bay | Low-Bay Luminaires for Commercial and Industrial Buildings | Standard | TRUE | 6801.7 | 101.2 | 67.19 | 15.1 | 0.944 | 4291 | 94 | 5 | 50000 | 42256 |  |  | NotYetVerified |  | 3 | 6230 | 93 | 68 | 15 | 0.93 | 4500 | 91
PD8B1RSD | WUXI ELLIPZ LIGHTING TECHNOLOGY CO LTD | Ellipz Lighting | 7800AC45SF | Indoor Luminaires | High-Bay | Low-Bay Luminaires for Commercial and Industrial Buildings | Standard | TRUE | 5543.1 | 83.8 | 66.18 | 15.83 | 0.943 | 4323 | 94.3 | 5 | 50000 | 42256 |  |  | NotYetVerified |  | 3 | 5500 | 83 | 68 | 15 | 0.96 | 4500 | 94
PVPJAMWS | CIXI YUANHUI LIGHTING ELECTRIC CO.LTD | YUANHUI | HBRC280V1D | Indoor Luminaires | High-Bay | High-Bay Luminaires for Commercial and Industrial Buildings | Premium | TRUE | 28433 | 107.21 | 265.2 | 11.52 | 0.936 | 2749 | 83.9 | 5 | 50000 | 42256 |  |  | NotYetVerified |  | 3 | 28433 | 107.21 | 265.2 | 11.52 | 0.936 | 2700 | 83.9
PVGY9EYE | WUXI ELLIPZ LIGHTING TECHNOLOGY CO LTD | Ellipz Lighting | 7700AC45SF | Indoor Luminaires | High-Bay | High-Bay Luminaires for Commercial and Industrial Buildings | Standard | TRUE | 10209.2 | 78.3 | 130.3 | 14.71 | 0.928 | 4448 | 93.4 | 5 | 50000 | 42256 |  |  | NotYetVerified |  | 3 | 10200 | 78 | 135 | 15 | 0.93 | 4500 | 93
PEZBJ8VT | WUXI ELLIPZ LIGHTING TECHNOLOGY CO LTD | Ellipz Lighting | 7700AC45SR | Indoor Luminaires | High-Bay | High-Bay Luminaires for Commercial and Industrial Buildings | Standard | TRUE | 13209.6 | 100.8 | 131.06 | 16.23 | 0.927 | 4482 | 92.5 | 5 | 50000 | 42256 |  |  | NotYetVerified |  | 3 | 13200 | 100 | 135 | 16 | 0.93 | 4500 | 92
P2NF7RJR | WUXI ELLIPZ LIGHTING TECHNOLOGY CO LTD | Ellipz Lighting | 7700AC45SR | Indoor Luminaires | High-Bay | High-Bay Aisle Luminaires | Standard | TRUE | 13209.6 | 100.8 | 131.06 | 16.23 | 0.927 | 4482 | 92.5 | 5 | 50000 | 42256 |  |  | NotYetVerified |  | 3 | 13200 | 100 | 135 | 16 | 0.93 | 4500 | 92
P9G674E7 | CIXI YUANHUI LIGHTING ELECTRIC CO.LTD | YUANHUI | HBRC400V1D | Indoor Luminaires | High-Bay | High-Bay Luminaires for Commercial and Industrial Buildings | Standard | TRUE | 41817 | 98.98 | 422.5 | 11.85 | 0.925 | 2733 | 83.7 | 5 | 50000 | 42256 |  |  | NotYetVerified |  | 3 | 41817 | 98.98 | 422.5 | 11.85 | 0.925 | 2700 | 83.7
PYY62G1E | WUXI ELLIPZ LIGHTING TECHNOLOGY CO LTD | Ellipz Lighting | 7700AC45SP | Indoor Luminaires | High-Bay | High-Bay Luminaires for Commercial and Industrial Buildings | Standard | TRUE | 12276.5 | 94 | 130.58 | 14.94 | 0.924 | 4324 | 93.7 | 5 | 50000 | 42256 |  |  | NotYetVerified |  | 3 | 12200 | 94 | 135 | 15 | 0.93 | 4500 | 93
PJWYRKV7 | CIXI YUANHUI LIGHTING ELECTRIC CO.LTD | YUANHUI | HBRC280V2D | Indoor Luminaires | High-Bay | High-Bay Luminaires for Commercial and Industrial Buildings | Standard | TRUE | 28099 | 101.99 | 275.5 | 11.49 | 0.924 | 2745 | 83.9 | 5 | 50000 | 42256 |  |  | NotYetVerified |  | 3 | 28302 | 102.22 | 276.9 | 11.49 | 0.924 | 2700 | 83.9
PNHZ3RP7 | CIXI YUANHUI LIGHTING ELECTRIC CO.LTD | YUANHUI | HBRC200V1D | Indoor Luminaires | High-Bay | High-Bay Luminaires for Commercial and Industrial Buildings | Premium | TRUE | 21544 | 106.97 | 201.4 | 11.24 | 0.921 | 2745 | 83.8 | 5 | 50000 | 42256 |  |  | NotYetVerified |  | 3 | 21544 | 106.97 | 201.4 | 11.24 | 0.921 | 2700 | 83.8
P4USYRU4 | CIXI YUANHUI LIGHTING ELECTRIC CO.LTD | YUANHUI | HBRC400V2D | Indoor Luminaires | High-Bay | High-Bay Luminaires for Commercial and Industrial Buildings | Standard | TRUE | 37784 | 98.92 | 381.9 | 11.77 | 0.921 | 2730 | 83.9 | 5 | 50000 | 42256 |  |  | NotYetVerified |  | 3 | 38042 | 99.06 | 384 | 11.77 | 0.921 | 2700 | 83.9
PG64M1TB | CIXI YUANHUI LIGHTING ELECTRIC CO.LTD | YUANHUI | HBRC200V2D | Indoor Luminaires | High-Bay | High-Bay Luminaires for Commercial and Industrial Buildings | Premium | TRUE | 20290 | 107.01 | 189.6 | 11.47 | 0.914 | 2739 | 83.9 | 5 | 50000 | 42256 |  |  | NotYetVerified |  | 3 | 20290 | 107.01 | 189.6 | 11.47 | 0.914 | 2700 | 83.9
PQS32FZA | CIXI YUANHUI LIGHTING ELECTRIC CO.LTD | YUANHUI | HBRC150V2D | Indoor Luminaires | High-Bay | High-Bay Luminaires for Commercial and Industrial Buildings | Standard | TRUE | 14669 | 100.06 | 146.6 | 11.3 | 0.913 | 2758 | 84 | 5 | 50000 | 42256 |  |  | NotYetVerified |  | 3 | 14669 | 100.06 | 146.6 | 11.3 | 0.913 | 2700 | 84
PB7RCWPT | CIXI YUANHUI LIGHTING ELECTRIC CO.LTD | YUANHUI | HBRC150V2P | Indoor Luminaires | High-Bay | High-Bay Luminaires for Commercial and Industrial Buildings | Premium | TRUE | 16230 | 111.01 | 146.2 | 11.38 | 0.9108 | 5250 | 85.1 |  |  | 42256 | Dimmable | Continuous Above 10 | NotYetVerified |  | 3 | 16230 | 111.01 | 146.2 | 11.38 | 0.911 | 5000 | 85.1
P2KY4ER3 | CIXI YUANHUI LIGHTING ELECTRIC CO.LTD | YUANHUI | HBRC150V1D | Indoor Luminaires | High-Bay | High-Bay Luminaires for Commercial and Industrial Buildings | Premium | TRUE | 16223 | 107.1 | 151.4 | 11.05 | 0.909 | 2758 | 84 | 5 | 50000 | 42256 | Dimmable | Continuous Above 10 | NotYetVerified |  | 3 | 16223 | 107.15 | 151.4 | 11.05 | 0.909 | 2700 | 84
P3TG2KSK | Guangzhou Ledia Lighting Technology Company Limited | LEDIA | LD-TL-B060-RD-30F | Indoor Luminaires | High-Bay | Low-Bay Luminaires for Commercial and Industrial Buildings | Standard | TRUE | 6185.15 | 107.89 | 57.33 | 18.8 | 0.889 | 3059 | 84.5 | 5 | 50000 | 42256 |  |  | NotYetVerified |  | 3 | 6185.15 | 107.89 | 57.33 | 13.4 | 0.99 | 3059 | 85
PED5KA2Z | WUXI ELLIPZ LIGHTING TECHNOLOGY CO LTD | Ellipz Lighting | 7700AC57SP | Indoor Luminaires | High-Bay | High-Bay Luminaires for Commercial and Industrial Buildings | Standard | FALSE | [9 empty] | 42256 |  |  | NotYetVerified |  | 3 | 12200 | 94 | 135 | 15 | 0.93 | 5700 | 93
PT229E9D | WUXI ELLIPZ LIGHTING TECHNOLOGY CO LTD | Ellipz Lighting | 7700AC57SF | Indoor Luminaires | High-Bay | High-Bay Luminaires for Commercial and Industrial Buildings | Standard | FALSE | [9 empty] | 42256 |  |  | NotYetVerified |  | 3 | 10200 | 78 | 135 | 15 | 0.93 | 5700 | 93
PYD12BWJ | WUXI ELLIPZ LIGHTING TECHNOLOGY CO LTD | Ellipz Lighting | 7800AC57SR | Indoor Luminaires | High-Bay | Low-Bay Luminaires for Commercial and Industrial Buildings | Standard | FALSE | [9 empty] | 42256 |  |  | NotYetVerified |  | 3 | 6490 | 97 | 68 | 15 | 0.96 | 5700 | 93
PPEF92NT | WUXI ELLIPZ LIGHTING TECHNOLOGY CO LTD | Ellipz Lighting | 7700AC57SR | Indoor Luminaires | High-Bay | High-Bay Luminaires for Commercial and Industrial Buildings | Standard | FALSE | [9 empty] | 42256 |  |  | NotYetVerified |  | 3 | 13200 | 100 | 135 | 16 | 0.93 | 5700 | 92
PBBQ57H3 | WUXI ELLIPZ LIGHTING TECHNOLOGY CO LTD | Ellipz Lighting | 7700AC57SR | Indoor Luminaires | High-Bay | High-Bay Aisle Luminaires | Standard | FALSE | [9 empty] | 42256 |  |  | NotYetVerified |  | 3 | 13200 | 100 | 135 | 16 | 0.93 | 5700 | 92
P1BV2W1P | WUXI ELLIPZ LIGHTING TECHNOLOGY CO LTD | Ellipz Lighting | 7800AC57SF | Indoor Luminaires | High-Bay | Low-Bay Luminaires for Commercial and Industrial Buildings | Standard | FALSE | [9 empty] | 42256 |  |  | NotYetVerified |  | 3 | 5500 | 83 | 68 | 15 | 0.96 | 5700 | 92
P3YRXAM6 | WUXI ELLIPZ LIGHTING TECHNOLOGY CO LTD | Ellipz Lighting | 7800AC57SP | Indoor Luminaires | High-Bay | Low-Bay Luminaires for Commercial and Industrial Buildings | Standard | FALSE | [9 empty] | 42256 |  |  | NotYetVerified |  | 3 | 6230 | 93 | 68 | 15 | 0.93 | 5700 | 91
PSESGCJU | WUXI ELLIPZ LIGHTING TECHNOLOGY CO LTD | Ellipz Lighting | 7700AC50SP | Indoor Luminaires | High-Bay | High-Bay Luminaires for Commercial and Industrial Buildings | Standard | FALSE | [9 empty] | 42256 |  |  | NotYetVerified |  | 3 | 12200 | 94 | 135 | 15 | 0.93 | 5000 | 93
PEZS42W2 | WUXI ELLIPZ LIGHTING TECHNOLOGY CO LTD | Ellipz Lighting | 7700AC50SF | Indoor Luminaires | High-Bay | High-Bay Luminaires for Commercial and Industrial Buildings | Standard | FALSE | [9 empty] | 42256 |  |  | NotYetVerified |  | 3 | 10200 | 78 | 135 | 15 | 0.93 | 5000 | 93
PFNEAE4K | WUXI ELLIPZ LIGHTING TECHNOLOGY CO LTD | Ellipz Lighting | 7800AC50SR | Indoor Luminaires | High-Bay | Low-Bay Luminaires for Commercial and Industrial Buildings | Standard | FALSE | [9 empty] | 42256 |  |  | NotYetVerified |  | 3 | 6490 | 97 | 68 | 15 | 0.96 | 5000 | 93
PS6XD795 | WUXI ELLIPZ LIGHTING TECHNOLOGY CO LTD | Ellipz Lighting | 7800AC50SF | Indoor Luminaires | High-Bay | Low-Bay Luminaires for Commercial and Industrial Buildings | Standard | FALSE | [9 empty] | 42256 |  |  | NotYetVerified |  | 3 | 5500 | 83 | 68 | 15 | 0.96 | 5000 | 93
PVQKARTX | WUXI ELLIPZ LIGHTING TECHNOLOGY CO LTD | Ellipz Lighting | 7700AC50SR | Indoor Luminaires | High-Bay | High-Bay Luminaires for Commercial and Industrial Buildings | Standard | FALSE | [9 empty] | 42256 |  |  | NotYetVerified |  | 3 | 13200 | 100 | 135 | 16 | 0.93 | 5000 | 92
PADT8EQH | WUXI ELLIPZ LIGHTING TECHNOLOGY CO LTD | Ellipz Lighting | 7700AC50SR | Indoor Luminaires | High-Bay | High-Bay Aisle Luminaires | Standard | FALSE | [9 empty] | 42256 |  |  | NotYetVerified |  | 3 | 13200 | 100 | 135 | 16 | 0.93 | 5000 | 92
PRXYYTUH | WUXI ELLIPZ LIGHTING TECHNOLOGY CO LTD | Ellipz Lighting | 7800AC50SP | Indoor Luminaires | High-Bay | Low-Bay Luminaires for Commercial and Industrial Buildings | Standard | FALSE | [9 empty] | 42256 |  |  | NotYetVerified |  | 3 | 6230 | 93 | 68 | 15 | 0.93 | 5000 | 91
P2SVN1GT | Spectrum Lighting | Spectrum Lighting | PRDDHLED22LEDLX/90W/35K/Ex/xx/xx/PR22/[All Fixture Colors] (Open lens only) | Indoor Luminaires | High-Bay | Low-Bay Luminaires for Commercial and Industrial Buildings | Standard | FALSE | [9 empty] | 42256 |  |  | No |  | 3 | 8461 | 96.27 | 87.89 | 6.35 | 0.996 | 3481 | 83.1
PBTMACWZ | Spectrum Lighting | Spectrum Lighting | PRDDHLED16LEDLX/90W/35K/Ex/xx/xx/PR16/[All Fixture Colors] (Open lens only) | Indoor Luminaires | High-Bay | Low-Bay Luminaires for Commercial and Industrial Buildings | Standard | FALSE | [9 empty] | 42256 |  |  | No |  | 3 | 9096 | 100.2 | 90.78 | 5.2 | 0.996 | 3467 | 82.9
PKHC94QE | Guangzhou Ledia Lighting Technology Company Limited | LEDIA | LD-TL-B060-RX-50F | Indoor Luminaires | High-Bay | Low-Bay Luminaires for Commercial and Industrial Buildings | Standard | FALSE | [9 empty] | 42256 |  |  | NotYetVerified |  | 3 | 6600 | 110 | 60 | 13.4 | 0.99 | 5000 | 85
PBE7J3GW | Guangzhou Ledia Lighting Technology Company Limited | LEDIA | LD-TL-B060-RD-50F | Indoor Luminaires | High-Bay | Low-Bay Luminaires for Commercial and Industrial Buildings | Standard | FALSE | [9 empty] | 42256 |  |  | NotYetVerified |  | 3 | 6600 | 110 | 60 | 13.4 | 0.99 | 5000 | 85
PVQN5HUT | Guangzhou Ledia Lighting Technology Company Limited | LEDIA | LD-TL-B060-RX-45F | Indoor Luminaires | High-Bay | Low-Bay Luminaires for Commercial and Industrial Buildings | Standard | FALSE | [9 empty] | 42256 |  |  | NotYetVerified |  | 3 | 6600 | 110 | 60 | 13.4 | 0.99 | 4500 | 85
PDHG6U3U | Guangzhou Ledia Lighting Technology Company Limited | LEDIA | LD-TL-B060-RD-45F | Indoor Luminaires | High-Bay | Low-Bay Luminaires for Commercial and Industrial Buildings | Standard | FALSE | [9 empty] | 42256 |  |  | NotYetVerified |  | 3 | 6600 | 110 | 60 | 13.4 | 0.99 | 4500 | 85
PNBH4KXV | Guangzhou Ledia Lighting Technology Company Limited | LEDIA | LD-TL-B060-RD-40F | Indoor Luminaires | High-Bay | Low-Bay Luminaires for Commercial and Industrial Buildings | Standard | FALSE | [9 empty] | 42256 |  |  | NotYetVerified |  | 3 | 6600 | 110 | 60 | 13.4 | 0.99 | 4000 | 85
P4PDF56Q | Guangzhou Ledia Lighting Technology Company Limited | LEDIA | LD-TL-B060-RX-40F | Indoor Luminaires | High-Bay | Low-Bay Luminaires for Commercial and Industrial Buildings | Standard | FALSE | [9 empty] | 42256 |  |  | NotYetVerified |  | 3 | 6600 | 110 | 60 | 13.4 | 0.99 | 4000 | 85
PRZNWYRE | Guangzhou Ledia Lighting Technology Company Limited | LEDIA | LD-TL-B060-RD-37F | Indoor Luminaires | High-Bay | Low-Bay Luminaires for Commercial and Industrial Buildings | Standard | FALSE | [9 empty] | 42256 |  |  | NotYetVerified |  | 3 | 6600 | 110 | 60 | 13.4 | 0.99 | 3700 | 85
PR98A5Z6 | Guangzhou Ledia Lighting Technology Company Limited | LEDIA | LD-TL-B060-RX-37F | Indoor Luminaires | High-Bay | Low-Bay Luminaires for Commercial and Industrial Buildings | Standard | FALSE | [9 empty] | 42256 |  |  | NotYetVerified |  | 3 | 6600 | 110 | 60 | 13.4 | 0.99 | 3700 | 85
P9ZJHQ4R | Guangzhou Ledia Lighting Technology Company Limited | LEDIA | LD-TL-B060-RX-35F | Indoor Luminaires | High-Bay | Low-Bay Luminaires for Commercial and Industrial Buildings | Standard | FALSE | [9 empty] | 42256 |  |  | NotYetVerified |  | 3 | 6600 | 110 | 60 | 13.4 | 0.99 | 3500 | 85
P9BWAZYR | Guangzhou Ledia Lighting Technology Company Limited | LEDIA | LD-TL-B060-RD-35F | Indoor Luminaires | High-Bay | Low-Bay Luminaires for Commercial and Industrial Buildings | Standard | FALSE | [9 empty] | 42256 |  |  | NotYetVerified |  | 3 | 6600 | 110 | 60 | 13.4 | 0.99 | 3500 | 85
P52A1M4F | Guangzhou Ledia Lighting Technology Company Limited | LEDIA | LD-TL-B060-RX-30F | Indoor Luminaires | High-Bay | Low-Bay Luminaires for Commercial and Industrial Buildings | Standard | FALSE | [9 empty] | 42256 |  |  | NotYetVerified |  | 3 | 6600 | 110 | 60 | 13.4 | 0.99 | 3000 | 85
PHAAMUEC | CIXI YUANHUI LIGHTING ELECTRIC CO.LTD | YUANHUI | HBRC280V1P | Indoor Luminaires | High-Bay | High-Bay Luminaires for Commercial and Industrial Buildings | Premium | FALSE | [9 empty] | 42256 |  |  | NotYetVerified |  | 3 | 31505 | 117.81 | 267.4 | 11.55 | 0.936 | 5000 | 85
PFP3W85Q | CIXI YUANHUI LIGHTING ELECTRIC CO.LTD | YUANHUI | HBRC280V2P | Indoor Luminaires | High-Bay | High-Bay Luminaires for Commercial and Industrial Buildings | Premium | FALSE | [9 empty] | 42256 |  |  | NotYetVerified |  | 3 | 31976 | 115.72 | 276.3 | 11.53 | 0.925 | 5000 | 85
P2JC3Q2N | CIXI YUANHUI LIGHTING ELECTRIC CO.LTD | YUANHUI | HBRC150V1P | Indoor Luminaires | High-Bay | High-Bay Luminaires for Commercial and Industrial Buildings | Premium | FALSE | [9 empty] | 42256 | Dimmable | Continuous Above 10 | NotYetVerified |  | 3 | 17892 | 116.53 | 153.5 | 11.12 | 0.908 | 5000 | 85
P1SNU8MN | CIXI YUANHUI LIGHTING ELECTRIC CO.LTD | YUANHUI | HBRC200V2P | Indoor Luminaires | High-Bay | High-Bay Luminaires for Commercial and Industrial Buildings | Premium | FALSE | [9 empty] | 42256 | Dimmable | Continuous Above 10 | NotYetVerified |  | 3 | 22678 | 116.75 | 194.2 | 11.66 | 0.912 | 5000 | 84.8
P5SPEXJR | CIXI YUANHUI LIGHTING ELECTRIC CO.LTD | YUANHUI | HBRC200V1P | Indoor Luminaires | High-Bay | High-Bay Luminaires for Commercial and Industrial Buildings | Premium | FALSE | [9 empty] | 42256 | Dimmable | Continuous Above 10 | NotYetVerified |  | 3 | 24360 | 116.72 | 208.7 | 11.47 | 0.913 | 5000 | 84.8
PSK6AAJH | CIXI YUANHUI LIGHTING ELECTRIC CO.LTD | YUANHUI | HBRC400V2P | Indoor Luminaires | High-Bay | High-Bay Luminaires for Commercial and Industrial Buildings | Premium | FALSE | [9 empty] | 42256 |  |  | NotYetVerified |  | 3 | 42936 | 111.13 | 386.4 | 11.87 | 0.921 | 5000 | 84.7
PVWTY43M | CIXI YUANHUI LIGHTING ELECTRIC CO.LTD | YUANHUI | HBRC400V1P | Indoor Luminaires | High-Bay | High-Bay Luminaires for Commercial and Industrial Buildings | Premium | FALSE | [9 empty] | 42256 |  |  | NotYetVerified |  | 3 | 46017 | 109.54 | 420.1 | 11.46 | 0.924 | 5000 | 84.7
PXZDB54Z | CIXI YUANHUI LIGHTING ELECTRIC CO.LTD | YUANHUI | HBRC150V2N | Indoor Luminaires | High-Bay | High-Bay Luminaires for Commercial and Industrial Buildings | Standard | FALSE | [9 empty] | 42256 |  |  | NotYetVerified |  | 3 | 14669 | 100.06 | 146.6 | 11.3 | 0.913 | 4000 | 84
PHQHKK6G | CIXI YUANHUI LIGHTING ELECTRIC CO.LTD | YUANHUI | HBRC150V1N | Indoor Luminaires | High-Bay | High-Bay Luminaires for Commercial and Industrial Buildings | Premium | FALSE | [9 empty] | 42256 |  |  | NotYetVerified |  | 3 | 16223 | 107.15 | 151.4 | 11.05 | 0.909 | 4000 | 84
PGGEKDXB | CIXI YUANHUI LIGHTING ELECTRIC CO.LTD | YUANHUI | HBRC400V2N | Indoor Luminaires | High-Bay | High-Bay Luminaires for Commercial and Industrial Buildings | Standard | FALSE | [9 empty] | 42256 |  |  | NotYetVerified |  | 3 | 38042 | 99.06 | 384 | 11.77 | 0.921 | 4000 | 83.9
PNXMHQ6C | CIXI YUANHUI LIGHTING ELECTRIC CO.LTD | YUANHUI | HBRC280V1N | Indoor Luminaires | High-Bay | High-Bay Luminaires for Commercial and Industrial Buildings | Premium | FALSE | [9 empty] | 42256 |  |  | NotYetVerified |  | 3 | 28433 | 107.21 | 265.2 | 11.52 | 0.936 | 4000 | 83.9
PSPSYSJF | CIXI YUANHUI LIGHTING ELECTRIC CO.LTD | YUANHUI | HBRC280V2N | Indoor Luminaires | High-Bay | High-Bay Luminaires for Commercial and Industrial Buildings | Standard | FALSE | [9 empty] | 42256 |  |  | NotYetVerified |  | 3 | 28302 | 102.22 | 276.9 | 11.49 | 0.924 | 4000 | 83.9
PKET8QT4 | CIXI YUANHUI LIGHTING ELECTRIC CO.LTD | YUANHUI | HBRC200V2N | Indoor Luminaires | High-Bay | High-Bay Luminaires for Commercial and Industrial Buildings | Premium | FALSE | [9 empty] | 42256 |  |  | NotYetVerified |  | 3 | 20290 | 107.01 | 189.6 | 11.47 | 0.914 | 4000 | 83.9
PBQQD618 | CIXI YUANHUI LIGHTING ELECTRIC CO.LTD | YUANHUI | HBRC200V1N | Indoor Luminaires | High-Bay | High-Bay Luminaires for Commercial and Industrial Buildings | Premium | FALSE | [9 empty] | 42256 | Dimmable | Continuous Above 10 | NotYetVerified |  | 3 | 21544 | 106.97 | 201.4 | 11.24 | 0.921 | 4000 | 83.8
PKDSHPMP | CIXI YUANHUI LIGHTING ELECTRIC CO.LTD | YUANHUI | HBRC400V1N | Indoor Luminaires | High-Bay | High-Bay Luminaires for Commercial and Industrial Buildings | Standard | FALSE | [9 empty] | 42256 |  |  | NotYetVerified |  | 3 | 41817 | 98.98 | 422.5 | 11.85 | 0.925 | 4000 | 83.7
PNGA5WRC | CIXI YUANHUI LIGHTING ELECTRIC CO.LTD | YUANHUI | HBRC150V2W | Indoor Luminaires | High-Bay | High-Bay Luminaires for Commercial and Industrial Buildings | Standard | FALSE | [9 empty] | 42256 |  |  | NotYetVerified |  | 3 | 14669 | 100.06 | 146.6 | 11.3 | 0.913 | 3000 | 84
PABBF88Z | CIXI YUANHUI LIGHTING ELECTRIC CO.LTD | YUANHUI | HBRC150V1W | Indoor Luminaires | High-Bay | High-Bay Luminaires for Commercial and Industrial Buildings | Premium | FALSE | [9 empty] | 42256 | Dimmable | Continuous Above 10 | NotYetVerified |  | 3 | 16223 | 107.15 | 151.4 | 11.05 | 0.909 | 3000 | 84
P74X31J5 | CIXI YUANHUI LIGHTING ELECTRIC CO.LTD | YUANHUI | HBRC400V2W | Indoor Luminaires | High-Bay | High-Bay Luminaires for Commercial and Industrial Buildings | Standard | FALSE | [9 empty] | 42256 |  |  | NotYetVerified |  | 3 | 38042 | 99.06 | 384 | 11.77 | 0.921 | 3000 | 83.9
PDDNEU5Y | CIXI YUANHUI LIGHTING ELECTRIC CO.LTD | YUANHUI | HBRC280V1W | Indoor Luminaires | High-Bay | High-Bay Luminaires for Commercial and Industrial Buildings | Premium | FALSE | [9 empty] | 42256 | Dimmable | Continuous Above 10 | NotYetVerified |  | 3 | 28433 | 107.21 | 265.2 | 11.52 | 0.936 | 3000 | 83.9
PW256E7S | CIXI YUANHUI LIGHTING ELECTRIC CO.LTD | YUANHUI | HBRC280V2W | Indoor Luminaires | High-Bay | High-Bay Luminaires for Commercial and Industrial Buildings | Standard | FALSE | [9 empty] | 42256 |  |  | NotYetVerified |  | 3 | 28302 | 102.22 | 276.9 | 11.49 | 0.924 | 3000 | 83.9
PPV64KAN | CIXI YUANHUI LIGHTING ELECTRIC CO.LTD | YUANHUI | HBRC200V2W | Indoor Luminaires | High-Bay | High-Bay Luminaires for Commercial and Industrial Buildings | Premium | FALSE | [9 empty] | 42256 |  |  | NotYetVerified |  | 3 | 20290 | 107.01 | 189.6 | 11.47 | 0.914 | 3000 | 83.9
PGT44NX9 | CIXI YUANHUI LIGHTING ELECTRIC CO.LTD | YUANHUI | HBRC200V1W | Indoor Luminaires | High-Bay | High-Bay Luminaires for Commercial and Industrial Buildings | Premium | FALSE | [9 empty] | 42256 |  |  | NotYetVerified |  | 3 | 21544 | 106.97 | 201.4 | 11.24 | 0.921 | 3000 | 83.8
P1123QE2 | CIXI YUANHUI LIGHTING ELECTRIC CO.LTD | YUANHUI | HBRC400V1W | Indoor Luminaires | High-Bay | High-Bay Luminaires for Commercial and Industrial Buildings | Standard | FALSE | [9 empty] | 42256 |  |  | NotYetVerified |  | 3 | 41817 | 98.98 | 422.5 | 11.85 | 0.925 | 3000 | 83.7
PR7KSTCP | LED Rite LLC | LEDRite | TR6457210HIB | Indoor Luminaires | High-Bay | High-Bay Luminaires for Commercial and Industrial Buildings | Standard | TRUE | 20627.36 | 98.847 | 208.68 | 10.09 | 0.9856 | 5530 | 84.4 | 5 | 50000 | 42255 |  |  | NotYetVerified |  | 3 | 20627.36 | 98.84 | 208.68 | 20 | 0.997 | 5700 | 84.4
PSSAM4T2 | LED Rite LLC | LEDRite | TR4457140HIB | Indoor Luminaires | High-Bay | High-Bay Luminaires for Commercial and Industrial Buildings | Standard | TRUE | 14177.24 | 101.687 | 139.42 | 10.27 | 0.9855 | 5428 | 84.3 | 5 | 50000 | 42255 |  |  | NotYetVerified |  | 3 | 14177.24 | 101.68 | 139.42 | 20 | 0.997 | 5700 | 83.5
PN9SNPF5 | LED Rite LLC | LEDRite | TR8440280HIB | Indoor Luminaires | High-Bay | High-Bay Luminaires for Commercial and Industrial Buildings | Standard | TRUE | 28173.12 | 101.47 | 277.63 | 9.6 | 0.984 | 4142 | 83.3 | 5 | 50000 | 42255 |  |  | NotYetVerified |  | 3 | 28173.1 | 101.47 | 277.63 | 20 | 0.998 | 4000 | 83.3
P7ZAND92 | Light Corporation | DayStar | DS242.40K.80.FST.480.***.***.****.***** | Indoor Luminaires | High-Bay | High-Bay Luminaires for Commercial and Industrial Buildings | Standard | TRUE | 21860 | 90.33 | 241.99 | 16.27 | 0.972 | 4057 | 82.7 | 5 | 150000 | 42255 |  |  | Yes |  | 3 | 21860 | 90.3 | 242 | 16.27 | 0.972 | 4057 | 83
PBBXMFC8 | OEO Energy Solutions | OEO | EZ Focus LED 150X | Indoor Luminaires | High-Bay | High-Bay Luminaires for Commercial and Industrial Buildings | Standard | TRUE | 15541 | 104.16 | 149.2 | 10.5 | 0.969 | 2942 | 82.7 | 5 | 35000 | 42255 |  |  | NotYetVerified |  | 3 | 15541 | 104.16 | 149.2 |  |  | 3000 | 82.4
PPA8XCMG | OEO Energy Solutions | OEO | EZ Focus LED 115X | Indoor Luminaires | High-Bay | High-Bay Luminaires for Commercial and Industrial Buildings | Standard | TRUE | 12819 | 113.24 | 113.2 | 10.13 | 0.96 | 2950 | 82.7 | 5 | 35000 | 42255 |  |  | NotYetVerified |  | 3 | 12819 | 113.24 | 113.2 |  |  | 3000 | 82.4
PSAPC1JX | Industrial Lighting Products | Industrial Lighting Products | DHB-100WLED-UNIV-50-REFL90-XXXXX [Excluding SD480] | Indoor Luminaires | High-Bay | High-Bay Luminaires for Commercial and Industrial Buildings | Standard | TRUE | 10130 | 93.3 | 106.5 | 13.8 | 0.959 | 5099 | 74.3 | 5 | 50000 | 42255 |  |  | NotYetVerified |  | 3 | 10600 | 97.34 | 108.9 | 13.8 | 0.959 | 5099 | 74.3
PA6BAMQA | Light Corporation | DayStar | DS062.40K.80.FST.120.***.***.****.***** | Indoor Luminaires | High-Bay | Low-Bay Luminaires for Commercial and Industrial Buildings | Standard | TRUE | 5736 | 90.85 | 63.14 | 19.75 | 0.947 | 4113 | 82.8 | 5 | 150000 | 42255 |  |  | Yes |  | 3 | 5736 | 99.5 | 57.65 | 4.81 | 0.995 | 4113 | 83
PCTSFZ1E | Industrial Lighting Products | Industrial Lighting Products | DHB-190WLED-UNIV-50-REFL90-XXXXX [Exclude SD480] | Indoor Luminaires | High-Bay | High-Bay Luminaires for Commercial and Industrial Buildings | Standard | TRUE | 18930 | 100.53 | 188.3 | 11.9 | 0.939 | 5007 | 74 | 5 | 50000 | 42255 |  |  | Yes |  | 3 | 19270 | 102.34 | 188.3 | 11.9 | 0.939 | 5007 | 74
PDD1JTKA | OEO Energy Solutions | OEO | EZ Focus LED 150 | Indoor Luminaires | High-Bay | High-Bay Luminaires for Commercial and Industrial Buildings | Standard | FALSE | [9 empty] | 42255 |  |  | NotYetVerified |  | 3 | 15997 | 106.29 | 150.5 |  |  | 5000 | 84
PSWKGVUH | OEO Energy Solutions | OEO | EZ Focus LED 115 | Indoor Luminaires | High-Bay | High-Bay Luminaires for Commercial and Industrial Buildings | Standard | FALSE | [9 empty] | 42255 |  |  | NotYetVerified |  | 3 | 13380 | 117.06 | 114.3 |  |  | 5000 | 84
P53J6URC | Light Corporation | DayStar | DS242.50K.80.CL.480.***.***.****.***** | Indoor Luminaires | High-Bay | High-Bay Luminaires for Commercial and Industrial Buildings | Standard | FALSE | [9 empty] | 42255 |  |  | Yes |  | 3 | 23503 | 97.1 | 242 | 16.27 | 0.972 | 5308 | 83
PQPZYHJM | Light Corporation | DayStar | DS242.50K.80.FST.480.***.***.****.***** | Indoor Luminaires | High-Bay | High-Bay Luminaires for Commercial and Industrial Buildings | Standard | FALSE | [9 empty] | 42255 |  |  | Yes |  | 3 | 22384 | 92.5 | 242 | 16.27 | 0.972 | 5308 | 83
PRRW87QZ | Light Corporation | DayStar | DS242.50K.80.CL.277.***.***.****.***** | Indoor Luminaires | High-Bay | High-Bay Luminaires for Commercial and Industrial Buildings | Standard | FALSE | [9 empty] | 42255 |  |  | Yes |  | 3 | 23503 | 102.5 | 229.4 | 9.9 | 0.919 | 5308 | 83
PW31UWN3 | Light Corporation | DayStar | DS242.50K.80.FST.277.***.***.****.***** | Indoor Luminaires | High-Bay | High-Bay Luminaires for Commercial and Industrial Buildings | Standard | FALSE | [9 empty] | 42255 |  |  | Yes |  | 3 | 22384 | 97.6 | 229.4 | 9.9 | 0.919 | 5308 | 83
PNZUX2YQ | Light Corporation | DayStar | DS242.50K.80.CL.120.***.***.****.***** | Indoor Luminaires | High-Bay | High-Bay Luminaires for Commercial and Industrial Buildings | Standard | FALSE | [9 empty] | 42255 |  |  | Yes |  | 3 | 23503 | 102.5 | 229.4 | 5.23 | 0.996 | 5308 | 83
PX7JZDCH | Light Corporation | DayStar | DS242.50K.80.FST.120.***.***.****.***** | Indoor Luminaires | High-Bay | High-Bay Luminaires for Commercial and Industrial Buildings | Standard | FALSE | [9 empty] | 42255 |  |  | Yes |  | 3 | 22384 | 97.6 | 229.4 | 5.23 | 0.996 | 5308 | 83
P79MDMYK | Light Corporation | DayStar | DS484.50K.80.CL.480.***.***.****.***** | Indoor Luminaires | High-Bay | High-Bay Luminaires for Commercial and Industrial Buildings | Standard | FALSE | [9 empty] | 42255 |  |  | Yes |  | 3 | 49161 | 100.7 | 488.3 | 18.51 | 0.983 | 5238 | 83
PTWT7BQ9 | Light Corporation | DayStar | DS484.50K.80.CL.277.***.***.****.***** | Indoor Luminaires | High-Bay | High-Bay Luminaires for Commercial and Industrial Buildings | Standard | FALSE | [9 empty] | 42255 |  |  | Yes |  | 3 | 49161 | 104.8 | 469 | 5.35 | 0.922 | 5238 | 83
P2YDDND9 | Light Corporation | DayStar | DS484.50K.80.CL.120.***.***.****.***** | Indoor Luminaires | High-Bay | High-Bay Luminaires for Commercial and Industrial Buildings | Standard | FALSE | [9 empty] | 42255 |  |  | Yes |  | 3 | 49161 | 104.8 | 469 | 5.35 | 0.996 | 5238 | 83
PUPTBAYD | Light Corporation | DayStar | DS484.50K.80.FST.120.***.***.****.***** | Indoor Luminaires | High-Bay | High-Bay Luminaires for Commercial and Industrial Buildings | Standard | FALSE | [9 empty] | 42255 |  |  | Yes |  | 3 | 46820 | 99.8 | 469 | 5.35 | 0.996 | 5238 | 83
PPVMKSZX | Light Corporation | DayStar | DS484.50K.80.FST.277.***.***.****.***** | Indoor Luminaires | High-Bay | High-Bay Luminaires for Commercial and Industrial Buildings | Standard | FALSE | [9 empty] | 42255 |  |  | Yes |  | 3 | 46820 | 99.8 | 469 | 5.35 | 0.922 | 5238 | 83
PHY6JKM1 | Light Corporation | DayStar | DS604.50K.80.CL.480.***.***.****.***** | Indoor Luminaires | High-Bay | High-Bay Luminaires for Commercial and Industrial Buildings | Standard | FALSE | [9 empty] | 42255 |  |  | Yes |  | 3 | 60796 | 98.9 | 614.5 | 23.54 | 0.968 | 5235 | 83
P558B7K1 | Light Corporation | DayStar | DS604.50K.80.FST.480.***.***.****.***** | Indoor Luminaires | High-Bay | High-Bay Luminaires for Commercial and Industrial Buildings | Standard | FALSE | [9 empty] | 42255 |  |  | Yes |  | 3 | 57901 | 94.2 | 614.5 | 23.54 | 0.968 | 5235 | 83
P6X9S1RK | Light Corporation | DayStar | DS604.50K.80.CL.277.***.***.****.***** | Indoor Luminaires | High-Bay | High-Bay Luminaires for Commercial and Industrial Buildings | Standard | FALSE | [9 empty] | 42255 |  |  | Yes |  | 3 | 60796 | 104.9 | 579.8 | 9.78 | 0.92 | 5235 | 83
PZ33JUME | Light Corporation | DayStar | DS604.50K.80.FST.277.***.***.****.***** | Indoor Luminaires | High-Bay | High-Bay Luminaires for Commercial and Industrial Buildings | Standard | FALSE | [9 empty] | 42255 |  |  | Yes |  | 3 | 57901 | 99.9 | 579.8 | 9.78 | 0.92 | 5235 | 83
P4RUJ8JK | Light Corporation | DayStar | DS604.50K.80.CL.120.***.***.****.***** | Indoor Luminaires | High-Bay | High-Bay Luminaires for Commercial and Industrial Buildings | Standard | FALSE | [9 empty] | 42255 |  |  | Yes |  | 3 | 60796 | 104.9 | 579.8 | 5.09 | 0.996 | 5235 | 83
PD9YZXES | Light Corporation | DayStar | DS604.50K.80.FST.120.***.***.****.***** | Indoor Luminaires | High-Bay | High-Bay Luminaires for Commercial and Industrial Buildings | Standard | FALSE | [9 empty] | 42255 |  |  | Yes |  | 3 | 57901 | 99.9 | 579.8 | 5.09 | 0.996 | 5235 | 83
PUWJ7DP4 | Light Corporation | DayStar | DS244.50K.80.CL.480.***.***.****.***** | Indoor Luminaires | High-Bay | High-Bay Luminaires for Commercial and Industrial Buildings | Standard | FALSE | [9 empty] | 42255 |  |  | Yes |  | 3 | 23940 | 98.3 | 243.4 | 12.41 | 0.981 | 5232 | 82
PKEF9A8T | Light Corporation | DayStar | DS244.50K.80.FST.480.***.***.****.***** | Indoor Luminaires | High-Bay | High-Bay Luminaires for Commercial and Industrial Buildings | Standard | FALSE | [9 empty] | 42255 |  |  | Yes |  | 3 | 22800 | 93.7 | 243.4 | 12.41 | 0.981 | 5232 | 82
P3NUC7E3 | Light Corporation | DayStar | DS244.50K.80.CL.277.***.***.****.***** | Indoor Luminaires | High-Bay | High-Bay Luminaires for Commercial and Industrial Buildings | Standard | FALSE | [9 empty] | 42255 |  |  | Yes |  | 3 | 23940 | 104.8 | 225.93 | 10.27 | 0.924 | 5232 | 82
PGWQX6BD | Light Corporation | DayStar | DS244.50K.80.FST.277.***.***.****.***** | Indoor Luminaires | High-Bay | High-Bay Luminaires for Commercial and Industrial Buildings | Standard | FALSE | [9 empty] | 42255 |  |  | Yes |  | 3 | 22800 | 99.8 | 230.9 | 10.27 | 0.924 | 5232 | 82
PCPDP3AN | Light Corporation | DayStar | DS244.50K.80.FST.120.***.***.****.***** | Indoor Luminaires | High-Bay | High-Bay Luminaires for Commercial and Industrial Buildings | Standard | FALSE | [9 empty] | 42255 |  |  | Yes |  | 3 | 22800 | 99.8 | 230.9 | 5.75 | 0.997 | 5232 | 82
P676WP12 | Light Corporation | DayStar | DS364.50K.80.CL.480.***.***.****.***** | Indoor Luminaires | High-Bay | High-Bay Luminaires for Commercial and Industrial Buildings | Standard | FALSE | [9 empty] | 42255 |  |  | Yes |  | 3 | 35540 | 96 | 370.3 | 18.22 | 0.983 | 5231 | 83
P2KU6RBB | Light Corporation | DayStar | DS364.50K.80.FST.480.***.***.****.***** | Indoor Luminaires | High-Bay | High-Bay Luminaires for Commercial and Industrial Buildings | Standard | FALSE | [9 empty] | 42255 |  |  | Yes |  | 3 | 33848 | 91.4 | 370.3 | 18.22 | 0.983 | 5231 | 83
PZSSQR8D | Light Corporation | DayStar | DS364.50K.80.CL.277.***.***.****.***** | Indoor Luminaires | High-Bay | High-Bay Luminaires for Commercial and Industrial Buildings | Standard | FALSE | [9 empty] | 42255 |  |  | Yes |  | 3 | 35540 | 103.3 | 339.34 | 11.58 | 0.922 | 5231 | 83
PMMUY83N | Light Corporation | DayStar | DS364.50K.80.FST.277.***.***.****.***** | Indoor Luminaires | High-Bay | High-Bay Luminaires for Commercial and Industrial Buildings | Standard | FALSE | [9 empty] | 42255 |  |  | Yes |  | 3 | 33848 | 98.4 | 339.34 | 11.58 | 0.922 | 5231 | 83
P9ZA9GRS | Light Corporation | DayStar | DS364.50K.80.FST.120.***.***.****.***** | Indoor Luminaires | High-Bay | High-Bay Luminaires for Commercial and Industrial Buildings | Standard | FALSE | [9 empty] | 42255 |  |  | Yes |  | 3 | 33848 | 98.4 | 343.91 | 4.3 | 0.996 | 5231 | 83
PCCCYG79 | Light Corporation | DayStar | DS182.50K.80.CL.480.***.***.****.***** | Indoor Luminaires | High-Bay | High-Bay Luminaires for Commercial and Industrial Buildings | Standard | FALSE | [9 empty] | 42255 |  |  | Yes |  | 3 | 18050 | 98.6 | 183 | 12.99 | 0.98 | 5220 | 82
PGZ3CJ8U | Light Corporation | DayStar | DS182.50K.80.FST.480.***.***.****.***** | Indoor Luminaires | High-Bay | High-Bay Luminaires for Commercial and Industrial Buildings | Standard | FALSE | [9 empty] | 42255 |  |  | Yes |  | 3 | 17190 | 93.9 | 183 | 12.99 | 0.98 | 5220 | 82
PJEGRCW3 | Light Corporation | DayStar | DS182.50K.80.CL.277.***.***.****.***** | Indoor Luminaires | High-Bay | High-Bay Luminaires for Commercial and Industrial Buildings | Standard | FALSE | [9 empty] | 42255 |  |  | Yes |  | 3 | 18050 | 105.9 | 170.5 | 9.6 | 0.914 | 5220 | 82
PG56TV6B | Light Corporation | DayStar | DS182.50K.80.FST.277.***.***.****.***** | Indoor Luminaires | High-Bay | High-Bay Luminaires for Commercial and Industrial Buildings | Standard | FALSE | [9 empty] | 42255 |  |  | Yes |  | 3 | 17190 | 100.8 | 170.5 | 9.6 | 0.92 | 5220 | 82
PKMCFZUG | Light Corporation | DayStar | DS182.50K.80.FST.120.***.***.****.***** | Indoor Luminaires | High-Bay | High-Bay Luminaires for Commercial and Industrial Buildings | Standard | FALSE | [9 empty] | 42255 |  |  | Yes |  | 3 | 17190 | 100.8 | 170.5 | 5.03 | 0.995 | 5220 | 82
P84EMAT3 | Light Corporation | DayStar | DS242.50K.70.CL.480.***.***.****.***** | Indoor Luminaires | High-Bay | High-Bay Luminaires for Commercial and Industrial Buildings | Standard | FALSE | [9 empty] | 42255 |  |  | Yes |  | 3 | 24220 | 100.1 | 242 | 16.27 | 0.972 | 5204 | 75
P1HMWS6R | Light Corporation | DayStar | DS242.50K.70.FST.480.***.***.****.***** | Indoor Luminaires | High-Bay | High-Bay Luminaires for Commercial and Industrial Buildings | Standard | FALSE | [9 empty] | 42255 |  |  | Yes |  | 3 | 23067 | 95.3 | 242 | 16.27 | 0.972 | 5204 | 75
P48H8C9G | Light Corporation | DayStar | DS242.50K.70.CL.277.***.***.****.***** | Indoor Luminaires | High-Bay | High-Bay Luminaires for Commercial and Industrial Buildings | Standard | FALSE | [9 empty] | 42255 |  |  | Yes |  | 3 | 24220 | 105.6 | 229.4 | 9.9 | 0.919 | 5204 | 75
P2MMYN5E | Light Corporation | DayStar | DS242.50K.70.FST.277.***.***.****.***** | Indoor Luminaires | High-Bay | High-Bay Luminaires for Commercial and Industrial Buildings | Standard | FALSE | [9 empty] | 42255 |  |  | Yes |  | 3 | 23067 | 100.6 | 229.4 | 9.9 | 0.919 | 5204 | 75
PFE8NR6Z | Light Corporation | DayStar | DS242.50K.70.FST.120.***.***.****.***** | Indoor Luminaires | High-Bay | High-Bay Luminaires for Commercial and Industrial Buildings | Standard | FALSE | [9 empty] | 42255 |  |  | Yes |  | 3 | 23067 | 100.6 | 229.4 | 5.23 | 0.996 | 5204 | 75
PUURP1F1 | Light Corporation | DayStar | DS122.50K.80.CL.480.***.***.****.***** | Indoor Luminaires | High-Bay | High-Bay Luminaires for Commercial and Industrial Buildings | Standard | FALSE | [9 empty] | 42255 |  |  | Yes |  | 3 | 12285 | 97.4 | 123.8 | 13.25 | 0.988 | 5196 | 83
PJK64123 | Light Corporation | DayStar | DS122.50K.80.FST.480.***.***.****.***** | Indoor Luminaires | High-Bay | High-Bay Luminaires for Commercial and Industrial Buildings | Standard | FALSE | [9 empty] | 42255 |  |  | Yes |  | 3 | 11700 | 99.2 | 123.8 | 13.25 | 0.988 | 5196 | 83
P5XYEE34 | Light Corporation | DayStar | DS122.50K.80.CL.277.***.***.****.***** | Indoor Luminaires | High-Bay | High-Bay Luminaires for Commercial and Industrial Buildings | Standard | FALSE | [9 empty] | 42255 |  |  | Yes |  | 3 | 12285 | 107.1 | 114.8 | 9.54 | 0.92 | 5196 | 83
P4SBBRPX | Light Corporation | DayStar | DS122.50K.80.FST.277.***.***.****.***** | Indoor Luminaires | High-Bay | High-Bay Luminaires for Commercial and Industrial Buildings | Standard | FALSE | [9 empty] | 42255 |  |  | Yes |  | 3 | 11700 | 107.1 | 114.8 | 9.54 | 0.92 | 5196 | 83
P24Y34FM | Light Corporation | DayStar | DS122.50K.80.CL.120.***.***.****.***** | Indoor Luminaires | High-Bay | High-Bay Luminaires for Commercial and Industrial Buildings | Standard | FALSE | [9 empty] | 42255 |  |  | Yes |  | 3 | 12285 | 107.1 | 114.8 | 4.89 | 0.996 | 5196 | 83
PHG3QSNM | Light Corporation | DayStar | DS122.50K.80.FST.120.***.***.****.***** | Indoor Luminaires | High-Bay | High-Bay Luminaires for Commercial and Industrial Buildings | Standard | FALSE | [9 empty] | 42255 |  |  | Yes |  | 3 | 11700 | 107.1 | 114.8 | 4.89 | 0.996 | 5196 | 83
P53EB53K | Light Corporation | DayStar | DS124.50K.80.CL.480.***.***.****.***** | Indoor Luminaires | High-Bay | High-Bay Luminaires for Commercial and Industrial Buildings | Standard | FALSE | [9 empty] | 42255 |  |  | Yes |  | 3 | 12250 | 99.2 | 123.5 | 12.91 | 0.982 | 5188 | 82
PT96PBBN | Light Corporation | DayStar | DS124.50K.80.FST.480.***.***.****.***** | Indoor Luminaires | High-Bay | High-Bay Luminaires for Commercial and Industrial Buildings | Standard | FALSE | [9 empty] | 42255 |  |  | Yes |  | 3 | 11667 | 94.5 | 123.5 | 12.91 | 0.982 | 5188 | 82
P1Z973X6 | Light Corporation | DayStar | DS124.50K.80.CL.277.***.***.****.***** | Indoor Luminaires | High-Bay | High-Bay Luminaires for Commercial and Industrial Buildings | Standard | FALSE | [9 empty] | 42255 |  |  | Yes |  | 3 | 12250 | 105.8 | 114.75 | 9.67 | 0.923 | 5188 | 82
PGDJE8EK | Light Corporation | DayStar | DS124.50K.80.FST.277.***.***.****.***** | Indoor Luminaires | High-Bay | High-Bay Luminaires for Commercial and Industrial Buildings | Standard | FALSE | [9 empty] | 42255 |  |  | Yes |  | 3 | 11667 | 100.7 | 114.75 | 9.67 | 0.92 | 5188 | 82
P5FZCJSN | Light Corporation | DayStar | DS124.50K.80.FST.120.***.***.****.***** | Indoor Luminaires | High-Bay | High-Bay Luminaires for Commercial and Industrial Buildings | Standard | FALSE | [9 empty] | 42255 |  |  | Yes |  | 3 | 11667 | 100.7 | 115.87 | 5.09 | 0.996 | 5188 | 82
PRX4RU3Y | Light Corporation | DayStar | DS062.50K.80.CL.480.***.***.****.***** | Indoor Luminaires | High-Bay | Low-Bay Luminaires for Commercial and Industrial Buildings | Standard | FALSE | [9 empty] | 42255 |  |  | Yes |  | 3 | 6310 | 99.9 | 63.1 | 19.75 | 0.947 | 5170 | 83
PDNG7QZ9 | Light Corporation | DayStar | DS062.50K.80.FST.480.***.***.****.***** | Indoor Luminaires | High-Bay | Low-Bay Luminaires for Commercial and Industrial Buildings | Standard | FALSE | [9 empty] | 42255 |  |  | Yes |  | 3 | 6009 | 95.2 | 63.1 | 19.75 | 0.947 | 5170 | 83
P2DNPER5 | Light Corporation | DayStar | DS062.50K.80.CL.277.***.***.****.***** | Indoor Luminaires | High-Bay | Low-Bay Luminaires for Commercial and Industrial Buildings | Standard | FALSE | [9 empty] | 42255 |  |  | Yes |  | 3 | 6310 | 109.5 | 56.73 | 8.97 | 0.919 | 5170 | 83
PZ86PMPC | Light Corporation | DayStar | DS062.50K.80.FST.277.***.***.****.***** | Indoor Luminaires | High-Bay | Low-Bay Luminaires for Commercial and Industrial Buildings | Standard | FALSE | [9 empty] | 42255 |  |  | Yes |  | 3 | 6009 | 104.2 | 56.73 | 8.97 | 0.919 | 5170 | 83
P9DAM1AJ | Light Corporation | DayStar | DS062.50K.80.CL.120.***.***.****.***** | Indoor Luminaires | High-Bay | Low-Bay Luminaires for Commercial and Industrial Buildings | Standard | FALSE | [9 empty] | 42255 |  |  | Yes |  | 3 | 6310 | 109.5 | 57.65 | 4.81 | 0.995 | 5170 | 83
PUUCG2JH | Light Corporation | DayStar | DS062.50K.80.FST.120.***.***.****.***** | Indoor Luminaires | High-Bay | Low-Bay Luminaires for Commercial and Industrial Buildings | Standard | FALSE | [9 empty] | 42255 |  |  | Yes |  | 3 | 6009 | 104.2 | 57.65 | 4.81 | 0.995 | 5170 | 83
PA39A3DV | Light Corporation | DayStar | DS244.40K.80.CL.480.***.***.****.***** | Indoor Luminaires | High-Bay | High-Bay Luminaires for Commercial and Industrial Buildings | Standard | FALSE | [9 empty] | 42255 |  |  | Yes |  | 3 | 23163 | 95.2 | 243.4 | 12.41 | 0.981 | 5154 | 83
PT4UNEFD | Light Corporation | DayStar | DS244.40K.80.FST.480.***.***.****.***** | Indoor Luminaires | High-Bay | High-Bay Luminaires for Commercial and Industrial Buildings | Standard | FALSE | [9 empty] | 42255 |  |  | Yes |  | 3 | 22060 | 90.6 | 243.4 | 12.41 | 0.981 | 5154 | 83
PDW9ZPM5 | Light Corporation | DayStar | DS244.40K.80.CL.277.***.***.****.***** | Indoor Luminaires | High-Bay | High-Bay Luminaires for Commercial and Industrial Buildings | Standard | FALSE | [9 empty] | 42255 |  |  | Yes |  | 3 | 23163 | 100.3 | 230.9 | 10.14 | 0.924 | 5154 | 83
PRC7CQMU | Light Corporation | DayStar | DS244.40K.80.FST.277.***.***.****.***** | Indoor Luminaires | High-Bay | High-Bay Luminaires for Commercial and Industrial Buildings | Standard | FALSE | [9 empty] | 42255 |  |  | Yes |  | 3 | 22060 | 95.5 | 230.9 | 10.14 | 0.924 | 5154 | 83
PU6J4R5G | Light Corporation | DayStar | DS244.40K.80.CL.120.***.***.****.***** | Indoor Luminaires | High-Bay | High-Bay Luminaires for Commercial and Industrial Buildings | Standard | FALSE | [9 empty] | 42255 |  |  | Yes |  | 3 | 23163 | 100.3 | 230.9 | 5.66 | 0.997 | 5154 | 83
P1EQADZH | Light Corporation | DayStar | DS244.40K.80.FST.120.***.***.****.***** | Indoor Luminaires | High-Bay | High-Bay Luminaires for Commercial and Industrial Buildings | Standard | FALSE | [9 empty] | 42255 |  |  | Yes |  | 3 | 22060 | 95.5 | 230.9 | 5.66 | 0.997 | 5154 | 83
PX5DQ2YG | Light Corporation | DayStar | DS484.50K.70.CL.480.***.***.****.***** | Indoor Luminaires | High-Bay | High-Bay Luminaires for Commercial and Industrial Buildings | Standard | FALSE | [9 empty] | 42255 |  |  | Yes |  | 3 | 50660 | 103.7 | 488.3 | 18.51 | 0.983 | 5135 | 75
PURUCRFT | Light Corporation | DayStar | DS484.50K.70.FST.480.***.***.****.***** | Indoor Luminaires | High-Bay | High-Bay Luminaires for Commercial and Industrial Buildings | Standard | FALSE | [9 empty] | 42255 |  |  | Yes |  | 3 | 48248 | 98.8 | 488.3 | 18.51 | 0.983 | 5135 | 75
PXFBPBNA | Light Corporation | DayStar | DS484.50K.70.CL.277.***.***.****.***** | Indoor Luminaires | High-Bay | High-Bay Luminaires for Commercial and Industrial Buildings | Standard | FALSE | [9 empty] | 42255 |  |  | Yes |  | 3 | 50660 | 108 | 469 | 5.35 | 0.922 | 5135 | 75
PPFH53TT | Light Corporation | DayStar | DS484.50K.70.FST.120.***.***.****.***** | Indoor Luminaires | High-Bay | High-Bay Luminaires for Commercial and Industrial Buildings | Standard | FALSE | [9 empty] | 42255 |  |  | Yes |  | 3 | 48248 | 102.9 | 469 | 5.35 | 0.996 | 5135 | 75
PNXY6ANN | Light Corporation | DayStar | DS484.50K.70.FST.277.***.***.****.***** | Indoor Luminaires | High-Bay | High-Bay Luminaires for Commercial and Industrial Buildings | Standard | FALSE | [9 empty] | 42255 |  |  | Yes |  | 3 | 48248 | 102.9 | 469 | 5.35 | 0.922 | 5135 | 75
PUZC8X1A | Light Corporation | DayStar | DS604.50K.70.CL.480.***.***.****.***** | Indoor Luminaires | High-Bay | High-Bay Luminaires for Commercial and Industrial Buildings | Standard | FALSE | [9 empty] | 42255 |  |  | Yes |  | 3 | 62650 | 102 | 614.5 | 23.54 | 0.968 | 5132 | 75
PB9JEPFY | Light Corporation | DayStar | DS604.50K.70.FST.480.***.***.****.***** | Indoor Luminaires | High-Bay | High-Bay Luminaires for Commercial and Industrial Buildings | Standard | FALSE | [9 empty] | 42255 |  |  | Yes |  | 3 | 59667 | 97.1 | 614.5 | 23.54 | 0.968 | 5132 | 75
PNNFASPG | Light Corporation | DayStar | DS604.50K.70.CL.277.***.***.****.***** | Indoor Luminaires | High-Bay | High-Bay Luminaires for Commercial and Industrial Buildings | Standard | FALSE | [9 empty] | 42255 |  |  | Yes |  | 3 | 62650 | 108.1 | 579.3 | 9.78 | 0.92 | 5132 | 75
PXJGM22B | Light Corporation | DayStar | DS604.50K.70.FST.277.***.***.****.***** | Indoor Luminaires | High-Bay | High-Bay Luminaires for Commercial and Industrial Buildings | Standard | FALSE | [9 empty] | 42255 |  |  | Yes |  | 3 | 59667 | 102.9 | 579.8 | 9.78 | 0.92 | 5132 | 75
P8MPGAFW | Light Corporation | DayStar | DS604.50K.70.FST.120.***.***.****.***** | Indoor Luminaires | High-Bay | High-Bay Luminaires for Commercial and Industrial Buildings | Standard | FALSE | [9 empty] | 42255 |  |  | Yes |  | 3 | 59667 | 102.9 | 579.8 | 5.09 | 0.996 | 5132 | 75
PQTS711C | Light Corporation | DayStar | DS182.50K.70.CL.480.***.***.****.***** | Indoor Luminaires | High-Bay | High-Bay Luminaires for Commercial and Industrial Buildings | Standard | FALSE | [9 empty] | 42255 |  |  | Yes |  | 3 | 19110 | 104.4 | 183 | 12.99 | 0.98 | 5119 | 75
PNM3EXSE | Light Corporation | DayStar | DS182.50K.70.FST.480.***.***.****.***** | Indoor Luminaires | High-Bay | High-Bay Luminaires for Commercial and Industrial Buildings | Standard | FALSE | [9 empty] | 42255 |  |  | Yes |  | 3 | 18200 | 99.4 | 183 | 12.99 | 0.98 | 5119 | 75
PBN8R9DY | Light Corporation | DayStar | DS182.50K.70.CL.277.***.***.****.***** | Indoor Luminaires | High-Bay | High-Bay Luminaires for Commercial and Industrial Buildings | Standard | FALSE | [9 empty] | 42255 |  |  | Yes |  | 3 | 19110 | 110.1 | 173.6 | 9.87 | 0.92 | 5119 | 75
P4EDVRU3 | Light Corporation | DayStar | DS182.50K.70.FST.277.***.***.****.***** | Indoor Luminaires | High-Bay | High-Bay Luminaires for Commercial and Industrial Buildings | Standard | FALSE | [9 empty] | 42255 |  |  | Yes |  | 3 | 18200 | 104.8 | 173.6 | 9.87 | 0.92 | 5119 | 75
P3GZTTYA | Light Corporation | DayStar | DS182.50K.70.FST.120.***.***.****.***** | Indoor Luminaires | High-Bay | High-Bay Luminaires for Commercial and Industrial Buildings | Standard | FALSE | [9 empty] | 42255 |  |  | Yes |  | 3 | 18200 | 104.8 | 173.6 | 5.69 | 0.995 | 5119 | 75
PBZBU44R | Light Corporation | DayStar | DS244.50K.70.CL.480.***.***.****.***** | Indoor Luminaires | High-Bay | High-Bay Luminaires for Commercial and Industrial Buildings | Standard | FALSE | [9 empty] | 42255 |  |  | Yes |  | 3 | 25370 | 104.2 | 243.4 | 12.41 | 0.981 | 5112 | 75
P8P6N44S | Light Corporation | DayStar | DS244.50K.70.FST.480.***.***.****.***** | Indoor Luminaires | High-Bay | High-Bay Luminaires for Commercial and Industrial Buildings | Standard | FALSE | [9 empty] | 42255 |  |  | Yes |  | 3 | 24162 | 99.3 | 243.4 | 12.41 | 0.981 | 5112 | 75
PD7RMQYG | Light Corporation | DayStar | DS244.50K.70.CL.277.***.***.****.***** | Indoor Luminaires | High-Bay | High-Bay Luminaires for Commercial and Industrial Buildings | Standard | FALSE | [9 empty] | 42255 |  |  | Yes |  | 3 | 25370 | 109.9 | 230.9 | 10.14 | 0.92 | 5112 | 75
P2Z5632F | Light Corporation | DayStar | DS244.50K.70.FST.277.***.***.****.***** | Indoor Luminaires | High-Bay | High-Bay Luminaires for Commercial and Industrial Buildings | Standard | FALSE | [9 empty] | 42255 |  |  | Yes |  | 3 | 24162 | 104.6 | 230.9 | 10.14 | 0.92 | 5112 | 75
PM6QM2WY | Light Corporation | DayStar | DS244.50K.70.FST.120.***.***.****.***** | Indoor Luminaires | High-Bay | High-Bay Luminaires for Commercial and Industrial Buildings | Standard | FALSE | [9 empty] | 42255 |  |  | Yes |  | 3 | 24162 | 104.6 | 230.9 | 5.66 | 0.995 | 5112 | 75
PMG9G473 | Light Corporation | DayStar | DS364.50K.70.CL.480.***.***.****.***** | Indoor Luminaires | High-Bay | High-Bay Luminaires for Commercial and Industrial Buildings | Standard | FALSE | [9 empty] | 42255 |  |  | Yes |  | 3 | 38180 | 103.1 | 370.3 | 18.22 | 0.983 | 5106 | 75
P9RYY8S2 | Light Corporation | DayStar | DS364.50K.70.FST.480.***.***.****.***** | Indoor Luminaires | High-Bay | High-Bay Luminaires for Commercial and Industrial Buildings | Standard | FALSE | [9 empty] | 42255 |  |  | Yes |  | 3 | 36362 | 98.2 | 370.3 | 18.22 | 0.983 | 5106 | 75
P9Q8TZJK | Light Corporation | DayStar | DS364.50K.70.CL.277.***.***.****.***** | Indoor Luminaires | High-Bay | High-Bay Luminaires for Commercial and Industrial Buildings | Standard | FALSE | [9 empty] | 42255 |  |  | Yes |  | 3 | 38180 | 109.1 | 350.1 | 9.63 | 0.92 | 5106 | 75
PTCW8AKT | Light Corporation | DayStar | DS364.50K.70.FST.277.***.***.****.***** | Indoor Luminaires | High-Bay | High-Bay Luminaires for Commercial and Industrial Buildings | Standard | FALSE | [9 empty] | 42255 |  |  | Yes |  | 3 | 36362 | 103.9 | 350.1 | 9.63 | 0.92 | 5106 | 75
P144MF8X | Light Corporation | DayStar | DS364.50K.70.FST.120.***.***.****.***** | Indoor Luminaires | High-Bay | High-Bay Luminaires for Commercial and Industrial Buildings | Standard | FALSE | [9 empty] | 42255 |  |  | Yes |  | 3 | 36362 | 103.9 | 350.1 | 5.18 | 0.996 | 5106 | 75
P4WNE6XU | Light Corporation | DayStar | DS122.50K.70.CL.480.***.***.****.***** | Indoor Luminaires | High-Bay | High-Bay Luminaires for Commercial and Industrial Buildings | Standard | FALSE | [9 empty] | 42255 |  |  | Yes |  | 3 | 12660 | 102.2 | 123.8 | 13.25 | 0.988 | 5094 | 74
PT36D4FF | Light Corporation | DayStar | DS122.50K.70.FST.480.***.***.****.***** | Indoor Luminaires | High-Bay | High-Bay Luminaires for Commercial and Industrial Buildings | Standard | FALSE | [9 empty] | 42255 |  |  | Yes |  | 3 | 12057 | 97.4 | 123.8 | 13.25 | 0.988 | 5094 | 74
PQEKJ8G6 | Light Corporation | DayStar | DS122.50K.70.CL.277.***.***.****.***** | Indoor Luminaires | High-Bay | High-Bay Luminaires for Commercial and Industrial Buildings | Standard | FALSE | [9 empty] | 42255 |  |  | Yes |  | 3 | 12660 | 110.3 | 114.8 | 9.54 | 0.92 | 5094 | 74
PY7CRTZT | Light Corporation | DayStar | DS122.50K.70.FST.277.***.***.****.***** | Indoor Luminaires | High-Bay | High-Bay Luminaires for Commercial and Industrial Buildings | Standard | FALSE | [9 empty] | 42255 |  |  | Yes |  | 3 | 12057 | 105.1 | 114.8 | 9.54 | 0.92 | 5094 | 74
PQC9YY7D | Light Corporation | DayStar | DS122.50K.70.FST.120.***.***.****.***** | Indoor Luminaires | High-Bay | High-Bay Luminaires for Commercial and Industrial Buildings | Standard | FALSE | [9 empty] | 42255 |  |  | Yes |  | 3 | 12057 | 105.1 | 114.8 | 4.89 | 0.996 | 5094 | 74
P2AVFABX | Light Corporation | DayStar | DS124.50K.70.CL.480.***.***.****.***** | Indoor Luminaires | High-Bay | High-Bay Luminaires for Commercial and Industrial Buildings | Standard | FALSE | [9 empty] | 42255 |  |  | Yes |  | 3 | 12920 | 104.7 | 123.5 | 12.91 | 0.982 | 5083 | 74
PRTWJW9W | Light Corporation | DayStar | DS124.50K.70.FST.480.***.***.****.***** | Indoor Luminaires | High-Bay | High-Bay Luminaires for Commercial and Industrial Buildings | Standard | FALSE | [9 empty] | 42255 |  |  | Yes |  | 3 | 12305 | 99.7 | 123.5 | 12.91 | 0.982 | 5083 | 74
PGUJYXNF | Light Corporation | DayStar | DS124.50K.70.CL.277.***.***.****.***** | Indoor Luminaires | High-Bay | High-Bay Luminaires for Commercial and Industrial Buildings | Standard | FALSE | [9 empty] | 42255 |  |  | Yes |  | 3 | 12920 | 111.8 | 115.6 | 9.3 | 0.92 | 5083 | 74
P4MEPTQA | Light Corporation | DayStar | DS124.50K.70.FST.277.***.***.****.***** | Indoor Luminaires | High-Bay | High-Bay Luminaires for Commercial and Industrial Buildings | Standard | FALSE | [9 empty] | 42255 |  |  | Yes |  | 3 | 12305 | 106.5 | 115.6 | 9.3 | 0.92 | 5083 | 74
PD1AXCSH | Light Corporation | DayStar | DS124.50K.70.FST.120.***.***.****.***** | Indoor Luminaires | High-Bay | High-Bay Luminaires for Commercial and Industrial Buildings | Standard | FALSE | [9 empty] | 42255 |  |  | Yes |  | 3 | 12305 | 106.5 | 115.6 | 4.16 | 0.996 | 5083 | 74
P2E8X8JU | Light Corporation | DayStar | DS062.50K.70.CL.480.***.***.****.***** | Indoor Luminaires | High-Bay | Low-Bay Luminaires for Commercial and Industrial Buildings | Standard | FALSE | [9 empty] | 42255 |  |  | Yes |  | 3 | 6502 | 103 | 63.1 | 19.75 | 0.947 | 5069 | 74
PTR92V8F | Light Corporation | DayStar | DS062.50K.70.FST.480.***.***.****.***** | Indoor Luminaires | High-Bay | Low-Bay Luminaires for Commercial and Industrial Buildings | Standard | FALSE | [9 empty] | 42255 |  |  | Yes |  | 3 | 6192 | 98.1 | 63.1 | 19.75 | 0.947 | 5069 | 74
PQ7BPH1Q | Light Corporation | DayStar | DS062.50K.70.CL.277.***.***.****.***** | Indoor Luminaires | High-Bay | Low-Bay Luminaires for Commercial and Industrial Buildings | Standard | FALSE | [9 empty] | 42255 |  |  | Yes |  | 3 | 6502 | 112.8 | 56.73 | 8.97 | 0.919 | 5069 | 74
P2PTMA8E | Light Corporation | DayStar | DS062.50K.70.FST.277.***.***.****.***** | Indoor Luminaires | High-Bay | Low-Bay Luminaires for Commercial and Industrial Buildings | Standard | FALSE | [9 empty] | 42255 |  |  | Yes |  | 3 | 6192 | 107.4 | 56.73 | 8.97 | 0.919 | 5069 | 74
PCHNTXQ9 | Light Corporation | DayStar | DS062.50K.70.FST.120.***.***.****.***** | Indoor Luminaires | High-Bay | Low-Bay Luminaires for Commercial and Industrial Buildings | Standard | FALSE | [9 empty] | 42255 |  |  | Yes |  | 3 | 6192 | 107.4 | 57.65 | 4.81 | 0.995 | 5069 | 74
PR5UKD4G | Light Corporation | DayStar | DS604.40K.80.CL.480.***.***.****.***** | Indoor Luminaires | High-Bay | High-Bay Luminaires for Commercial and Industrial Buildings | Standard | FALSE | [9 empty] | 42255 |  |  | Yes |  | 3 | 58527 | 95.2 | 614.5 | 23.54 | 0.968 | 4159 | 83
P25YNQYN | Light Corporation | DayStar | DS604.40K.80.FST.480.***.***.****.***** | Indoor Luminaires | High-Bay | High-Bay Luminaires for Commercial and Industrial Buildings | Standard | FALSE | [9 empty] | 42255 |  |  | Yes |  | 3 | 55740 | 90.7 | 614.5 | 23.54 | 0.968 | 4159 | 83
PMP6D581 | Light Corporation | DayStar | DS604.40K.80.CL.277.***.***.****.***** | Indoor Luminaires | High-Bay | High-Bay Luminaires for Commercial and Industrial Buildings | Standard | FALSE | [9 empty] | 42255 |  |  | Yes |  | 3 | 58527 | 100.9 | 579.8 | 9.78 | 0.92 | 4159 | 83
P47GPA9R | Light Corporation | DayStar | DS604.40K.80.FST.277.***.***.****.***** | Indoor Luminaires | High-Bay | High-Bay Luminaires for Commercial and Industrial Buildings | Standard | FALSE | [9 empty] | 42255 |  |  | Yes |  | 3 | 55740 | 96.1 | 579.8 | 9.78 | 0.92 | 4159 | 83
PXG4BK13 | Light Corporation | DayStar | DS604.40K.80.CL.120.***.***.****.***** | Indoor Luminaires | High-Bay | High-Bay Luminaires for Commercial and Industrial Buildings | Standard | FALSE | [9 empty] | 42255 |  |  | Yes |  | 3 | 58527 | 100.9 | 579.8 | 5.09 | 0.996 | 4159 | 83
P4FHFDFP | Light Corporation | DayStar | DS604.40K.80.FST.120.***.***.****.***** | Indoor Luminaires | High-Bay | High-Bay Luminaires for Commercial and Industrial Buildings | Standard | FALSE | [9 empty] | 42255 |  |  | Yes |  | 3 | 55740 | 96.1 | 579.8 | 5.09 | 0.996 | 4159 | 83
P1XY2AKN | Light Corporation | DayStar | DS364.40K.80.CL.480.***.***.****.***** | Indoor Luminaires | High-Bay | High-Bay Luminaires for Commercial and Industrial Buildings | Standard | FALSE | [9 empty] | 42255 |  |  | Yes |  | 3 | 35175 | 95 | 370.3 | 18.22 | 0.983 | 4155 | 83
PNDHG74G | Light Corporation | DayStar | DS364.40K.80.FST.480.***.***.****.***** | Indoor Luminaires | High-Bay | High-Bay Luminaires for Commercial and Industrial Buildings | Standard | FALSE | [9 empty] | 42255 |  |  | Yes |  | 3 | 33500 | 90.5 | 370.3 | 18.22 | 0.983 | 4155 | 83
PEZNWV19 | Light Corporation | DayStar | DS364.40K.80.CL.277.***.***.****.***** | Indoor Luminaires | High-Bay | High-Bay Luminaires for Commercial and Industrial Buildings | Standard | FALSE | [9 empty] | 42255 |  |  | Yes |  | 3 | 35175 | 100.5 | 350.1 | 9.63 | 0.922 | 4155 | 83
PXNZ8Z1X | Light Corporation | DayStar | DS364.40K.80.FST.277.***.***.****.***** | Indoor Luminaires | High-Bay | High-Bay Luminaires for Commercial and Industrial Buildings | Standard | FALSE | [9 empty] | 42255 |  |  | Yes |  | 3 | 33500 | 95.7 | 350.1 | 9.63 | 0.922 | 4155 | 83
PNM71AUX | Light Corporation | DayStar | DS364.40K.80.CL.120.***.***.****.***** | Indoor Luminaires | High-Bay | High-Bay Luminaires for Commercial and Industrial Buildings | Standard | FALSE | [9 empty] | 42255 |  |  | Yes |  | 3 | 35175 | 100.5 | 350.1 | 5.18 | 0.996 | 4155 | 83
PE81SE1E | Light Corporation | DayStar | DS364.40K.80.FST.120.***.***.****.***** | Indoor Luminaires | High-Bay | High-Bay Luminaires for Commercial and Industrial Buildings | Standard | FALSE | [9 empty] | 42255 |  |  | Yes |  | 3 | 33500 | 95.7 | 350.1 | 5.18 | 0.996 | 4155 | 83
PKWCNR6D | Light Corporation | DayStar | DS484.40K.80.CL.480.***.***.****.***** | Indoor Luminaires | High-Bay | High-Bay Luminaires for Commercial and Industrial Buildings | Standard | FALSE | [9 empty] | 42255 |  |  | Yes |  | 3 | 47124 | 96.5 | 488.3 | 18.51 | 0.983 | 4150 | 83
PSE2QPU4 | Light Corporation | DayStar | DS484.50K.80.FST.480.***.***.****.***** | Indoor Luminaires | High-Bay | High-Bay Luminaires for Commercial and Industrial Buildings | Standard | FALSE | [9 empty] | 42255 |  |  | Yes |  | 3 | 46820 | 95.9 | 488.3 | 18.51 | 0.983 | 4150 | 83
PJUCCKS8 | Light Corporation | DayStar | DS484.40K.80.FST.480.***.***.****.***** | Indoor Luminaires | High-Bay | High-Bay Luminaires for Commercial and Industrial Buildings | Standard | FALSE | [9 empty] | 42255 |  |  | Yes |  | 3 | 44880 | 91.9 | 488.3 | 18.51 | 0.983 | 4150 | 83
PRG9ESHH | Light Corporation | DayStar | DS484.40K.80.CL.277.***.***.****.***** | Indoor Luminaires | High-Bay | High-Bay Luminaires for Commercial and Industrial Buildings | Standard | FALSE | [9 empty] | 42255 |  |  | Yes |  | 3 | 47124 | 100.5 | 469 | 5.35 | 0.922 | 4150 | 83
PBE887NW | Light Corporation | DayStar | DS484.40K.80.CL.120.***.***.****.***** | Indoor Luminaires | High-Bay | High-Bay Luminaires for Commercial and Industrial Buildings | Standard | FALSE | [9 empty] | 42255 |  |  | Yes |  | 3 | 47124 | 100.5 | 469 | 5.35 | 0.996 | 4150 | 83
PBGXV1NR | Light Corporation | DayStar | DS484.40K.80.FST.120.***.***.****.***** | Indoor Luminaires | High-Bay | High-Bay Luminaires for Commercial and Industrial Buildings | Standard | FALSE | [9 empty] | 42255 |  |  | Yes |  | 3 | 44880 | 95.7 | 469 | 5.35 | 0.996 | 4150 | 83
P5VZ7ERS | Light Corporation | DayStar | DS484.40K.80.FST.277.***.***.****.***** | Indoor Luminaires | High-Bay | High-Bay Luminaires for Commercial and Industrial Buildings | Standard | FALSE | [9 empty] | 42255 |  |  | Yes |  | 3 | 44880 | 95.7 | 469 | 5.35 | 0.922 | 4150 | 83
P918887B | Light Corporation | DayStar | DS182.40K.80.CL.480.***.***.****.***** | Indoor Luminaires | High-Bay | High-Bay Luminaires for Commercial and Industrial Buildings | Standard | FALSE | [9 empty] | 42255 |  |  | Yes |  | 3 | 17735 | 96.9 | 183 | 12.99 | 0.98 | 4132 | 83
P5A1XMQE | Light Corporation | DayStar | DS182.40K.80.FST.480.***.***.****.***** | Indoor Luminaires | High-Bay | High-Bay Luminaires for Commercial and Industrial Buildings | Standard | FALSE | [9 empty] | 42255 |  |  | Yes |  | 3 | 16890 | 92.3 | 183 | 12.99 | 0.98 | 4132 | 83
PCA7JX3C | Light Corporation | DayStar | DS182.40K.80.CL.277.***.***.****.***** | Indoor Luminaires | High-Bay | High-Bay Luminaires for Commercial and Industrial Buildings | Standard | FALSE | [9 empty] | 42255 |  |  | Yes |  | 3 | 17735 | 102.1 | 173.6 | 9.87 | 0.92 | 4132 | 83
PPJV78QG | Light Corporation | DayStar | DS182.40K.80.FST.277.***.***.****.***** | Indoor Luminaires | High-Bay | High-Bay Luminaires for Commercial and Industrial Buildings | Standard | FALSE | [9 empty] | 42255 |  |  | Yes |  | 3 | 16890 | 97.3 | 173.6 | 9.87 | 0.92 | 4132 | 83
PCSBQCG2 | Light Corporation | DayStar | DS182.40K.80.CL.120.***.***.****.***** | Indoor Luminaires | High-Bay | High-Bay Luminaires for Commercial and Industrial Buildings | Standard | FALSE | [9 empty] | 42255 |  |  | Yes |  | 3 | 17735 | 102.1 | 173.6 | 5.69 | 0.995 | 4132 | 83
PJM7S126 | Light Corporation | DayStar | DS182.40K.80.FST.120.***.***.****.***** | Indoor Luminaires | High-Bay | High-Bay Luminaires for Commercial and Industrial Buildings | Standard | FALSE | [9 empty] | 42255 |  |  | Yes |  | 3 | 16890 | 97.3 | 173.6 | 5.69 | 0.995 | 4132 | 83
PM7GMTHT | Light Corporation | DayStar | DS124.40K.80.CL.480.***.***.****.***** | Indoor Luminaires | High-Bay | High-Bay Luminaires for Commercial and Industrial Buildings | Standard | FALSE | [9 empty] | 42255 |  |  | Yes |  | 3 | 11834 | 95.9 | 123.5 | 12.91 | 0.982 | 4125 | 83
PE93QEQZ | Light Corporation | DayStar | DS124.40K.80.FST.480.***.***.****.***** | Indoor Luminaires | High-Bay | High-Bay Luminaires for Commercial and Industrial Buildings | Standard | FALSE | [9 empty] | 42255 |  |  | Yes |  | 3 | 11270 | 91.3 | 123.5 | 12.91 | 0.982 | 4125 | 83
PTANYX1W | Light Corporation | DayStar | DS124.40K.80.CL.277.***.***.****.***** | Indoor Luminaires | High-Bay | High-Bay Luminaires for Commercial and Industrial Buildings | Standard | FALSE | [9 empty] | 42255 |  |  | Yes |  | 3 | 11834 | 102.4 | 115.6 | 9.3 | 0.92 | 4125 | 83
P4HX3174 | Light Corporation | DayStar | DS124.40K.80.FST.277.***.***.****.***** | Indoor Luminaires | High-Bay | High-Bay Luminaires for Commercial and Industrial Buildings | Standard | FALSE | [9 empty] | 42255 |  |  | Yes |  | 3 | 11270 | 97.5 | 115.6 | 9.3 | 0.92 | 4125 | 83
PABZJ4N8 | Light Corporation | DayStar | DS124.40K.80.CL.120.***.***.****.***** | Indoor Luminaires | High-Bay | High-Bay Luminaires for Commercial and Industrial Buildings | Standard | FALSE | [9 empty] | 42255 |  |  | Yes |  | 3 | 11834 | 102.4 | 115.6 | 4.16 | 0.996 | 4125 | 83
PV135SWN | Light Corporation | DayStar | DS124.40K.80.FST.120.***.***.****.***** | Indoor Luminaires | High-Bay | High-Bay Luminaires for Commercial and Industrial Buildings | Standard | FALSE | [9 empty] | 42255 |  |  | Yes |  | 3 | 11270 | 97.5 | 115.6 | 4.16 | 0.996 | 4125 | 83
PV7D82AC | Light Corporation | DayStar | DS062.40K.80.CL.480.***.***.****.***** | Indoor Luminaires | High-Bay | Low-Bay Luminaires for Commercial and Industrial Buildings | Standard | FALSE | [9 empty] | 42255 |  |  | Yes |  | 3 | 6023 | 95.4 | 63.1 | 19.75 | 0.947 | 4113 | 83
PJXTECYJ | Light Corporation | DayStar | DS062.40K.80.FST.480.***.***.****.***** | Indoor Luminaires | High-Bay | Low-Bay Luminaires for Commercial and Industrial Buildings | Standard | FALSE | [9 empty] | 42255 |  |  | Yes |  | 3 | 5736 | 90.9 | 63.1 | 19.75 | 0.947 | 4113 | 83
PW5NN4AB | Light Corporation | DayStar | DS122.40K.80.CL.480.***.***.****.***** | Indoor Luminaires | High-Bay | High-Bay Luminaires for Commercial and Industrial Buildings | Standard | FALSE | [9 empty] | 42255 |  |  | Yes |  | 3 | 11781 | 96.9 | 123.8 | 13.25 | 0.988 | 4113 | 83
P3TBVYNV | Light Corporation | DayStar | DS122.40K.80.FST.480.***.***.****.***** | Indoor Luminaires | High-Bay | High-Bay Luminaires for Commercial and Industrial Buildings | Standard | FALSE | [9 empty] | 42255 |  |  | Yes |  | 3 | 11220 | 90.6 | 123.8 | 13.25 | 0.988 | 4113 | 83
PJQZD9QU | Light Corporation | DayStar | DS122.40K.80.CL.277.***.***.****.***** | Indoor Luminaires | High-Bay | High-Bay Luminaires for Commercial and Industrial Buildings | Standard | FALSE | [9 empty] | 42255 |  |  | Yes |  | 3 | 11781 | 102.7 | 114.8 | 9.54 | 0.92 | 4113 | 83
PHVU9Q89 | Light Corporation | DayStar | DS122.40K.80.FST.277.***.***.****.***** | Indoor Luminaires | High-Bay | High-Bay Luminaires for Commercial and Industrial Buildings | Standard | FALSE | [9 empty] | 42255 |  |  | Yes |  | 3 | 11220 | 97.8 | 114.8 | 9.54 | 0.92 | 4113 | 83
P3EKAFTR | Light Corporation | DayStar | DS062.40K.80.CL.277.***.***.****.***** | Indoor Luminaires | High-Bay | Low-Bay Luminaires for Commercial and Industrial Buildings | Standard | FALSE | [9 empty] | 42255 |  |  | Yes |  | 3 | 6023 | 104.5 | 56.73 | 8.97 | 0.919 | 4113 | 83
PFRA4B2M | Light Corporation | DayStar | DS062.40K.80.FST.277.***.***.****.***** | Indoor Luminaires | High-Bay | Low-Bay Luminaires for Commercial and Industrial Buildings | Standard | FALSE | [9 empty] | 42255 |  |  | Yes |  | 3 | 5736 | 99.5 | 56.73 | 8.97 | 0.919 | 4113 | 83
PJQKP7Z8 | Light Corporation | DayStar | DS122.40K.80.CL.120.***.***.****.***** | Indoor Luminaires | High-Bay | High-Bay Luminaires for Commercial and Industrial Buildings | Standard | FALSE | [9 empty] | 42255 |  |  | Yes |  | 3 | 11781 | 102.7 | 114.8 | 4.89 | 0.996 | 4113 | 83
PFWDYQFJ | Light Corporation | DayStar | DS122.40K.80.FST.120.***.***.****.***** | Indoor Luminaires | High-Bay | High-Bay Luminaires for Commercial and Industrial Buildings | Standard | FALSE | [9 empty] | 42255 |  |  | Yes |  | 3 | 11220 | 97.8 | 114.8 | 4.89 | 0.996 | 4113 | 83
PJE76TKB | Light Corporation | DayStar | DS062.40K.80.CL.120.***.***.****.***** | Indoor Luminaires | High-Bay | Low-Bay Luminaires for Commercial and Industrial Buildings | Standard | FALSE | [9 empty] | 42255 |  |  | Yes |  | 3 | 6023 | 104.5 | 57.65 | 4.81 | 0.995 | 4113 | 83
P3K8YVF4 | Light Corporation | DayStar | DS242.40K.80.CL.480.***.***.****.***** | Indoor Luminaires | High-Bay | High-Bay Luminaires for Commercial and Industrial Buildings | Standard | FALSE | [9 empty] | 42255 |  |  | Yes |  | 3 | 22953 | 94.9 | 242 | 16.27 | 0.972 | 4057 | 83
PQBZ8RN1 | Light Corporation | DayStar | DS242.40K.80.CL.277.***.***.****.***** | Indoor Luminaires | High-Bay | High-Bay Luminaires for Commercial and Industrial Buildings | Standard | FALSE | [9 empty] | 42255 |  |  | Yes |  | 3 | 22953 | 100.1 | 229.4 | 9.9 | 0.919 | 4057 | 83
PPVGMF21 | Light Corporation | DayStar | DS242.40K.80.FST.277.***.***.****.***** | Indoor Luminaires | High-Bay | High-Bay Luminaires for Commercial and Industrial Buildings | Standard | FALSE | [9 empty] | 42255 |  |  | Yes |  | 3 | 21860 | 95.3 | 229.4 | 9.9 | 0.919 | 4057 | 83
P6Z1RRQ5 | Light Corporation | DayStar | DS242.40K.80.CL.120.***.***.****.***** | Indoor Luminaires | High-Bay | High-Bay Luminaires for Commercial and Industrial Buildings | Standard | FALSE | [9 empty] | 42255 |  |  | Yes |  | 3 | 22953 | 100.1 | 229.4 | 5.23 | 0.996 | 4057 | 83
PX6PKB6Q | Light Corporation | DayStar | DS242.40K.80.FST.120.***.***.****.***** | Indoor Luminaires | High-Bay | High-Bay Luminaires for Commercial and Industrial Buildings | Standard | FALSE | [9 empty] | 42255 |  |  | Yes |  | 3 | 21860 | 95.3 | 229.4 | 5.23 | 0.996 | 4057 | 83
PWZV2JBE | LED Rite LLC | LEDRite | TR8457280HIB | Indoor Luminaires | High-Bay | High-Bay Luminaires for Commercial and Industrial Buildings | Standard | FALSE | [9 empty] | 42255 |  |  | NotYetVerified |  | 3 | 28724.4 | 102.82 | 279.35 | 20 | 0.998 | 5700 | 84.4
PEVYNGBB | LED Rite LLC | LEDRite | TR6450210HIB | Indoor Luminaires | High-Bay | High-Bay Luminaires for Commercial and Industrial Buildings | Standard | FALSE | [9 empty] | 42255 |  |  | NotYetVerified |  | 3 | 20902 | 100.38 | 208 | 20 | 0.995 | 5000 | 84
P4WPATU7 | LED Rite LLC | LEDRite | TR4450140HIB | Indoor Luminaires | High-Bay | High-Bay Luminaires for Commercial and Industrial Buildings | Standard | FALSE | [9 empty] | 42255 |  |  | NotYetVerified |  | 3 | 14290 | 102.5 | 139.39 | 20 | 0.997 | 5000 | 83.5
P613XYUH | LED Rite LLC | LEDRite | TR8450280HIB | Indoor Luminaires | High-Bay | High-Bay Luminaires for Commercial and Industrial Buildings | Standard | FALSE | [9 empty] | 42255 |  |  | NotYetVerified |  | 3 | 28448.7 | 102.14 | 278.49 | 20 | 0.998 | 5000 | 83.3
P5WY6T49 | LED Rite LLC | LEDRite | TR6440210HIB | Indoor Luminaires | High-Bay | High-Bay Luminaires for Commercial and Industrial Buildings | Standard | FALSE | [9 empty] | 42255 |  |  | NotYetVerified |  | 3 | 21177.24 | 101.92 | 207.77 | 20 | 0.995 | 4000 | 83.8
PCF65DSR | LED Rite LLC | LEDRite | TR4440140HIB | Indoor Luminaires | High-Bay | High-Bay Luminaires for Commercial and Industrial Buildings | Standard | FALSE | [9 empty] | 42255 |  |  | NotYetVerified |  | 3 | 14400.74 | 103.34 | 139.35 | 20 | 0.997 | 4000 | 83.5
PXZQUKZZ | Industrial Lighting Products | Industrial Lighting Products | DHB-100WLED-UNIV-50-XXXXX [Excluding SD480 FAD] | Indoor Luminaires | High-Bay | High-Bay Luminaires for Commercial and Industrial Buildings | Standard | FALSE | [9 empty] | 42255 |  |  | NotYetVerified |  | 3 | 11865 | 109.35 | 108.5 | 13.8 | 0.959 | 5099 | 74.3
PN7WPBG8 | Industrial Lighting Products | Industrial Lighting Products | DHB-190WLED-UNIV-50-XXXXX [Exclude SD480 FAD] | Indoor Luminaires | High-Bay | High-Bay Luminaires for Commercial and Industrial Buildings | Premium | FALSE | [9 empty] | 42255 |  |  | Yes |  | 3 | 21896 | 116.7 | 187.7 | 11.9 | 0.939 | 5007 | 74
PYP2SQQ4 | EYE Lighting | GL Series | GL-X-150-40-7-W-U-XX-D | Indoor Luminaires | High-Bay | High-Bay Luminaires for Commercial and Industrial Buildings | Standard | FALSE | [9 empty] | 42255 |  |  | NotYetVerified |  | 3 | 14025.13 | 92.79 | 150 |  | 0.95 | 4000 | 70
PEZ8U3DN | EYE Lighting | GL Series | GL-X-150-40-7-M-U-XX-D | Indoor Luminaires | High-Bay | High-Bay Luminaires for Commercial and Industrial Buildings | Standard | FALSE | [9 empty] | 42255 |  |  | NotYetVerified |  | 3 | 12141.42 | 81.87 | 150 |  | 0.95 | 4000 | 70
PJ57JR6P | EYE Lighting | GL Series | GL-X-120-40-7-W-U-XX-D | Indoor Luminaires | High-Bay | High-Bay Luminaires for Commercial and Industrial Buildings | Standard | FALSE | [9 empty] | 42255 |  |  | NotYetVerified |  | 3 | 11669 | 99.1 | 120 |  | 0.95 | 4000 | 70
PSX1J3G4 | EYE Lighting | GL Series | GL-X-120-40-7-M-U-XX-D | Indoor Luminaires | High-Bay | High-Bay Luminaires for Commercial and Industrial Buildings | Standard | FALSE | [9 empty] | 42255 |  |  | NotYetVerified |  | 3 | 10062.17 | 100.36 | 120 |  | 0.95 | 4000 | 70
PDM21S57 | XtraLight Manufacturing Ltd. | XtraLight | LHBLED203100S4XDIMXXXXXXW | Indoor Luminaires | High-Bay | High-Bay Luminaires for Commercial and Industrial Buildings | Standard | TRUE | 9709 | 102.1 | 95.13 | 7.96 | 0.968 | 3990 | 73.3 | 5 | 50000 | 42250 |  |  | No |  | 3 | 9709 | 102.1 | 95.13 | 5.93 | 1 | 3990 | 73.31
PXKGDDD6 | XtraLight Manufacturing Ltd. | XtraLight | LHBLED203100S5XDIMXXXXXXW | Indoor Luminaires | High-Bay | High-Bay Luminaires for Commercial and Industrial Buildings | Premium | TRUE | 10268 | 109.1 | 94.09 | 7.86 | 0.968 | 4947 | 74.4 | 5 | 50000 | 42250 |  |  | No |  | 3 | 10268 | 109.1 | 94.09 | 6 | 1 | 4947 | 74.43
PX4G65A4 | LEDtronics Inc. | Ledtronics | HBL004-200W-XWW-101MD | Indoor Luminaires | High-Bay | High-Bay Luminaires for Commercial and Industrial Buildings | Standard | TRUE | 22719.26 | 113.31 | 200.5 | 10.1 | 0.951 | 3967 | 84.2 | 5 | 60000 | 42250 |  |  | NotYetVerified |  | 3 | 22719.26 | 113.31 | 200.5 | 10.1 | 0.951 | 3967 | 84.2
PP4GC9SSU | Hubbell Lighting | Columbia Lighting | LWSE-40ML-AD-EU | Indoor Luminaires | High-Bay | High-Bay Luminaires for Commercial and Industrial Buildings | Premium | TRUE | 10485 | 111 | 94.5 | 13.2 | 0.95 | 3992 | 84 | 5 | 60000 | 42250 |  |  | No |  | 3.1 | 10485 | 111 | 94.5 | 13.2 | 0.95 | 3992 | 84
PNBES7R3 | LEDtronics Inc. | Ledtronics | HBL004-060W-XWW-101MD | Indoor Luminaires | High-Bay | Low-Bay Luminaires for Commercial and Industrial Buildings | Standard | TRUE | 7696.68 | 118.23 | 65.1 | 10.6 | 0.949 | 3962 | 84.3 | 5 | 60000 | 42250 |  |  | NotYetVerified |  | 3 | 7700 | 128 | 60 |  |  | 4000 | 80
PA9W99JH | LEDtronics Inc. | Ledtronics | HBL004-200W-XWW-101WD | Indoor Luminaires | High-Bay | High-Bay Luminaires for Commercial and Industrial Buildings | Standard | TRUE | 23863.5 | 118.78 | 200.9 | 10.3 | 0.948 | 3976 | 83.5 | 5 | 60000 | 42250 |  |  | NotYetVerified |  | 3 | 23863.5 | 118.78 | 200.9 | 10.3 | 0.948 | 3976 | 83.5
PN5TQ76E | LEDtronics Inc. | Ledtronics | HBL004-060W-XWW-101WD | Indoor Luminaires | High-Bay | Low-Bay Luminaires for Commercial and Industrial Buildings | Standard | TRUE | 7851.68 | 120.8 | 65 | 10.7 | 0.946 | 3943 | 83.4 | 5 | 60000 | 42250 |  |  | NotYetVerified |  | 3 | 7851.68 | 120.8 | 65 | 10.7 | 0.946 | 3943 | 83.4
PA97TRHZ | LEDtronics Inc. | Ledtronics | HBL004-150W-XWW-101MD | Indoor Luminaires | High-Bay | High-Bay Luminaires for Commercial and Industrial Buildings | Standard | TRUE | 16505.67 | 110.33 | 149.6 | 10.4 | 0.946 | 3957 | 84.3 | 5 | 60000 | 42250 |  |  | NotYetVerified |  | 3 | 16505.67 | 110.33 | 149.6 | 10.4 | 0.946 | 3957 | 84.3
PQ1EJS1J | LEDtronics Inc. | Ledtronics | HBL004-150W-XWW-101WD | Indoor Luminaires | High-Bay | High-Bay Luminaires for Commercial and Industrial Buildings | Standard | TRUE | 17732.12 | 117.67 | 150.7 | 10.4 | 0.945 | 3959 | 83.3 | 5 | 60000 | 42250 |  |  | NotYetVerified |  | 3 | 17732.12 | 117.67 | 150.7 | 10.4 | 0.945 | 3959 | 83.3
PYP8RNWJ | LEDtronics Inc. | Ledtronics | HBL004-120W-XWW-101MD | Indoor Luminaires | High-Bay | High-Bay Luminaires for Commercial and Industrial Buildings | Standard | TRUE | 12755.19 | 109.11 | 116.9 | 10.8 | 0.943 | 3964 | 84.5 | 5 | 60000 | 42250 |  |  | NotYetVerified |  | 3 | 12755.19 | 109.11 | 116.9 | 10.8 | 0.943 | 4000 | 84.5
P1B1Q7P1 | Big Ass Light Solutions | Big Ass Light | BAL-HBL1-26040106 | Indoor Luminaires | High-Bay | High-Bay Aisle Luminaires | Standard | TRUE | 23810 | 95.4 | 249.59 | 11.2 | 0.942 | 4291 | 71.4 | 7 |  | 42250 |  |  | Yes |  | 3 | 23810 | 95.4 | 249.59 | 11.2 | 0.942 | 4291 | 71.4
PCBFUPAV | LEDtronics Inc. | Ledtronics | HBL004-120W-XWW-101WD | Indoor Luminaires | High-Bay | High-Bay Luminaires for Commercial and Industrial Buildings | Standard | TRUE | 13667.09 | 117.11 | 116.7 | 11.2 | 0.939 | 3963 | 83.6 | 5 | 60000 | 42250 |  |  | NotYetVerified |  | 3 | 13650 | 114 | 120 |  |  | 4000 | 80
P3ZQ4QTN | Big Ass Light Solutions | Big Ass Light | BAL-HBL1-40040106 | Indoor Luminaires | High-Bay | High-Bay Aisle Luminaires | Standard | TRUE | 36930 | 94.97 | 388.84 | 9.7 | 0.933 | 4119 | 71.6 | 7 |  | 42250 |  |  | Yes |  | 3 | 36930 | 94.97 | 388.84 | 9.7 | 0.933 | 4119 | 71.6
PAYEA9M7M | ATG Electronics Corp. | ATG Electronics | LBCC60 (3500K) | Indoor Luminaires | High-Bay | Low-Bay Luminaires for Commercial and Industrial Buildings | Standard | TRUE | 6597.9 | 108.22 | 60.97 | 12.86 | 0.921 | 3547 | 83 | 5 | 50000 | 42250 |  |  | NotYetVerified |  | 3 | 6600 | 110 | 60 | 20 | 0.92 | 3500 | 85
PJRWP4FS | Meteor Lighting - ILOS Corporation | Meteor Lighting | WSBD-250-40K-U-SDS-50 [Pointing Straight Down] | Indoor Luminaires | High-Bay | High-Bay Luminaires for Commercial and Industrial Buildings | Standard | TRUE | 15564.58 | 78 | 199.55 | 12.88 | 0.917 | 4047 | 82.4 | 5 | 50000 | 42250 |  |  | NotYetVerified |  | 3 | 15564.58 | 78 | 199.55 | 12.88 | 0.917 | 4047 | 82.4
PYTB7HZ8 | Big Ass Light Solutions | Big Ass Light | BAL-HBL1-10040106 | Indoor Luminaires | High-Bay | High-Bay Aisle Luminaires | Standard | TRUE | 9573 | 98.77 | 96.82 | 13.83 | 0.916 | 4005 | 84.1 | 7 |  | 42250 |  |  | Yes |  | 3 | 9573 | 98.77 | 96.92 | 13.83 | 0.916 | 4005 | 84.1
PH9N7DN1 | XtraLight Manufacturing Ltd. | XtraLight | LHBLED203100X5XDIMXXXXXXW | Indoor Luminaires | High-Bay | High-Bay Luminaires for Commercial and Industrial Buildings | Premium | FALSE | [9 empty] | 42250 |  |  | No |  | 3 | 11181 | 118.7 | 94.17 | 5.99 | 1 | 4942 | 74.11
PYYAX2FT | XtraLight Manufacturing Ltd. | XtraLight | LHBLED203100X4XDIMXXXXXXW | Indoor Luminaires | High-Bay | High-Bay Luminaires for Commercial and Industrial Buildings | Premium | FALSE | [9 empty] | 42250 |  |  | No |  | 3 | 10617 | 111.5 | 95.23 | 6.01 | 1 | 3999 | 73.12
P4A52D9C | LEDtronics Inc. | Ledtronics | HBL004-150W-XPW-101MD | Indoor Luminaires | High-Bay | High-Bay Luminaires for Commercial and Industrial Buildings | Standard | FALSE | [9 empty] | 42250 |  |  | NotYetVerified |  | 3 | 16909.78 | 113.64 | 148.8 | 10.5 | 0.946 | 5152 | 82.4
P5SQP4ZG | LEDtronics Inc. | Ledtronics | HBL004-150W-XPW-101WD | Indoor Luminaires | High-Bay | High-Bay Luminaires for Commercial and Industrial Buildings | Standard | FALSE | [9 empty] | 42250 |  |  | NotYetVerified |  | 3 | 17897.24 | 120.36 | 148.7 | 10.5 | 0.946 | 5144 | 81.5
PU2UVKEW | LEDtronics Inc. | Ledtronics | HBL004-200W-XPW-101MD | Indoor Luminaires | High-Bay | High-Bay Luminaires for Commercial and Industrial Buildings | Standard | FALSE | [9 empty] | 42250 |  |  | NotYetVerified |  | 3 | 23168.87 | 114.98 | 201.5 | 10.1 | 0.95 | 5108 | 82.2
PW47RCYE | LEDtronics Inc. | Ledtronics | HBL004-200W-XPW-101WD | Indoor Luminaires | High-Bay | High-Bay Luminaires for Commercial and Industrial Buildings | Standard | FALSE | [9 empty] | 42250 |  |  | NotYetVerified |  | 3 | 24552.6 | 121.07 | 202.8 | 10.4 | 0.947 | 5100 | 81.4
PPHR52Q9 | LEDtronics Inc. | Ledtronics | HBL004-060W-XPW-101WD | Indoor Luminaires | High-Bay | Low-Bay Luminaires for Commercial and Industrial Buildings | Standard | FALSE | [9 empty] | 42250 |  |  | NotYetVerified |  | 3 | 8071.62 | 124.37 | 64.9 | 10.6 | 0.946 | 5078 | 81.7
PABF8QAM | LEDtronics Inc. | Ledtronics | HBL004-120W-XPW-101MD | Indoor Luminaires | High-Bay | High-Bay Luminaires for Commercial and Industrial Buildings | Standard | FALSE | [9 empty] | 42250 |  |  | NotYetVerified |  | 3 | 13077.39 | 116.1 | 116.1 | 10.8 | 0.943 | 5066 | 82.2
P5V1Q6KP | LEDtronics Inc. | Ledtronics | HBL004-120W-XPW-101WD | Indoor Luminaires | High-Bay | High-Bay Luminaires for Commercial and Industrial Buildings | Standard | FALSE | [9 empty] | 42250 |  |  | NotYetVerified |  | 3 | 13850 | 115 | 120 |  |  | 5000 | 80
PBQ2KYQP | LEDtronics Inc. | Ledtronics | HBL004-060W-XPW-101MD | Indoor Luminaires | High-Bay | Low-Bay Luminaires for Commercial and Industrial Buildings | Standard | FALSE | [9 empty] | 42250 |  |  | NotYetVerified |  | 3 | 7800 | 130 | 60 |  |  | 5000 | 80
PZSWFD4W | Hubbell Lighting | Columbia Lighting | LWSE-40ML-AD-EU | Indoor Luminaires | High-Bay | High-Bay Aisle Luminaires | Premium | FALSE | [9 empty] | 42250 |  |  | No |  | 3.1 | 10485 | 111 | 94.5 | 13.2 | 0.95 | 3992 | 84
PNCZJY8U | Hubbell Lighting | Columbia Lighting | LWSE-40ML-AD-EDU | Indoor Luminaires | High-Bay | High-Bay Aisle Luminaires | Premium | FALSE | [9 empty] | 42250 |  |  | No |  | 3.1 | 10485 | 111 | 94.5 | 13.2 | 0.95 | 3992 | 84
PBXP2CFM | Hubbell Lighting | Columbia Lighting | LWSE-40ML-AD-EDU | Indoor Luminaires | High-Bay | High-Bay Luminaires for Commercial and Industrial Buildings | Premium | FALSE | [9 empty] | 42250 |  |  | No |  | 3.1 | 10485 | 111 | 94.5 | 13.2 | 0.95 | 3992 | 84
P419MCZA | Big Ass Light Solutions | Big Ass Light | BAL-HBL1-40050106 | Indoor Luminaires | High-Bay | High-Bay Aisle Luminaires | Standard | FALSE | [9 empty] | 42250 | Dimmable | Continuous Above 10 | Yes |  | 3 | 40334 | 107.39 | 387.1 | 4.24 | 0.987 | 5260 | 71.6
PWU568XT | Big Ass Light Solutions | Big Ass Light | BAL-HBL1-20050106 | Indoor Luminaires | High-Bay | High-Bay Aisle Luminaires | Standard | FALSE | [9 empty] | 42250 | Dimmable | Continuous Above 10 | Yes |  | 3 | 20867 | 108.82 | 191.74 | 3.83 | 0.998 | 5085 | 73.5
P91VT82K | Big Ass Light Solutions | Big Ass Light | BAL-HBL1-26050106 | Indoor Luminaires | High-Bay | High-Bay Aisle Luminaires | Standard | FALSE | [9 empty] | 42250 | Dimmable | Continuous Above 10 | Yes |  | 3 | 25956 | 104.2 | 249.09 | 6.89 | 0.995 | 5067 | 71.4
PN1MTQJR | Big Ass Light Solutions | Big Ass Light | BAL-HBL1-14050106 | Indoor Luminaires | High-Bay | High-Bay Aisle Luminaires | Standard | FALSE | [9 empty] | 42250 | Dimmable | Continuous Above 10 | Yes |  | 3 | 14892 | 108.43 | 137.34 | 6.69 | 0.995 | 5026 | 85.1
PY6RCYU8 | Big Ass Light Solutions | Big Ass Light | BAL-HBL1-10050106 | Indoor Luminaires | High-Bay | High-Bay Aisle Luminaires | Standard | FALSE | [9 empty] | 42250 | Dimmable | Continuous Above 10 | Yes |  | 3 | 10318 | 104.68 | 98.56 | 8.23 | 0.916 | 5015 | 84.1
PYVCS6ZM | Big Ass Light Solutions | Big Ass Light | BAL-HBL1-52050106 | Indoor Luminaires | High-Bay | High-Bay Aisle Luminaires | Standard | FALSE | [9 empty] | 42250 | Dimmable | Continuous Above 10 | Yes |  | 3 | 52842 | 107.08 | 493.47 | 23.34 | 0.97 | 5015 | 74.3
PKCZCMSH | Big Ass Light Solutions | Big Ass Light | BAL-HBL1-20040106 | Indoor Luminaires | High-Bay | High-Bay Aisle Luminaires | Standard | FALSE | [9 empty] | 42250 | Dimmable | Continuous Above 10 | Yes |  | 3 | 18840 | 96.48 | 195.27 | 8.45 | 0.931 | 4400 | 73.5
PW23DHVA | Big Ass Light Solutions | Big Ass Light | BAL-HBL1-14040106 | Indoor Luminaires | High-Bay | High-Bay Aisle Luminaires | Standard | FALSE | [9 empty] | 42250 | Dimmable | Continuous Above 10 | Yes |  | 3 | 12880 | 97.29 | 132.39 | 11.02 | 0.94 | 4003 | 85.1
PG8GJ7TX | Big Ass Light Solutions | Big Ass Light | BAL-HBL1-52040106 | Indoor Luminaires | High-Bay | High-Bay Aisle Luminaires | Standard | FALSE | [9 empty] | 42250 | Dimmable | Continuous Above 10 | Yes |  | 3 | 49789.8 | 100.9 | 493.47 | 23.34 | 0.97 | 3881 | 71.5
PV4S9M26 | Hubbell Lighting | Hubbell Industrial Lighting | LBS-4K-WH19-HO-U-ND-N | Indoor Luminaires | High-Bay | Low-Bay Luminaires for Commercial and Industrial Buildings | Standard | TRUE | 8576 | 95.2 | 90.2 | 13.1 | 0.95 | 4038 | 83.38 | 5 | 50000 | 42249 |  |  | No |  | 3 | 8161 | 90.5 | 90.2 | 13.1 | 0.95 | 4038 | 83.38
PG77CH4U | SHENZHEN CRESEA TECHNOLOGY CO LTD | CRESSA | CS-BYD-5-200M-30 | Indoor Luminaires | High-Bay | High-Bay Luminaires for Commercial and Industrial Buildings | Standard | TRUE | 24433.295 | 113.564 | 215.15 | 12.9 | 0.943 | 3015 | 72 | 5 | 50000 | 42249 |  |  | No | Only qualified at installation angles between -55 and 55 degrees | 3 | 24433.295 | 113.564 | 215.15 | 12.9 | 0.943 | 3015 | 72
PNEZ8R42 | SHENZHEN CRESEA TECHNOLOGY CO LTD | CRESSA | CS-BYD-2-080M-30 | Indoor Luminaires | High-Bay | High-Bay Luminaires for Commercial and Industrial Buildings | Standard | TRUE | 10369.091 | 111.03 | 93.39 | 12.8 | 0.943 | 3015 | 71.8 | 5 | 50000 | 42249 |  |  | No | Only qualified at installation angles between -55 and 55 degrees | 3 | 10369.091 | 111.03 | 93.39 | 12.8 | 0.943 | 3015 | 71.8
PEF8YUAA | SHENZHEN CRESEA TECHNOLOGY CO LTD | CRESSA | CS-BYD-3-120M-30 | Indoor Luminaires | High-Bay | High-Bay Luminaires for Commercial and Industrial Buildings | Standard | TRUE | 14434.648 | 112.903 | 127.88 | 12.9 | 0.942 | 3008 | 71.9 | 5 | 50000 | 42249 |  |  | No | Only qualified at installation angles between -55 and 55 degrees | 3 | 14434.648 | 112.903 | 127.85 | 12.9 | 0.942 | 3008 | 71.9
PC6EG8JP | SHENZHEN CRESEA TECHNOLOGY CO LTD | CRESSA | CS-BYD-4-160M-30 | Indoor Luminaires | High-Bay | High-Bay Luminaires for Commercial and Industrial Buildings | Standard | TRUE | 17830.33 | 110.71 | 160.57 | 12.8 | 0.941 | 3028 | 72 | 5 | 50000 | 42249 |  |  | No | Only qualified at installation angles between -55 and 55 degrees | 3 | 17830.33 | 111.044 | 160.57 | 12.8 | 0.941 | 3028 | 72
PHUZRA13 | The Light Edge Inc. | Blackhawk | BLK4-HO-4-200-40-D3D-XXXXX-LA-XXX-XX | Indoor Luminaires | High-Bay | High-Bay Luminaires for Commercial and Industrial Buildings | Standard | TRUE | 20290 | 104.1 | 194.9 | 11.7 | 0.934 | 4061 | 84.6 | 5 | 68000 | 42249 |  |  | NotYetVerified |  | 3 | 20290 | 103 | 197 | 11.7 | 0.934 | 4061 | 84.6
PAYFGQZM | Hubbell Lighting | Hubbell Industrial Lighting | LBS-4K-AL19-LO-U-ND-N | Indoor Luminaires | High-Bay | Low-Bay Luminaires for Commercial and Industrial Buildings | Standard | TRUE | 5656 | 99.9 | 56.6 | 14.9 | 0.931 | 3988 | 81.76 | 5 | 50000 | 42249 |  |  | No |  | 3 | 5335 | 94.3 | 56.6 | 14.9 | 0.931 | 3988 | 81.76
PVXU4FSZ | Hubbell Lighting | Hubbell Industrial Lighting | LBS-4K-WH19-VO-U-ND-N | Indoor Luminaires | High-Bay | High-Bay Luminaires for Commercial and Industrial Buildings | Standard | TRUE | 10670 | 99.2 | 108 | 15.5 | 0.928 | 4061 | 83.52 | 5 | 50000 | 42249 |  |  | No |  | 3 | 10014 | 92.7 | 108 | 15.5 | 0.928 | 4061 | 83.53
PTZFY26V | DONGGUAN THAILIGHT SEMICONDUCTOR LIGHTING CO.LTD. | Thailight | TLHBC50XYYZZ-P-PC12(3000K) | Indoor Luminaires | High-Bay | Low-Bay Luminaires for Commercial and Industrial Buildings | Standard | TRUE | 4828.5 | 97.58 | 49.48 | 19.04 | 0.9157 | 3047 | 82.7 | 5 | 50000 | 42249 |  |  | No |  | 3 | 4910.7 | 99.11 | 49.55 | 19.04 | 0.9157 | 3000 | 82.7
PD81PU2M | DONGGUAN THAILIGHT SEMICONDUCTOR LIGHTING CO.LTD. | Thailight | TLHBC1503YYZZ-P-AL120 | Indoor Luminaires | High-Bay | High-Bay Luminaires for Commercial and Industrial Buildings | Standard | TRUE | 16028 | 105.34 | 152.2 | 17.96 | 0.9086 | 3018 | 82.8 | 5 | 50000 | 42249 |  |  | No |  | 3 | 16028 | 105.34 | 152.2 | 17.96 | 0.9086 | 3000 | 82.8
PYSHQUX9 | DONGGUAN THAILIGHT SEMICONDUCTOR LIGHTING CO.LTD. | Thailight | TLHBC1503YYZZ-P-PC16 | Indoor Luminaires | High-Bay | High-Bay Luminaires for Commercial and Industrial Buildings | Standard | TRUE | 15086 | 100.79 | 149.7 | 18.54 | 0.9056 | 3018 | 82.8 | 5 | 50000 | 42249 |  |  | No |  | 3 | 15418 | 101.43 | 152 | 18.54 | 0.9056 | 3000 | 82.8
PYNWMA2H | DONGGUAN THAILIGHT SEMICONDUCTOR LIGHTING CO.LTD. | Thailight | TLHBC2205YYZZ-P-AL120 | Indoor Luminaires | High-Bay | High-Bay Luminaires for Commercial and Industrial Buildings | Standard | TRUE | 24086 | 109.73 | 219.5 | 18.74 | 0.9036 | 5119 | 77.2 | 5 | 50000 | 42249 |  |  | No |  | 3 | 24086 | 109.73 | 219.5 | 18.74 | 0.9036 | 5000 | 77.2
PWP8F9VR | SHENZHEN CRESEA TECHNOLOGY CO LTD | CRESSA | CS-BYD-3-120M-50 | Indoor Luminaires | High-Bay | High-Bay Luminaires for Commercial and Industrial Buildings | Standard | FALSE | [9 empty] | 42249 |  |  | No | Only qualified at installation angles between -55 and 55 degrees | 3 | 14582.156 | 114.03 | 127.88 | 12.7 | 0.943 | 4848 | 73.3
PN9QMJGB | SHENZHEN CRESEA TECHNOLOGY CO LTD | CRESSA | CS-BYD-4-160M-50 | Indoor Luminaires | High-Bay | High-Bay Luminaires for Commercial and Industrial Buildings | Standard | FALSE | [9 empty] | 42249 |  |  | No | Only qualified at installation angles between -55 and 55 degrees | 3 | 18170.398 | 113.183 | 160.55 | 12.8 | 0.943 | 4822 | 73.1
P6PVGH24 | SHENZHEN CRESEA TECHNOLOGY CO LTD | CRESSA | CS-BYD-2-080M-50 | Indoor Luminaires | High-Bay | High-Bay Luminaires for Commercial and Industrial Buildings | Standard | FALSE | [9 empty] | 42249 |  |  | No | Only qualified at installation angles between -55 and 55 degrees | 3 | 10523.968 | 112.148 | 93.84 | 12.6 | 0.943 | 4819 | 73.1
P2H8BJR3 | SHENZHEN CRESEA TECHNOLOGY CO LTD | CRESSA | CS-BYD-5-200M-50 | Indoor Luminaires | High-Bay | High-Bay Luminaires for Commercial and Industrial Buildings | Standard | FALSE | [9 empty] | 42249 |  |  | No | Only qualified at installation angles between -55 and 55 degrees | 3 | 24672.996 | 114.338 | 215.79 | 12.7 | 0.946 | 4811 | 72.9
PH3D6J4Z | The Light Edge Inc. | Blackhawk | BLK12-H0-4-600-40-D3D-XXXXX-LA-XXX-XX | Indoor Luminaires | High-Bay | High-Bay Luminaires for Commercial and Industrial Buildings | Standard | FALSE | [9 empty] | 42249 |  |  | NotYetVerified |  | 3 | 60870 | 103 | 591 | 11.7 | 0.934 | 4061 | 84.6
PHSP94DA | The Light Edge Inc. | Blackhawk | BLK8-HO-4-400-40-D3D-XXXXX-LA-XXX-XX | Indoor Luminaires | High-Bay | High-Bay Luminaires for Commercial and Industrial Buildings | Standard | FALSE | [9 empty] | 42249 |  |  | NotYetVerified |  | 3 | 40580 | 103 | 394 | 11.7 | 0.934 | 4061 | 84.6
PAHFQRED | The Light Edge Inc. | Blackhawk | BLK12-H0-4-600-40-D3D-XXXXX-[No Lens]-XXX-XX | Indoor Luminaires | High-Bay | High-Bay Luminaires for Commercial and Industrial Buildings | Standard | FALSE | [9 empty] | 42249 |  |  | NotYetVerified |  | 3 | 74730 | 126.4 | 591 | 11.7 | 0.934 | 4056 | 84.2
P7DJ9MV3 | The Light Edge Inc. | Blackhawk | BLK8-HO-4-400-40-D3D-XXXXX-[No Lens]-XXX-XX | Indoor Luminaires | High-Bay | High-Bay Luminaires for Commercial and Industrial Buildings | Standard | FALSE | [9 empty] | 42249 |  |  | NotYetVerified |  | 3 | 49820 | 126.4 | 394 | 11.7 | 0.934 | 4056 | 84.2
P7U5SQ7K | The Light Edge Inc. | Blackhawk | BLK4-HO-4-200-40-D3D-XXXXX-[No Lens]-XXX-XX | Indoor Luminaires | High-Bay | High-Bay Luminaires for Commercial and Industrial Buildings | Standard | FALSE | [9 empty] | 42249 |  |  | NotYetVerified |  | 3 | 24910 | 126.4 | 197 | 11.7 | 0.934 | 4056 | 84.2
P95G5NHJ | Hubbell Lighting | Hubbell Industrial Lighting | LBS-4K-WW16-VO-U-ND-N | Indoor Luminaires | High-Bay | High-Bay Luminaires for Commercial and Industrial Buildings | Standard | FALSE | [9 empty] | 42249 |  |  | No |  | 3 | 11442 | 106.2 | 107.7 | 14.3 | 0.934 | 4065 | 84.26
P6795Y8A | Hubbell Lighting | Hubbell Industrial Lighting | LBS-4K-WW16-VO-U-CD-N | Indoor Luminaires | High-Bay | High-Bay Luminaires for Commercial and Industrial Buildings | Standard | FALSE | [9 empty] | 42249 |  |  | No |  | 3 | 11442 | 106.2 | 107.7 | 14.3 | 0.934 | 4065 | 84.26
PSKQXJGR | Hubbell Lighting | Hubbell Industrial Lighting | LBS-4K-WH19-VO-U-CD-N | Indoor Luminaires | High-Bay | High-Bay Luminaires for Commercial and Industrial Buildings | Standard | FALSE | [9 empty] | 42249 |  |  | No |  | 3 | 10014 | 92.7 | 108 | 15.5 | 0.928 | 4061 | 83.53
PREJNSHG | Hubbell Lighting | Hubbell Industrial Lighting | LBS-4K-WA16-VO-U-ND-N | Indoor Luminaires | High-Bay | High-Bay Luminaires for Commercial and Industrial Buildings | Standard | FALSE | [9 empty] | 42249 |  |  | No |  | 3 | 11778 | 108.1 | 109 | 16.3 | 0.93 | 4051 | 84.1
P79RUNW6 | Hubbell Lighting | Hubbell Industrial Lighting | LBS-4K-WA16-VO-U-CD-N | Indoor Luminaires | High-Bay | High-Bay Luminaires for Commercial and Industrial Buildings | Standard | FALSE | [9 empty] | 42249 |  |  | No |  | 3 | 11778 | 108.1 | 109 | 16.3 | 0.93 | 4051 | 84.1
PX4T7BNC | Hubbell Lighting | Hubbell Industrial Lighting | LBS-4K-WW16-HO-U-ND-N | Indoor Luminaires | High-Bay | Low-Bay Luminaires for Commercial and Industrial Buildings | Standard | FALSE | [9 empty] | 42249 |  |  | No |  | 3 | 9722 | 106.6 | 91.2 | 14.2 | 0.944 | 4041 | 84.09
PCXWBVRY | Hubbell Lighting | Hubbell Industrial Lighting | LBS-4K-WW16-HO-U-CD-N | Indoor Luminaires | High-Bay | Low-Bay Luminaires for Commercial and Industrial Buildings | Standard | FALSE | [9 empty] | 42249 |  |  | No |  | 3 | 9722 | 106.6 | 91.2 | 14.2 | 0.944 | 4041 | 84.09
PW2B51MH | Hubbell Lighting | Hubbell Industrial Lighting | LBS-4K-WH19-HO-U-CD-N | Indoor Luminaires | High-Bay | Low-Bay Luminaires for Commercial and Industrial Buildings | Standard | FALSE | [9 empty] | 42249 |  |  | No |  | 3 | 8161 | 90.5 | 90.2 | 13.1 | 0.95 | 4038 | 83.38
PM1RR6DS | Hubbell Lighting | Hubbell Industrial Lighting | LBS-4K-AL19-VO-U-ND-N | Indoor Luminaires | High-Bay | High-Bay Luminaires for Commercial and Industrial Buildings | Standard | FALSE | [9 empty] | 42249 |  |  | No |  | 3 | 10160 | 93.3 | 108.9 | 16.2 | 0.927 | 4037 | 83.61
PM5T2FHG | Hubbell Lighting | Hubbell Industrial Lighting | LBS-4K-AL19-VO-U-CD-N | Indoor Luminaires | High-Bay | High-Bay Luminaires for Commercial and Industrial Buildings | Standard | FALSE | [9 empty] | 42249 |  |  | No |  | 3 | 10160 | 93.3 | 108.9 | 16.2 | 0.927 | 4037 | 83.61
PFNTBEQB | Hubbell Lighting | Hubbell Industrial Lighting | LBS-4K-WW16-MO-U-ND-N | Indoor Luminaires | High-Bay | Low-Bay Luminaires for Commercial and Industrial Buildings | Standard | FALSE | [9 empty] | 42249 |  |  | No |  | 3 | 7896 | 108.8 | 72.6 | 15.9 | 0.929 | 4031 | 84.11
PTR3XS8D | Hubbell Lighting | Hubbell Industrial Lighting | LBS-4K-WA16-HO-U-ND-N | Indoor Luminaires | High-Bay | Low-Bay Luminaires for Commercial and Industrial Buildings | Standard | FALSE | [9 empty] | 42249 |  |  | No |  | 3 | 9754 | 108 | 90.3 | 13.4 | 0.948 | 4031 | 83.99
PWCFE53B | Hubbell Lighting | Hubbell Industrial Lighting | LBS-4K-WW16-MO-U-CD-N | Indoor Luminaires | High-Bay | Low-Bay Luminaires for Commercial and Industrial Buildings | Standard | FALSE | [9 empty] | 42249 |  |  | No |  | 3 | 7896 | 108.8 | 72.6 | 15.9 | 0.929 | 4031 | 84.11
P71W4M41 | Hubbell Lighting | Hubbell Industrial Lighting | LBS-4K-WA16-HO-U-CD-N | Indoor Luminaires | High-Bay | Low-Bay Luminaires for Commercial and Industrial Buildings | Standard | FALSE | [9 empty] | 42249 |  |  | No |  | 3 | 9754 | 108 | 90.3 | 13.4 | 0.948 | 4031 | 83.99
PYM51119 | Hubbell Lighting | Hubbell Industrial Lighting | LBS-4K-WH19-MO-U-ND-N | Indoor Luminaires | High-Bay | Low-Bay Luminaires for Commercial and Industrial Buildings | Standard | FALSE | [9 empty] | 42249 |  |  | No |  | 3 | 6884 | 95.1 | 72.4 | 15.8 | 0.927 | 4027 | 83.37
P3G6WTX3 | Hubbell Lighting | Hubbell Industrial Lighting | LBS-4K-WH19-MO-U-CD-N | Indoor Luminaires | High-Bay | Low-Bay Luminaires for Commercial and Industrial Buildings | Standard | FALSE | [9 empty] | 42249 |  |  | No |  | 3 | 6884 | 95.1 | 72.4 | 15.8 | 0.927 | 4027 | 83.37
P3AGUQAB | Hubbell Lighting | Hubbell Industrial Lighting | LBS-4K-WA16-MO-U-ND-N | Indoor Luminaires | High-Bay | Low-Bay Luminaires for Commercial and Industrial Buildings | Standard | FALSE | [9 empty] | 42249 |  |  | No |  | 3 | 8022 | 109.6 | 73.2 | 14.6 | 0.931 | 4020 | 83.99
PT14NKFR | Hubbell Lighting | Hubbell Industrial Lighting | LBS-4K-WA16-MO-U-CD-N | Indoor Luminaires | High-Bay | Low-Bay Luminaires for Commercial and Industrial Buildings | Standard | FALSE | [9 empty] | 42249 |  |  | No |  | 3 | 8022 | 109.6 | 73.2 | 14.6 | 0.931 | 4020 | 83.99
PDJVMUB3 | Hubbell Lighting | Hubbell Industrial Lighting | LBS-4K-AL19-HO-U-ND-N | Indoor Luminaires | High-Bay | Low-Bay Luminaires for Commercial and Industrial Buildings | Standard | FALSE | [9 empty] | 42249 |  |  | No |  | 3 | 8262 | 91.2 | 90.6 | 14.5 | 0.944 | 4017 | 83.49
PXQYRAZ4 | Hubbell Lighting | Hubbell Industrial Lighting | LBS-4K-AL19-HO-U-CD-N | Indoor Luminaires | High-Bay | Low-Bay Luminaires for Commercial and Industrial Buildings | Standard | FALSE | [9 empty] | 42249 |  |  | No |  | 3 | 8262 | 91.2 | 90.6 | 14.5 | 0.944 | 4017 | 83.49
P1E8UYY6 | Hubbell Lighting | Hubbell Industrial Lighting | LBS-4K-WA16-LO-U-ND-N | Indoor Luminaires | High-Bay | Low-Bay Luminaires for Commercial and Industrial Buildings | Standard | FALSE | [9 empty] | 42249 |  |  | No |  | 3 | 6490 | 115.7 | 56.1 | 17.64 | 0.917 | 4009 | 84.06
P812UV5F | Hubbell Lighting | Hubbell Industrial Lighting | LBS-4K-WA16-LO-U-CD-N | Indoor Luminaires | High-Bay | Low-Bay Luminaires for Commercial and Industrial Buildings | Standard | FALSE | [9 empty] | 42249 |  |  | No |  | 3 | 6490 | 115.7 | 56.1 | 17.64 | 0.917 | 4009 | 84.06
PYJZRCAM | Hubbell Lighting | Hubbell Industrial Lighting | LBS-4K-AL19-MO-U-ND-N | Indoor Luminaires | High-Bay | Low-Bay Luminaires for Commercial and Industrial Buildings | Standard | FALSE | [9 empty] | 42249 |  |  | No |  | 3 | 6928 | 95 | 72.9 | 16.7 | 0.925 | 4007 | 83.49
PKA5AZZM | Hubbell Lighting | Hubbell Industrial Lighting | LBS-4K-AL19-MO-U-CD-N | Indoor Luminaires | High-Bay | Low-Bay Luminaires for Commercial and Industrial Buildings | Standard | FALSE | [9 empty] | 42249 |  |  | No |  | 3 | 6928 | 95 | 72.9 | 16.7 | 0.925 | 4007 | 83.49
PSN8497A | Hubbell Lighting | Hubbell Industrial Lighting | LBS-4K-WW16-LO-U-ND-N | Indoor Luminaires | High-Bay | Low-Bay Luminaires for Commercial and Industrial Buildings | Standard | FALSE | [9 empty] | 42249 |  |  | No |  | 3 | 6323 | 112.1 | 56.4 | 15.8 | 0.929 | 3995 | 82.36
PDQ3TJR1 | Hubbell Lighting | Hubbell Industrial Lighting | LBS-4K-WW16-LO-U-CD-N | Indoor Luminaires | High-Bay | Low-Bay Luminaires for Commercial and Industrial Buildings | Standard | FALSE | [9 empty] | 42249 |  |  | No |  | 3 | 6323 | 112.1 | 56.4 | 15.8 | 0.929 | 3995 | 82.36
P2K9HJJP | Hubbell Lighting | Hubbell Industrial Lighting | LBS-4K-AL19-LO-U-CD-N | Indoor Luminaires | High-Bay | Low-Bay Luminaires for Commercial and Industrial Buildings | Standard | FALSE | [9 empty] | 42249 |  |  | No |  | 3 | 5335 | 94.3 | 56.6 | 14.9 | 0.931 | 3988 | 81.76
PS18WZ1F | Hubbell Lighting | Hubbell Industrial Lighting | LBS-4K-WH19-LO-U-ND-N | Indoor Luminaires | High-Bay | Low-Bay Luminaires for Commercial and Industrial Buildings | Standard | FALSE | [9 empty] | 42249 |  |  | No |  | 3 | 5671 | 100.4 | 56.5 | 15.1 | 0.929 | 3959 | 81.59
PT3YWTZ4 | Hubbell Lighting | Hubbell Industrial Lighting | LBS-4K-WH19-LO-U-CD-N | Indoor Luminaires | High-Bay | Low-Bay Luminaires for Commercial and Industrial Buildings | Standard | FALSE | [9 empty] | 42249 |  |  | No |  | 3 | 5671 | 100.4 | 56.5 | 15.1 | 0.929 | 3959 | 81.59
P2Y329SS | DONGGUAN THAILIGHT SEMICONDUCTOR LIGHTING CO.LTD. | Thailight | TLHBC506YYZZ-P-PC12 | Indoor Luminaires | High-Bay | Low-Bay Luminaires for Commercial and Industrial Buildings | Standard | FALSE | [9 empty] | 42249 |  |  | No | Updated on 12/8/2016 | 4.1 | 6186 | 126.71 | 48.82 | 19.53 | 0.91 | 5700 | 82.1
PPPKYFDG | DONGGUAN THAILIGHT SEMICONDUCTOR LIGHTING CO.LTD. | Thailight | TLHBC1506YYZZ-P-PC16 | Indoor Luminaires | High-Bay | High-Bay Luminaires for Commercial and Industrial Buildings | Standard | FALSE | [9 empty] | 42249 |  |  | No | Updated 12/5/2016 | 3 | 17348 | 118.74 | 146.1 | 18.52 | 0.9 | 5700 | 81.8
PWJAS17U | DONGGUAN THAILIGHT SEMICONDUCTOR LIGHTING CO.LTD. | Thailight | TLHBC1506YYZZ-P-AL120 | Indoor Luminaires | High-Bay | High-Bay Luminaires for Commercial and Industrial Buildings | Standard | FALSE | [9 empty] | 42249 |  |  | No |  | 3 | 16502 | 110.6 | 149.2 | 18.46 | 0.9067 | 5700 | 84.3
PANC97V4 | DONGGUAN THAILIGHT SEMICONDUCTOR LIGHTING CO.LTD. | Thailight | TLHBC505YYZZ-P-PC12 | Indoor Luminaires | High-Bay | Low-Bay Luminaires for Commercial and Industrial Buildings | Standard | FALSE | [9 empty] | 42249 |  |  | No | Updated on 12/8/2016 | 4.1 | 6083 | 126.83 | 47.96 | 19.57 | 0.91 | 5000 | 83.1
PPSPQ2Z2 | DONGGUAN THAILIGHT SEMICONDUCTOR LIGHTING CO.LTD. | Thailight | TLHBC1505YYZZ-P-PC16 | Indoor Luminaires | High-Bay | High-Bay Luminaires for Commercial and Industrial Buildings | Standard | FALSE | [9 empty] | 42249 |  |  | No | Updated 12/5/2016 | 3 | 17259.5 | 117.25 | 147.2 | 18.43 | 0.9 | 5000 | 82.6
PBRHRKT3 | DONGGUAN THAILIGHT SEMICONDUCTOR LIGHTING CO.LTD. | Thailight | TLHBC1505YYZZ-P-AL120 | Indoor Luminaires | High-Bay | High-Bay Luminaires for Commercial and Industrial Buildings | Standard | FALSE | [9 empty] | 42249 |  |  | No |  | 3 | 16028 | 105.34 | 152.2 | 17.96 | 0.9086 | 5000 | 82.8
PSG22X7Q | DONGGUAN THAILIGHT SEMICONDUCTOR LIGHTING CO.LTD. | Thailight | TLHBC504YYZZ-P-PC12 | Indoor Luminaires | High-Bay | Low-Bay Luminaires for Commercial and Industrial Buildings | Standard | TRUE | 5924.5 | 124.05 | 47.76 | 19.57 | 0.9075 | 4048 | 83.1 | 5 | 50000 | 42249 |  |  | No | Updated on 12/8/2016 | 4.1 | 5979.6 | 124.68 | 47.96 | 19.57 | 0.91 | 4000 | 83.1
P16PCK7W | DONGGUAN THAILIGHT SEMICONDUCTOR LIGHTING CO.LTD. | Thailight | TLHBC1504YYZZ-P-PC16 | Indoor Luminaires | High-Bay | High-Bay Luminaires for Commercial and Industrial Buildings | Standard | TRUE | 17171 | 116.65 | 147.2 | 18.43 | 0.9034 | 3971 | 82.6 | 5 | 50000 | 42249 |  |  | No | Updated 12/5/2016 | 3 | 17171 | 116.65 | 147.2 | 18.43 | 0.9 | 4000 | 82.6
PF2YVYR1 | DONGGUAN THAILIGHT SEMICONDUCTOR LIGHTING CO.LTD. | Thailight | TLHBC1504YYZZ-P-AL120 | Indoor Luminaires | High-Bay | High-Bay Luminaires for Commercial and Industrial Buildings | Standard | FALSE | [9 empty] | 42249 |  |  | No |  | 3 | 16028 | 105.34 | 152.2 | 17.96 | 0.9086 | 4000 | 82.8
P6ARMU2F | RLE Industries LLC | Robert Lighting & Energy | VPVTLEDB | Indoor Luminaires | High-Bay | Low-Bay Luminaires for Commercial and Industrial Buildings | Standard | TRUE | 7355 | 91.8 | 80.089 | 18.286 | 0.9091 | 4026 | 83.4 | 5 | 35000 | 42248 |  |  | NotYetVerified |  | 3 | 7355 |  | 80 |  | 0.9 | 4000
P4QYWPB9 | CTS.Inc | NitorLUX | NL-FLN-HBF-320(3000K) | Indoor Luminaires | High-Bay | High-Bay Luminaires for Commercial and Industrial Buildings | Standard | TRUE | 26344.2 | 96.5 | 282.4 | 9.72 | 0.9491 | 3094 | 73.5 | 5 | 50000 | 42247 |  |  | NotYetVerified |  | 3 | 26344 |  | 272.9 | 20 | 0.95 | 3000 | 73.5
PJC8YPCQ | Shinetoo Lighting LLC/ Shanghai Shinetoo Lighting Co. LTD | Shinetoo | ST-HBL-200AAA [120 Degree Beam Angle Only] | Indoor Luminaires | High-Bay | High-Bay Luminaires for Commercial and Industrial Buildings | Standard | TRUE | 22126.9 | 104.3 | 212.13 | 6.29 | 0.9417 | 5347 | 72.3 | 5 | 50000 | 42247 |  |  | Yes |  | 3 | 22127 | 104.3 | 212.13 | 4.17 | 0.9978 | 5347 | 72.3
P7VJC67D | CTS.Inc | NitorLUX | NL-FLN-HBF-280(3000K) | Indoor Luminaires | High-Bay | High-Bay Luminaires for Commercial and Industrial Buildings | Standard | TRUE | 22529.3 | 95.1 | 237 | 9.58 | 0.936 | 3078 | 73.4 | 5 | 50000 | 42247 |  |  | NotYetVerified |  | 3 | 22529 | 95.1 | 237 | 20 | 0.95 | 3000 | 73.4
PQ6CG31K | CTS.Inc | NitorLUX | NL-FLN-HBF-220(3000K) | Indoor Luminaires | High-Bay | High-Bay Luminaires for Commercial and Industrial Buildings | Standard | TRUE | 18497.1 | 95.3 | 194.1 | 10.03 | 0.935 | 3118 | 73.4 | 5 | 50000 | 42247 |  |  | NotYetVerified |  | 3 | 18497 |  | 194.1 | 20 | 0.95 | 3000 | 73.4
P927BWW1 | CTS.Inc | NitorLUX | NL-FLN-HBF-180(3000K) | Indoor Luminaires | High-Bay | High-Bay Luminaires for Commercial and Industrial Buildings | Standard | TRUE | 14792.7 | 96.5 | 155.4 | 14.05 | 0.915 | 3094 | 73.5 | 5 | 50000 | 42247 |  |  | NotYetVerified |  | 3 | 14793 | 96.5 | 153.3 | 20 | 0.95 | 3000 | 73.5
P1XUNPF5 | CTS.Inc | NitorLUX | NL-FLN-HBF-150(3000K) | Indoor Luminaires | High-Bay | High-Bay Luminaires for Commercial and Industrial Buildings | Standard | TRUE | 11037.5 | 94.9 | 116.3 | 15.98 | 0.9067 | 3088 | 73.4 | 5 | 50000 | 42247 |  |  | NotYetVerified |  | 3 | 11037 | 94.9 | 116.3 | 20 | 0.95 | 3000 | 73.4
P4J7G6R3 | CTS.Inc | NitorLUX | NL-FLN-HBF-100(3000K) | Indoor Luminaires | High-Bay | Low-Bay Luminaires for Commercial and Industrial Buildings | Standard | TRUE | 7124 | 95.4 | 74.7 | 18.79 | 0.9048 | 3090 | 73.6 | 5 | 50000 | 42247 |  |  | NotYetVerified |  | 3 | 7124.1 | 95.4 | 74.7 | 20 | 0.95 | 3000 | 73.6
P1RY3FSU | CTS.Inc | NitorLUX | NL-FLN-HBF-180(5700K) | Indoor Luminaires | High-Bay | High-Bay Luminaires for Commercial and Industrial Buildings | Standard | FALSE | [9 empty] | 42247 |  |  | NotYetVerified |  | 3 | 16514 | 107.5 | 153.6 | 20 | 0.95 | 5700 | 77
PQZGKEFC | CTS.Inc | NitorLUX | NL-FLN-HBF-150(5700K) | Indoor Luminaires | High-Bay | High-Bay Luminaires for Commercial and Industrial Buildings | Standard | FALSE | [9 empty] | 42247 |  |  | NotYetVerified |  | 3 | 12149 | 105.1 | 115.6 | 20 | 0.95 | 5700 | 75.9
PCZ4E8MK | CTS.Inc | NitorLUX | NL-FLN-HBF-280(5700K) | Indoor Luminaires | High-Bay | High-Bay Luminaires for Commercial and Industrial Buildings | Standard | FALSE | [9 empty] | 42247 |  |  | NotYetVerified |  | 3 | 25357 | 107.3 | 236.3 | 20 | 0.95 | 5700 | 77.6
P7DR1EK7 | CTS.Inc | NitorLUX | NL-FLN-HBF-100(5700K) | Indoor Luminaires | High-Bay | Low-Bay Luminaires for Commercial and Industrial Buildings | Standard | FALSE | [9 empty] | 42247 |  |  | NotYetVerified |  | 3 | 7924.3 | 106.1 | 74.7 | 20 | 0.95 | 5700 | 76.9
P9JRB11C | CTS.Inc | NitorLUX | NL-FLN-HBF-150(5000K) | Indoor Luminaires | High-Bay | High-Bay Luminaires for Commercial and Industrial Buildings | Standard | FALSE | [9 empty] | 42247 |  |  | NotYetVerified |  | 3 | 12373.6 | 106.7 | 115.9 | 20 | 0.95 | 5000 | 76.8
P9Q6AW7Q | CTS.Inc | NitorLUX | NL-FLN-HBF-180(5000K) | Indoor Luminaires | High-Bay | High-Bay Luminaires for Commercial and Industrial Buildings | Standard | FALSE | [9 empty] | 42247 |  |  | NotYetVerified |  | 3 | 16985.8 | 108.6 | 156.5 | 20 | 0.95 | 5000 | 75.4
PKEFQS9S | CTS.Inc | NitorLUX | NL-FLN-HBF-280(5000K) | Indoor Luminaires | High-Bay | High-Bay Luminaires for Commercial and Industrial Buildings | Standard | FALSE | [9 empty] | 42247 |  |  | NotYetVerified |  | 3 | 25526 | 107.7 | 237.1 | 20 | 0.95 | 5000 | 77.9
PD1N4K8X | CTS.Inc | NitorLUX | NL-FLN-HBF-100(5000K) | Indoor Luminaires | High-Bay | Low-Bay Luminaires for Commercial and Industrial Buildings | Standard | FALSE | [9 empty] | 42247 |  |  | NotYetVerified |  | 3 | 8002.6 | 106.2 | 75.3 | 20 | 0.95 | 5000 | 75.5
PSE5UW92 | CTS.Inc | NitorLUX | NL-FLN-HBF-180(4500K) | Indoor Luminaires | High-Bay | High-Bay Luminaires for Commercial and Industrial Buildings | Standard | FALSE | [9 empty] | 42247 |  |  | NotYetVerified |  | 3 | 16301.1 | 104.8 | 155.5 | 20 | 0.95 | 4500 | 76.9
PQSPZP3H | CTS.Inc | NitorLUX | NL-FLN-HBF-150(4500K) | Indoor Luminaires | High-Bay | High-Bay Luminaires for Commercial and Industrial Buildings | Standard | FALSE | [9 empty] | 42247 |  |  | NotYetVerified |  | 3 | 12044.1 | 103.6 | 116.2 | 20 | 0.95 | 4500 | 75.9
PTCVPTQP | CTS.Inc | NitorLUX | NL-FLN-HBF-280(4500K) | Indoor Luminaires | High-Bay | High-Bay Luminaires for Commercial and Industrial Buildings | Standard | FALSE | [9 empty] | 42247 |  |  | NotYetVerified |  | 3 | 25179.8 | 106.4 | 236.6 | 20 | 0.95 | 4500 | 77.8
P3BJVZKA | CTS.Inc | NitorLUX | NL-FLN-HBF-100(4500K) | Indoor Luminaires | High-Bay | Low-Bay Luminaires for Commercial and Industrial Buildings | Standard | FALSE | [9 empty] | 42247 |  |  | NotYetVerified |  | 3 | 7903.7 | 103.3 | 76.6 | 20 | 0.95 | 4500 | 76.7
PEFYANXB | CTS.Inc | NitorLUX | NL-FLN-HBF-180(4000K) | Indoor Luminaires | High-Bay | High-Bay Luminaires for Commercial and Industrial Buildings | Standard | FALSE | [9 empty] | 42247 |  |  | NotYetVerified |  | 3 | 16236.8 | 103.6 | 156.7 | 20 | 0.95 | 4000 | 75.5
PGYXGF39 | CTS.Inc | NitorLUX | NL-FLN-HBF-150(4000K) | Indoor Luminaires | High-Bay | High-Bay Luminaires for Commercial and Industrial Buildings | Standard | FALSE | [9 empty] | 42247 |  |  | NotYetVerified |  | 3 | 11859 | 102.3 | 115.9 | 20 | 0.95 | 4000 | 74.8
PED1GGAY | CTS.Inc | NitorLUX | NL-FLN-HBF-100(4000K) | Indoor Luminaires | High-Bay | Low-Bay Luminaires for Commercial and Industrial Buildings | Standard | FALSE | [9 empty] | 42247 |  |  | NotYetVerified |  | 3 | 7534.9 | 98.7 | 76.4 | 20 | 0.95 | 4000 | 76.1
PHDK2554 | CTS.Inc | NitorLUX | NL-FLN-HBF-280(4000K) | Indoor Luminaires | High-Bay | High-Bay Luminaires for Commercial and Industrial Buildings | Standard | FALSE | [9 empty] | 42247 |  |  | NotYetVerified |  | 3 | 24765.6 | 104.9 | 236.2 | 20 | 0.95 | 4000 | 75.9
PR4U9T8M | CTS.Inc | NitorLUX | NL-FLN-HBF-180(3500K) | Indoor Luminaires | High-Bay | High-Bay Luminaires for Commercial and Industrial Buildings | Standard | FALSE | [9 empty] | 42247 |  |  | NotYetVerified |  | 3 | 15561.6 | 98.9 | 157.2 | 20 | 0.95 | 3500 | 74.1
PB2V7JNB | CTS.Inc | NitorLUX | NL-FLN-HBF-150(3500K) | Indoor Luminaires | High-Bay | High-Bay Luminaires for Commercial and Industrial Buildings | Standard | FALSE | [9 empty] | 42247 |  |  | NotYetVerified |  | 3 | 11499.6 | 98.7 | 116.4 | 20 | 0.95 | 3500 | 73.4
PDF4H9MR | CTS.Inc | NitorLUX | NL-FLN-HBF-100(3500K) | Indoor Luminaires | High-Bay | Low-Bay Luminaires for Commercial and Industrial Buildings | Standard | FALSE | [9 empty] | 42247 |  |  | NotYetVerified |  | 3 | 7441.6 | 97.3 | 76.5 | 20 | 0.95 | 3500 | 74.6
PPF3TUDA | CTS.Inc | NitorLUX | NL-FLN-HBF-280(3500K) | Indoor Luminaires | High-Bay | High-Bay Luminaires for Commercial and Industrial Buildings | Standard | FALSE | [9 empty] | 42247 |  |  | NotYetVerified |  | 3 | 23649.7 | 100 | 235.5 | 20 | 0.95 | 3500 | 73.4
PPWBS7DK | Stanpro Lighting Systems Inc. | Stanpro | L1FB-LS6-H/40K | Indoor Luminaires | High-Bay | High-Bay Luminaires for Commercial and Industrial Buildings | Standard | TRUE | 46685 | 99.5 | 469.37 | 16.61 | 0.9835 | 3989 | 82.15 | 5 | 50000 | 42244 |  |  | Yes |  | 3 | 46685 | 99.5 | 469.37 | 14.61 | 0.9835 | 3989 | 82.15
PJYPQVP2 | Forest Lighting USA | Forest lighting | FL-HB200W-60-50K-4DR | Indoor Luminaires | High-Bay | High-Bay Luminaires for Commercial and Industrial Buildings | Standard | TRUE | 20922.5 | 96.1 | 217.79 | 15.82 | 0.9642 | 5230 | 76 | 5 | 50000 | 42244 |  |  | NotYetVerified |  | 3 | 20922 | 96.1 | 217 | 20 | 0.99 | 5000 | 75
PVZQ4GK7 | Forest Lighting USA | Forest lighting | FL-HB200W-120-50K-4DR | Indoor Luminaires | High-Bay | High-Bay Luminaires for Commercial and Industrial Buildings | Standard | TRUE | 21295.2 | 97.8 | 217.67 | 15.64 | 0.964 | 5240 | 75.6 | 5 | 50000 | 42244 |  |  | NotYetVerified |  | 3 | 21295 | 97.8 | 217 | 20 | 0.99 | 5000 | 75
PS5UNADK | Forest Lighting USA | Forest lighting | FL-HB200W-90-50K-4DR | Indoor Luminaires | High-Bay | High-Bay Luminaires for Commercial and Industrial Buildings | Standard | TRUE | 21124.1 | 97.1 | 217.6 | 15.87 | 0.963 | 5200 | 75.9 | 5 | 50000 | 42244 |  |  | NotYetVerified |  | 3 | 21124.1 | 97.1 | 217.6 | 5.81 | 0.9963 | 5200 | 75.9
PNM7FCK6 | Forest Lighting USA | Forest lighting | FL-HB150W-90-50K-3DR | Indoor Luminaires | High-Bay | High-Bay Luminaires for Commercial and Industrial Buildings | Standard | TRUE | 16756.7 | 102 | 164.2 | 15.66 | 0.963 | 5144 | 74.8 | 5 | 50000 | 42244 |  |  | NotYetVerified |  | 3 | 16756.7 | 102 | 164.2 | 5.75 | 0.9964 | 5144 | 74.8
PEQNAZJB | Forest Lighting USA | Forest lighting | FL-HB150W-120-50K-3DR | Indoor Luminaires | High-Bay | High-Bay Luminaires for Commercial and Industrial Buildings | Standard | TRUE | 16819 | 102.5 | 164.1 | 15.6 | 0.963 | 5162 | 74.5 | 5 | 50000 | 42244 |  |  | NotYetVerified |  | 3 | 16819 | 102.5 | 164.1 | 5.73 | 0.9964 | 5162 | 74.5
P38JKHKS | Forest Lighting USA | Forest lighting | FL-HB150W-60-50K-3DR | Indoor Luminaires | High-Bay | High-Bay Luminaires for Commercial and Industrial Buildings | Standard | TRUE | 16360 | 99.8 | 164 | 15.32 | 0.9629 | 5169 | 75 | 5 | 50000 | 42244 |  |  | NotYetVerified |  | 3 | 16360 | 99.8 | 164 | 20 | 0.99 | 5000 | 75
P5ZPZFVE | Carolina Product Solutions LLC. | CPS LED Lighting | CPS LS HB 80W UL 27 | Indoor Luminaires | High-Bay | Low-Bay Luminaires for Commercial and Industrial Buildings | Standard | TRUE | 6548.4 | 81.33 | 80.52 | 10.93 | 0.9595 | 2747 | 84.3 | 5 | 50000 | 42244 |  |  | NotYetVerified |  | 3 | 6548 | 77.8 | 84.2 | 15 | 0.9 | 2700 | 84
P3JHB39V | Carolina Product Solutions LLC. | CPS LED Lighting | CPS LS HB 120W UL 40 | Indoor Luminaires | High-Bay | High-Bay Luminaires for Commercial and Industrial Buildings | Premium | TRUE | 16348.79 | 129.69 | 126.06 | 9.7 | 0.951 | 3972 | 84.5 | 5 | 50000 | 42244 |  |  | No | Updated on 10/19/16 | 4 | 16520.2 | 130.2 | 126.8 | 9.5 | 0.95 | 3972 | 84.5
P6ST74CE | Carolina Product Solutions LLC. | CPS LED Lighting | CPS LS HB 160W UL 40 | Indoor Luminaires | High-Bay | High-Bay Luminaires for Commercial and Industrial Buildings | Premium | TRUE | 21087.08 | 127.71 | 165.12 | 10.7 | 0.943 | 3975 | 84.5 | 5 | 50000 | 42244 |  |  | No | Updated on 10/19/16 | 4 | 21250.5 | 128.1 | 165.8 | 10.6 | 0.94 | 3975 | 84.5
PZX9ZS47 | Carolina Product Solutions LLC. | CPS LED Lighting | CPS LS HB 120W UL 27 | Indoor Luminaires | High-Bay | High-Bay Luminaires for Commercial and Industrial Buildings | Standard | TRUE | 10868 | 89.38 | 121.6 | 9.65 | 0.9422 | 2740 | 94.7 | 5 | 50000 | 42244 |  |  | NotYetVerified |  | 3 | 10860 | 89 | 122 | 15 | 0.9 | 2700 | 84
PQSBQW1B | Carolina Product Solutions LLC. | CPS LED Lighting | CPS LS HB 80W UL 40 | Indoor Luminaires | High-Bay | Low-Bay Luminaires for Commercial and Industrial Buildings | Premium | TRUE | 10540.56 | 127.59 | 82.61 | 11.7 | 0.942 | 3963 | 84.1 | 5 | 50000 | 42244 |  |  | No | Updated on 10/19/16 | 4 | 10672.1 | 128.8 | 82.8 | 11.6 | 0.94 | 3963 | 84.1
PVUNAGWS | Carolina Product Solutions LLC. | CPS LED Lighting | CPS LS HB 200W UL 40 | Indoor Luminaires | High-Bay | High-Bay Luminaires for Commercial and Industrial Buildings | Premium | TRUE | 26295.96 | 128.49 | 204.65 | 7.9 | 0.939 | 3873 | 83.6 | 5 | 50000 | 42244 |  |  | No | Updated on 10/19/16 | 4 | 26466.5 | 128.6 | 205.7 | 7.7 | 0.94 | 3873 | 83.6
PWGF54EK | Stanpro Lighting Systems Inc. | Stanpro | L1FB-LS4-W/50K | Indoor Luminaires | High-Bay | High-Bay Luminaires for Commercial and Industrial Buildings | Standard | TRUE | 32012 | 107.5 | 297.76 | 17.11 | 0.934 | 5008 | 83.83 | 5 | 50000 | 42244 |  |  | Yes |  | 3 | 33020 | 111.4 | 296.4 | 10.13 | 0.98 | 4978 | 83.91
PQ93SPTF | Hubbell Lighting | Sportsliter Solutions | SLAL-180-[U145]-CWR-5K-5S-ND-X | Indoor Luminaires | High-Bay | Specialty: Indoor Flood | Standard | TRUE | 44390 | 109.17 | 406.6 | 20.8 | 0.929 | 5053 | 76 | 5 | 100000 | 42244 |  |  | NotYetVerified |  | 3 | 41012 | 100.5196 | 408 | 20.8 | 0.929 | 5000 | 75
P5CZD7EF | Carolina Product Solutions LLC. | CPS LED Lighting | CPS LS HB 160W UL 27 | Indoor Luminaires | High-Bay | High-Bay Luminaires for Commercial and Industrial Buildings | Standard | TRUE | 13233 | 81.99 | 161.4 | 12.32 | 0.9237 | 2751 | 84.7 | 5 | 50000 | 42244 |  |  | NotYetVerified |  | 3 | 13230 | 81.7 | 162 | 15 | 0.9 | 2700 | 84
PFT765PB | Carolina Product Solutions LLC. | CPS LED Lighting | CPS LS HB 200W UL 27 | Indoor Luminaires | High-Bay | High-Bay Luminaires for Commercial and Industrial Buildings | Standard | TRUE | 17289 | 85 | 203.4 | 10.46 | 0.9191 | 2767 | 84.4 | 5 | 50000 | 42244 |  |  | NotYetVerified |  | 3 | 17280 | 84.3 | 205 | 15 | 0.9 | 2700 | 83
P27H6BH5 | Stanpro Lighting Systems Inc. | Stanpro | L1FB-LS4-W/40K | Indoor Luminaires | High-Bay | High-Bay Luminaires for Commercial and Industrial Buildings | Standard | FALSE | [9 empty] | 42244 |  |  | Yes |  | 3 | 33237 | 112.1 | 296.4 | 10.25 | 0.98 | 3989 | 82.15
PW1RUFDS | Forest Lighting USA | Forest lighting | FL-HB200W-120-50K-4DR-DIMM | Indoor Luminaires | High-Bay | High-Bay Luminaires for Commercial and Industrial Buildings | Standard | FALSE | [9 empty] | 42244 |  |  | NotYetVerified |  | 3 | 21295 | 97.8 | 217 | 20 | 0.99 | 5000 | 75
PRP3BFWU | Forest Lighting USA | Forest lighting | FL-HB200W-60-50K-4DR-DIMM | Indoor Luminaires | High-Bay | High-Bay Luminaires for Commercial and Industrial Buildings | Standard | FALSE | [9 empty] | 42244 |  |  | NotYetVerified |  | 3 | 21124 | 97.1 | 217 | 20 | 0.99 | 5000 | 75
P17GT9DA | Forest Lighting USA | Forest lighting | FL-HB200W-90-50K-4DR-DIMM | Indoor Luminaires | High-Bay | High-Bay Luminaires for Commercial and Industrial Buildings | Standard | FALSE | [9 empty] | 42244 |  |  | NotYetVerified |  | 3 | 21124 | 97.1 | 217 | 20 | 0.99 | 5000 | 75
PK66Y7Z6 | Forest Lighting USA | Forest lighting | FL-HB150W-120-50K-3DR-DIMM | Indoor Luminaires | High-Bay | High-Bay Luminaires for Commercial and Industrial Buildings | Standard | FALSE | [9 empty] | 42244 |  |  | NotYetVerified |  | 3 | 16819 | 102.5 | 164 | 20 | 0.99 | 5000 | 75
PA6ANWHU | Forest Lighting USA | Forest lighting | FL-HB150W-90-50K-3DR-DIMM | Indoor Luminaires | High-Bay | High-Bay Luminaires for Commercial and Industrial Buildings | Standard | FALSE | [9 empty] | 42244 |  |  | NotYetVerified |  | 3 | 16756 | 102 | 164 | 20 | 0.99 | 5000 | 75
PHBX8AGY | Forest Lighting USA | Forest lighting | FL-HB150W-60-50K-3DR-DIMM | Indoor Luminaires | High-Bay | High-Bay Luminaires for Commercial and Industrial Buildings | Standard | FALSE | [9 empty] | 42244 |  |  | NotYetVerified |  | 3 | 16360 | 99.8 | 164 | 20 | 0.99 | 5000 | 75
PR8H1HR6 | Stanpro Lighting Systems Inc. | Stanpro | L1FB-LS6-W/50K | Indoor Luminaires | High-Bay | High-Bay Luminaires for Commercial and Industrial Buildings | Standard | FALSE | [9 empty] | 42244 |  |  | Yes |  | 3 | 52023 | 115.1 | 452.08 | 6.07 | 0.9961 | 5006 | 83.92
PTSMPXP2 | Stanpro Lighting Systems Inc. | Stanpro | L1FB-LS4-H/50K | Indoor Luminaires | High-Bay | High-Bay Luminaires for Commercial and Industrial Buildings | Standard | FALSE | [9 empty] | 42244 |  |  | Yes |  | 3 | 33020 | 107.7 | 306.6 | 20.15 | 0.98 | 4978 | 83.91
P98QJV1J | Stanpro Lighting Systems Inc. | Stanpro | L1FB-LS5-H/50K | Indoor Luminaires | High-Bay | High-Bay Luminaires for Commercial and Industrial Buildings | Standard | FALSE | [9 empty] | 42244 |  |  | Yes |  | 3 | 41350 | 114.7 | 360.5 | 19.02 | 0.98 | 4978 | 83.91
PADHDU7V | Stanpro Lighting Systems Inc. | Stanpro | L1FB-LS6-H/50K | Indoor Luminaires | High-Bay | High-Bay Luminaires for Commercial and Industrial Buildings | Standard | FALSE | [9 empty] | 42244 |  |  | Yes |  | 3 | 47037 | 100.21 | 469.37 | 14.61 | 0.98 | 4978 | 83.91
P2K19VW1 | Stanpro Lighting Systems Inc. | Stanpro | L1FB-LS5-W/50K | Indoor Luminaires | High-Bay | High-Bay Luminaires for Commercial and Industrial Buildings | Standard | FALSE | [9 empty] | 42244 |  |  | Yes |  | 3 | 41350 | 121.8 | 339.39 | 10.62 | 0.9882 | 4978 | 83.91
PHSGEU55 | Stanpro Lighting Systems Inc. | Stanpro | L1FB-LS5-H/40K | Indoor Luminaires | High-Bay | High-Bay Luminaires for Commercial and Industrial Buildings | Standard | FALSE | [9 empty] | 42244 |  |  | Yes |  | 3 | 41622 | 118.6 | 350.9 | 19.14 | 0.985 | 4001 | 83.64
PYYMABU4 | Stanpro Lighting Systems Inc. | Stanpro | L1FB-LS4-H/40K | Indoor Luminaires | High-Bay | High-Bay Luminaires for Commercial and Industrial Buildings | Standard | FALSE | [9 empty] | 42244 |  |  | Yes |  | 3 | 33237 | 108.2 | 307.16 | 20.27 | 0.982 | 3989 | 82.15
PU1HXD64 | Stanpro Lighting Systems Inc. | Stanpro | L1FB-LS5-W/40K | Indoor Luminaires | High-Bay | High-Bay Luminaires for Commercial and Industrial Buildings | Standard | FALSE | [9 empty] | 42244 |  |  | Yes |  | 3 | 41622 | 122.63 | 339.39 | 10.62 | 0.98 | 3989 | 82.15
PR6SQ4DC | Stanpro Lighting Systems Inc. | Stanpro | L1FB-LS6-W/40K | Indoor Luminaires | High-Bay | High-Bay Luminaires for Commercial and Industrial Buildings | Standard | FALSE | [9 empty] | 42244 |  |  | Yes |  | 3 | 46685 | 103.27 | 452.08 | 6.07 | 0.98 | 3989 | 82.15
PRC9MQZ2 | Hubbell Lighting | Sportsliter Solutions | SLAL-180-[U145]-CWR-5K-6-ND-X | Indoor Luminaires | High-Bay | Specialty: Indoor Flood | Standard | FALSE | [9 empty] | 42244 |  |  | NotYetVerified |  | 3 | 46276 | 113.4216 | 408 | 20.8 | 0.929 | 5000 | 75
P8PWKXBG | Hubbell Lighting | Sportsliter Solutions | SLAL-180-[U145]-CWR-5K-2-ND-X | Indoor Luminaires | High-Bay | Specialty: Indoor Flood | Standard | FALSE | [9 empty] | 42244 |  |  | NotYetVerified |  | 3 | 45666 | 111.9265 | 408 | 20.8 | 0.929 | 5000 | 75
P99S1BC8 | Hubbell Lighting | Sportsliter Solutions | SLAL-180-[U145]-CWR-5K-4-ND-X | Indoor Luminaires | High-Bay | Specialty: Indoor Flood | Standard | FALSE | [9 empty] | 42244 |  |  | NotYetVerified |  | 3 | 45510 | 111.5441 | 408 | 20.8 | 0.929 | 5000 | 75
P7YTJYG1 | Hubbell Lighting | Sportsliter Solutions | SLAL-180-[U145]-CWR-5K-5X3-ND-X | Indoor Luminaires | High-Bay | Specialty: Indoor Flood | Standard | FALSE | [9 empty] | 42244 |  |  | NotYetVerified |  | 3 | 42751 | 104.7819 | 408 | 20.8 | 0.929 | 5000 | 75
PY15XDFT | Hubbell Lighting | Sportsliter Solutions | SLAL-180-[U145]-CWR-5K-6-CD-X | Indoor Luminaires | High-Bay | Specialty: Indoor Flood | Standard | FALSE | [9 empty] | 42244 |  |  | NotYetVerified |  | 3 | 46276 | 113.4216 | 408 | 20.8 | 0.929 | 5000 | 75
PSAEPWNJ | Hubbell Lighting | Sportsliter Solutions | SLAL-180-[U145]-CWR-5K-2-CD-X | Indoor Luminaires | High-Bay | Specialty: Indoor Flood | Standard | FALSE | [9 empty] | 42244 |  |  | NotYetVerified |  | 3 | 45666 | 111.9265 | 408 | 20.8 | 0.929 | 5000 | 75
PKZ7PP4Q | Hubbell Lighting | Sportsliter Solutions | SLAL-180-[U145]-CWR-5K-4-CD-X | Indoor Luminaires | High-Bay | Specialty: Indoor Flood | Standard | FALSE | [9 empty] | 42244 |  |  | NotYetVerified |  | 3 | 45510 | 111.5441 | 408 | 20.8 | 0.929 | 5000 | 75
PK8RP5G8 | Hubbell Lighting | Sportsliter Solutions | SLAL-180-[U145]-CWR-5K-5X3-CD-X | Indoor Luminaires | High-Bay | Specialty: Indoor Flood | Standard | FALSE | [9 empty] | 42244 |  |  | NotYetVerified |  | 3 | 42751 | 104.7819 | 408 | 20.8 | 0.929 | 5000 | 75
PQ33JUAB | Hubbell Lighting | Sportsliter Solutions | SLAL-180-[U145]-CWR-5K-5S-CD-X | Indoor Luminaires | High-Bay | Specialty: Indoor Flood | Standard | FALSE | [9 empty] | 42244 |  |  | NotYetVerified |  | 3 | 41012 | 100.5196 | 408 | 20.8 | 0.929 | 5000 | 75
PU5XMNS8 | Carolina Product Solutions LLC. | CPS LED Lighting | CPS LS HB 160W UL 57 | Indoor Luminaires | High-Bay | High-Bay Luminaires for Commercial and Industrial Buildings | Premium | FALSE | [9 empty] | 42244 | Dimmable | Continuous Below 10 | No | Updated on 10/19/16 | 3 | 21995.5 | 132.5 | 165.9 | 10.7 | 0.94 | 5776 | 86.9
P5F1U14X | Carolina Product Solutions LLC. | CPS LED Lighting | CPS LS HB 80W UL 57 | Indoor Luminaires | High-Bay | Low-Bay Luminaires for Commercial and Industrial Buildings | Premium | FALSE | [9 empty] | 42244 | Dimmable | Continuous Below 10 | No | Updated on 10/19/16 | 3 | 10859.5 | 131.7 | 82.4 | 11.7 | 0.94 | 5728 | 86.9
P3CCJ5J1 | Carolina Product Solutions LLC. | CPS LED Lighting | CPS LS HB 120W UL 57 | Indoor Luminaires | High-Bay | High-Bay Luminaires for Commercial and Industrial Buildings | Premium | FALSE | [9 empty] | 42244 | Dimmable | Continuous Below 10 | No | Updated on 10/19/16 | 3 | 16808.5 | 133.5 | 125.9 | 9.7 | 0.95 | 5724 | 87
PPD3NC5K | Carolina Product Solutions LLC. | CPS LED Lighting | CPS LS HB 160W UL 50 | Indoor Luminaires | High-Bay | High-Bay Luminaires for Commercial and Industrial Buildings | Premium | FALSE | [9 empty] | 42244 | Dimmable | Continuous Below 10 | No | Updated on 10/19/16 | 3 | 21250.5 | 128.1 | 165.8 | 10.6 | 0.94 | 5000 | 84.5
PUJ66D2B | Carolina Product Solutions LLC. | CPS LED Lighting | CPS LS HB 120W UL 50 | Indoor Luminaires | High-Bay | High-Bay Luminaires for Commercial and Industrial Buildings | Premium | FALSE | [9 empty] | 42244 | Dimmable | Continuous Below 10 | No | Updated on 10/19/16 | 3 | 16520.2 | 130.2 | 126.8 | 9.5 | 0.95 | 5000 | 84.5
PKEE4JSN | Carolina Product Solutions LLC. | CPS LED Lighting | CPS LS HB 80W UL 50 | Indoor Luminaires | High-Bay | Low-Bay Luminaires for Commercial and Industrial Buildings | Premium | FALSE | [9 empty] | 42244 | Dimmable | Continuous Below 10 | No | Updated on 10/19/16 | 3 | 10672.1 | 128.8 | 82.8 | 11.6 | 0.94 | 5000 | 84.1
P9625J68 | Carolina Product Solutions LLC. | CPS LED Lighting | CPS LS HB 200W UL 50 | Indoor Luminaires | High-Bay | High-Bay Luminaires for Commercial and Industrial Buildings | Premium | FALSE | [9 empty] | 42244 | Dimmable | Continuous Below 10 | No | Updated on 10/19/16 | 3 | 26466.5 | 128.6 | 205.7 | 7.7 | 0.94 | 5000 | 83.6
PTG7D5EB | Carolina Product Solutions LLC. | CPS LED Lighting | CPS LS HB 160W UL 30 | Indoor Luminaires | High-Bay | High-Bay Luminaires for Commercial and Industrial Buildings | Standard | FALSE | [9 empty] | 42244 | Not Dimmable | Not Dimmable | NotYetVerified |  | 3 | 13550 | 83.6 | 162 | 15 | 0.9 | 3000 | 84
PDX77FWH | Carolina Product Solutions LLC. | CPS LED Lighting | CPS LS HB 120W UL 30 | Indoor Luminaires | High-Bay | High-Bay Luminaires for Commercial and Industrial Buildings | Standard | FALSE | [9 empty] | 42244 | Not Dimmable | Not Dimmable | NotYetVerified |  | 3 | 11150 | 91.4 | 122 | 15 | 0.9 | 3000 | 84
P683X9Y7 | Carolina Product Solutions LLC. | CPS LED Lighting | CPS LS HB 80W UL 30 | Indoor Luminaires | High-Bay | Low-Bay Luminaires for Commercial and Industrial Buildings | Standard | FALSE | [9 empty] | 42244 | Not Dimmable | Not Dimmable | NotYetVerified |  | 3 | 6750 | 81.2 | 84.2 | 15 | 0.9 | 3000 | 84
PB93HW96 | Carolina Product Solutions LLC. | CPS LED Lighting | CPS LS HB 200W UL 30 | Indoor Luminaires | High-Bay | High-Bay Luminaires for Commercial and Industrial Buildings | Standard | FALSE | [9 empty] | 42244 | Not Dimmable | Not Dimmable | NotYetVerified |  | 3 | 17700 | 86.3 | 205 | 15 | 0.9 | 3000 | 83
PKE9TM9T | Eaton's Crouse-Hinds Business | Champ | [FMV/PFM]11LCY/[UNV1/UNV34] 76 [ /M20/M25] S891 | Indoor Luminaires | High-Bay | Specialty: Indoor Flood | Standard | TRUE | 8971 | 90.03 | 99.65 | 14.1 | 0.939 | 5253 | 72.6 | 5 | 60000 | 42243 |  |  | No |  | 3 | 8971 | 91.5 | 98.09 | 7.33 | 0.996 | 5000 | 70
PY3EYXZC | Eaton's Crouse-Hinds Business | Champ | [FMV/PFM]5LCY/[UNV1/UNV34] 76 [ /M20/M25] | Indoor Luminaires | High-Bay | Specialty: Indoor Flood | Standard | TRUE | 5147 | 110.93 | 46.4 | 14.1 | 0.939 | 5015 | 72.9 | 5 | 60000 | 42243 |  |  | No |  | 3 | 5147 | 113 | 45.39 | 7.92 | 0.995 | 5000 | 70
P2WHFH5F | ABOVE ALL LIGHTING INC. | ABBlighting | LHB150501-82 | Indoor Luminaires | High-Bay | High-Bay Luminaires for Commercial and Industrial Buildings | Premium | TRUE | 17217 | 120.2 | 143.22 | 11.47 | 0.908 | 5142 | 82 | 5 | 50000 | 42243 | Dimmable | Continuous Below 10 | No |  | 3 | 17217 | 120.2 | 143.22 | 11.47 | 0.908 | 5142 | 82
P6D8T9YJ | ABOVE ALL LIGHTING INC. | ABBlighting | LHB200501-82 | Indoor Luminaires | High-Bay | High-Bay Luminaires for Commercial and Industrial Buildings | Standard | TRUE | 24972 | 122.6 | 203.63 | 12.39 | 0.898 | 5117 | 81.9 | 5 | 50000 | 42243 |  |  | NotYetVerified |  | 3 | 24972 | 122.6 | 203.63 | 12.39 | 0.898 | 5117 | 81.9
PF8B8XAF | ABOVE ALL LIGHTING INC. | ABBlighting | LHB120501-82 | Indoor Luminaires | High-Bay | High-Bay Luminaires for Commercial and Industrial Buildings | Standard | TRUE | 14063 | 118.1 | 119.1 | 10.45 | 0.882 | 5125 | 82 | 5 | 50000 | 42243 |  |  | NotYetVerified |  | 3 | 14063 | 118.1 | 119.1 | 10.45 | 0.882 | 5125 | 82
PUYMFXN9 | Shanghai Sheenly Lighting Co. Ltd. | SHEENLY | SL-BAY-160W-DW-AN (120Â° beam angle) | Indoor Luminaires | High-Bay | High-Bay Luminaires for Commercial and Industrial Buildings | Standard | FALSE | [9 empty] | 42243 |  |  | NotYetVerified |  | 3 | 15000 | 94 | 160 | 20 | 0.99 | 5000 | 79
P1FTAG5A | Eaton's Crouse-Hinds Business | Champ | [FMV/PFM]9LCY/[UNV1/UNV34] 76 [ /M20/M25] S903 | Indoor Luminaires | High-Bay | Specialty: Indoor Flood | Standard | FALSE | [9 empty] | 42243 |  |  | No |  | 3 | 8546 | 109 | 78.71 | 8.78 | 0.995 | 5000 | 70
PUYU8WJ6 | Eaton's Crouse-Hinds Business | Champ | [FMV/PFM]9LCY/[UNV1/UNV34] 76 [ /M20/M25] S891 | Indoor Luminaires | High-Bay | Specialty: Indoor Flood | Standard | FALSE | [9 empty] | 42243 |  |  | No |  | 3 | 7681 | 97.6 | 78.71 | 8.78 | 0.995 | 5000 | 70
P7SGU9YM | Eaton's Crouse-Hinds Business | Champ | [FMV/PFM]9LCY/[UNV1/UNV34] 76 [ /M20/M25] | Indoor Luminaires | High-Bay | Specialty: Indoor Flood | Standard | FALSE | [9 empty] | 42243 |  |  | No |  | 3 | 9020 | 115 | 78.71 | 8.77 | 0.995 | 5000 | 70
PZYPCMET | Eaton's Crouse-Hinds Business | Champ | [FMV/PFM]11LCY/[UNV1/UNV34] 76 [ /M20/M25] S903 | Indoor Luminaires | High-Bay | Specialty: Indoor Flood | Standard | FALSE | [9 empty] | 42243 |  |  | No |  | 3 | 10260 | 104.3 | 98.09 | 7.33 | 0.996 | 5000 | 70
PA5VF2U3 | Eaton's Crouse-Hinds Business | Champ | [FMV/PFM]11LCY/[UNV1/UNV34] 76 [ /M20/M25] | Indoor Luminaires | High-Bay | Specialty: Indoor Flood | Standard | FALSE | [9 empty] | 42243 |  |  | No |  | 3 | 10830 | 110 | 98.56 | 7.31 | 0.996 | 5000 | 70
PWJ1V1WJ | Eaton's Crouse-Hinds Business | Champ | [FMV/PFM]13LCY/[UNV1/UNV34] 76 [ /M20/M25] S903 | Indoor Luminaires | High-Bay | Specialty: Indoor Flood | Standard | FALSE | [9 empty] | 42243 |  |  | No |  | 3 | 12183 | 109 | 112 | 6.36 | 0.998 | 5000 | 70
P3RFDCYH | Eaton's Crouse-Hinds Business | Champ | [FMV/PFM]13LCY/[UNV1/UNV34] 76 [ /M20/M25] S891 | Indoor Luminaires | High-Bay | Specialty: Indoor Flood | Standard | FALSE | [9 empty] | 42243 |  |  | No |  | 3 | 11150 | 99.6 | 112 | 6.36 | 0.998 | 5000 | 70
PTVQKKPB | Eaton's Crouse-Hinds Business | Champ | [FMV/PFM]13LCY/[UNV1/UNV34] 76 [ /M20/M25] | Indoor Luminaires | High-Bay | Specialty: Indoor Flood | Standard | FALSE | [9 empty] | 42243 |  |  | No |  | 3 | 12860 | 115 | 111.7 | 6.35 | 0.997 | 5000 | 70
PFDSKVP8 | Eaton's Crouse-Hinds Business | Champ | [FMV/PFM]7LCY/[UNV1/UNV34] 76 [ /M20/M25] | Indoor Luminaires | High-Bay | Specialty: Indoor Flood | Standard | FALSE | [9 empty] | 42243 |  |  | No |  | 3 | 7064 | 114 | 61.84 | 5.83 | 0.997 | 5000 | 70
PT89GM7Y | Eaton's Crouse-Hinds Business | Champ | [FMV/PFM]7LCY/[UNV1/UNV34] 76 [ /M20/M25] S903 | Indoor Luminaires | High-Bay | Specialty: Indoor Flood | Standard | FALSE | [9 empty] | 42243 |  |  | No |  | 3 | 6692 | 108 | 61.79 | 5.83 | 0.997 | 5000 | 70
PCYPT3BQ | Eaton's Crouse-Hinds Business | Champ | [FMV/PFM]7LCY/[UNV1/UNV34] 76 [ /M20/M25] S891 | Indoor Luminaires | High-Bay | Specialty: Indoor Flood | Standard | FALSE | [9 empty] | 42243 |  |  | No |  | 3 | 5841 | 94.5 | 61.79 | 5.83 | 0.997 | 5000 | 70
PRQ2MKJF | Eaton's Crouse-Hinds Business | Champ | [FMV/PFM]9LCY/[UNV1/UNV34] D 76 [ /M20/M25] S903 | Indoor Luminaires | High-Bay | Specialty: Indoor Flood | Standard | FALSE | [9 empty] | 42243 |  |  | No |  | 3 | 8546 | 109 | 78.71 | 8.78 | 0.995 | 5000 | 70
PC7UKBCE | Eaton's Crouse-Hinds Business | Champ | [FMV/PFM]9LCY/[UNV1/UNV34] D 76 [ /M20/M25] S891 | Indoor Luminaires | High-Bay | Specialty: Indoor Flood | Standard | FALSE | [9 empty] | 42243 |  |  | No |  | 3 | 7681 | 97.6 | 78.71 | 8.78 | 0.995 | 5000 | 70
P66RDKY9 | Eaton's Crouse-Hinds Business | Champ | [FMV/PFM]9LCY/[UNV1/UNV34] D 76 [ /M20/M25] | Indoor Luminaires | High-Bay | Specialty: Indoor Flood | Standard | FALSE | [9 empty] | 42243 |  |  | No |  | 3 | 9020 | 115 | 78.71 | 8.77 | 0.995 | 5000 | 70
PZ248HYX | Eaton's Crouse-Hinds Business | Champ | [FMV/PFM]5LCY/[UNV1/UNV34] D 76 [ /M20/M25] | Indoor Luminaires | High-Bay | Specialty: Indoor Flood | Standard | FALSE | [9 empty] | 42243 |  |  | No |  | 3 | 5147 | 113 | 45.39 | 7.92 | 0.995 | 5000 | 70
P228GXWS | Eaton's Crouse-Hinds Business | Champ | [FMV/PFM]11LCY/[UNV1/UNV34] D 76 [ /M20/M25] S903 | Indoor Luminaires | High-Bay | Specialty: Indoor Flood | Standard | FALSE | [9 empty] | 42243 |  |  | No |  | 3 | 10260 | 104.3 | 98.09 | 7.33 | 0.996 | 5000 | 70
P9BJF6H6 | Eaton's Crouse-Hinds Business | Champ | [FMV/PFM]11LCY/[UNV1/UNV34] D 76 [ /M20/M25] S891 | Indoor Luminaires | High-Bay | Specialty: Indoor Flood | Standard | FALSE | [9 empty] | 42243 |  |  | No |  | 3 | 8971 | 91.5 | 98.09 | 7.33 | 0.996 | 5000 | 70
P3431368 | Eaton's Crouse-Hinds Business | Champ | [FMV/PFM]11LCY/[UNV1/UNV34] D 76 [ /M20/M25] | Indoor Luminaires | High-Bay | Specialty: Indoor Flood | Standard | FALSE | [9 empty] | 42243 |  |  | No |  | 3 | 10830 | 110 | 98.56 | 7.31 | 0.996 | 5000 | 70
PCW51NBC | Eaton's Crouse-Hinds Business | Champ | [FMV/PFM]13LCY/[UNV1/UNV34] D 76 [ /M20/M25] S903 | Indoor Luminaires | High-Bay | Specialty: Indoor Flood | Standard | FALSE | [9 empty] | 42243 |  |  | No |  | 3 | 12183 | 109 | 112 | 6.36 | 0.998 | 5000 | 70
PUTKGY78 | Eaton's Crouse-Hinds Business | Champ | [FMV/PFM]13LCY/[UNV1/UNV34] D 76 [ /M20/M25] S891 | Indoor Luminaires | High-Bay | Specialty: Indoor Flood | Standard | FALSE | [9 empty] | 42243 |  |  | No |  | 3 | 11150 | 99.6 | 112 | 6.36 | 0.998 | 5000 | 70
P5JDF5JY | Eaton's Crouse-Hinds Business | Champ | [FMV/PFM]13LCY/[UNV1/UNV34] D 76 [ /M20/M25] | Indoor Luminaires | High-Bay | Specialty: Indoor Flood | Standard | FALSE | [9 empty] | 42243 |  |  | No |  | 3 | 12860 | 115 | 111.7 | 6.35 | 0.997 | 5000 | 70
P49C9AAA | Eaton's Crouse-Hinds Business | Champ | [FMV/PFM]7LCY/[UNV1/UNV34] D 76 [ /M20/M25] | Indoor Luminaires | High-Bay | Specialty: Indoor Flood | Standard | FALSE | [9 empty] | 42243 |  |  | No |  | 3 | 7064 | 114 | 61.84 | 5.83 | 0.997 | 5000 | 70
PP9JXT8C | Eaton's Crouse-Hinds Business | Champ | [FMV/PFM]7LCY/[UNV1/UNV34] D 76 [ /M20/M25] S903 | Indoor Luminaires | High-Bay | Specialty: Indoor Flood | Standard | FALSE | [9 empty] | 42243 |  |  | No |  | 3 | 6692 | 108 | 61.79 | 5.83 | 0.997 | 5000 | 70
PU1NC36A | Eaton's Crouse-Hinds Business | Champ | [FMV/PFM]7LCY/[UNV1/UNV34] D 76 [ /M20/M25] S891 | Indoor Luminaires | High-Bay | Specialty: Indoor Flood | Standard | FALSE | [9 empty] | 42243 |  |  | No |  | 3 | 5841 | 94.5 | 61.79 | 5.83 | 0.997 | 5000 | 70
PJ6AVK7U | Barron Lighting Group | Tracelite | TLED528A-300-VS-5K | Indoor Luminaires | High-Bay | High-Bay Luminaires for Commercial and Industrial Buildings | Standard | TRUE | 30789.94 | 95.02 | 324.05 | 6.6 | 0.962 | 5268 | 84.7 | 5 | 36000 | 42242 |  |  | NotYetVerified |  | 3 | 30000 | 100 | 300 | 6.6 | 0.9 | 5000 | 80
PVA7XMQB | Maxlink Co. LTD | Maxlink | MX-HB300W27-50K | Indoor Luminaires | High-Bay | High-Bay Luminaires for Commercial and Industrial Buildings | Standard | TRUE | 27185.7 | 90.586 | 300.11 | 8.57 | 0.9608 | 4989 | 75.4 | 5 | 50000 | 42242 |  |  | NotYetVerified |  | 3 | 27193 |  | 300 |  | 0.95 | 5000 | 75
PKTVXZ88 | SHENZHEN LUX OPTOELECTRONICE CO.LTD | LUX | L2802-150W-348V(3000K) | Indoor Retrofit Kit | High-Bay | Retrofit Kits for High-Bay Luminaires for Commercial and Industrial Buildings | Standard | TRUE | 11850 | 79 | 150.9 | 13.72 | 0.9579 | 3042 | 74.6 | 5 | 50000 | 42242 |  |  | No |  | 3 | 11936 | 79.1 | 150.9 | 13.72 | 0.9579 | 3000 | 74.6
PJAPMJF1 | MHT Lighting | MHT Lighting | MHTL-HLB-CC-150E-4K-U-[Mounting]-DB | Indoor Luminaires | High-Bay | High-Bay Luminaires for Commercial and Industrial Buildings | Standard | TRUE | 12127 | 81.4 | 149.08 | 12.41 | 0.951 | 4155 | 73.8 | 5 | 100000 | 42242 |  |  | NotYetVerified |  | 3
PCXVKTFK | MHT Lighting | MHT Lighting | MHTL-HLB-CC-95E-4K-U-[Mounting]-DB | Indoor Luminaires | High-Bay | Low-Bay Luminaires for Commercial and Industrial Buildings | Standard | TRUE | 8670 | 96.9 | 89.5 | 13.04 | 0.948 | 4068 | 73.4 | 5 | 100000 | 42242 |  |  | NotYetVerified |  | 3
P6QYUHG8 | MHT Lighting | MHT Lighting | MHTL-HLB-CC-115E-4K-U-[Mounting]-DB | Indoor Luminaires | High-Bay | High-Bay Luminaires for Commercial and Industrial Buildings | Standard | TRUE | 10210 | 93.6 | 109.11 | 14.42 | 0.941 | 4071 | 73.4 | 5 | 100000 | 42242 |  |  | NotYetVerified |  | 3
PM8R19PE | Maxlink Co. LTD | Maxlink | MX-HB-100W-50K | Indoor Luminaires | High-Bay | High-Bay Luminaires for Commercial and Industrial Buildings | Standard | TRUE | 9767.571 | 99.143 | 98.52 | 15.82 | 0.9379 | 5122 | 75.8 | 5 | 50000 | 42242 |  |  | NotYetVerified |  | 3 | 9786 |  | 100 |  | 0.95 | 5000 | 75
PNXW3HW5 | Maxlink Co. LTD | Maxlink | MX-HB-200W-40K | Indoor Luminaires | High-Bay | High-Bay Luminaires for Commercial and Industrial Buildings | Standard | TRUE | 15355 | 77.977 | 196.919 | 10.85 | 0.931 | 4130 | 83 | 5 | 50000 | 42242 |  |  | NotYetVerified |  | 3 | 19357 |  | 200 |  | 0.95 | 4000 | 75
PJB6JBEJ | Maxlink Co. LTD | Maxlink | MX-HB-150W-50K | Indoor Luminaires | High-Bay | High-Bay Luminaires for Commercial and Industrial Buildings | Standard | TRUE | 14215.282 | 94.567 | 150.32 | 8.85 | 0.928 | 4837 | 73.9 | 5 | 50000 | 42242 |  |  | NotYetVerified |  | 3 | 14413 |  | 150 |  | 0.95 | 5000 | 75
PMBY97E9 | Maxlink Co. LTD | Maxlink | MX-HB460W27-50K | Indoor Luminaires | High-Bay | High-Bay Luminaires for Commercial and Industrial Buildings | Standard | TRUE | 38605.89 | 84.279 | 458.07 | 17.64 | 0.916 | 4802 | 75.6 | 5 | 50000 | 42242 |  |  | NotYetVerified |  | 3 | 38755 |  | 460 |  | 0.95 | 5000 | 75
PVN3Q1AY | S LITE CO. LTD. | S LITE | DL392ALMINV(3000K) | Indoor Luminaires | High-Bay | Low-Bay Luminaires for Commercial and Industrial Buildings | Standard | TRUE | 7494.3 | 85.95 | 87.19 | 11.67 | 0.9019 | 3194 | 75.3 | 5 | 50000 | 42242 |  |  | NotYetVerified |  | 3 | 7494.3 | 86.93 | 86.21 | 11.67 | 0.9019 | 3000 | 75.3
P3EV5QRCT | LED Wisconsin | LED Wisconsin | LED high bay 200W | Indoor Luminaires | High-Bay | High-Bay Luminaires for Commercial and Industrial Buildings | Standard | TRUE | 21867.07 | 110 | 199.58 | 22.01 | 0.881 | 5648 | 71 | 5 | 50000 | 42242 |  |  | NotYetVerified |  | 3 | 21800 | 109 | 200 | 20 | 0.95 | 5700 | 71
PWE52WEZ | Maxlink Co. LTD | Maxlink | MX-HB-60W | Indoor Luminaires | High-Bay | Low-Bay Luminaires for Commercial and Industrial Buildings | Standard | TRUE | 5304.266 | 82.198 | 64.53 | 24.87 | 0.8702 | 5296 | 84.8 | 5 | 50000 | 42242 |  |  | NotYetVerified |  | 3 | 5304.266 | 82.198 | 64.53 | 24.87 | 0.8702 | 5296 | 84.8
P37V3TDG | SHENZHEN LUX OPTOELECTRONICE CO.LTD | LUX | L2802-150W-348V(5000K) | Indoor Retrofit Kit | High-Bay | Retrofit Kits for High-Bay Luminaires for Commercial and Industrial Buildings | Standard | FALSE | [9 empty] | 42242 |  |  | No |  | 3 | 15925 | 103.95 | 153.2 | 13.39 | 0.9504 | 5000 | 72.2
PA61YF6H | SHENZHEN LUX OPTOELECTRONICE CO.LTD | LUX | L2802-150W-348V(4500K) | Indoor Retrofit Kit | High-Bay | Retrofit Kits for High-Bay Luminaires for Commercial and Industrial Buildings | Standard | FALSE | [9 empty] | 42242 |  |  | No |  | 3 | 11936 | 79.1 | 150.9 | 13.72 | 0.9579 | 4500 | 74.6
PJKYBTPK | SHENZHEN LUX OPTOELECTRONICE CO.LTD | LUX | L2802-150W-348V(4000K) | Indoor Retrofit Kit | High-Bay | Retrofit Kits for High-Bay Luminaires for Commercial and Industrial Buildings | Standard | FALSE | [9 empty] | 42242 |  |  | No |  | 3 | 11936 | 79.1 | 150.9 | 13.72 | 0.9579 | 4000 | 74.6
PM3CUHBF | SHENZHEN LUX OPTOELECTRONICE CO.LTD | LUX | L2802-150W-348V(3500K) | Indoor Retrofit Kit | High-Bay | Retrofit Kits for High-Bay Luminaires for Commercial and Industrial Buildings | Standard | FALSE | [9 empty] | 42242 |  |  | No |  | 3 | 11936 | 79.1 | 150.9 | 13.72 | 0.9579 | 3500 | 74.6
PZ48XPN8 | S LITE CO. LTD. | S LITE | DL392ALMINV(5700K) | Indoor Luminaires | High-Bay | Low-Bay Luminaires for Commercial and Industrial Buildings | Standard | FALSE | [9 empty] | 42242 | Dimmable | Continuous Below 10 | NotYetVerified |  | 3 | 8092 | 92.79 | 87.21 | 11.49 | 0.9041 | 5700 | 77.7
P84AFY6A | S LITE CO. LTD. | S LITE | DL392ALMINV(5000K) | Indoor Luminaires | High-Bay | Low-Bay Luminaires for Commercial and Industrial Buildings | Standard | FALSE | [9 empty] | 42242 | Dimmable | Continuous Below 10 | NotYetVerified |  | 3 | 7874 | 90.25 | 87.24 | 11.62 | 0.9082 | 5000 | 74.2
PJQ6MDSE | S LITE CO. LTD. | S LITE | DL392ALMINV(4500K) | Indoor Luminaires | High-Bay | Low-Bay Luminaires for Commercial and Industrial Buildings | Standard | FALSE | [9 empty] | 42242 | Dimmable | Continuous Below 10 | NotYetVerified |  | 3 | 7494.3 | 86.93 | 86.21 | 11.67 | 0.9019 | 4500 | 75.3
P2NZY8KE | S LITE CO. LTD. | S LITE | DL392ALMINV(4000K) | Indoor Luminaires | High-Bay | Low-Bay Luminaires for Commercial and Industrial Buildings | Standard | FALSE | [9 empty] | 42242 | Dimmable | Continuous Below 10 | NotYetVerified |  | 3 | 7494.3 | 86.93 | 86.21 | 11.67 | 0.9019 | 4000 | 75.3
PK53ZJEW | S LITE CO. LTD. | S LITE | DL392ALMINV(3500K) | Indoor Luminaires | High-Bay | Low-Bay Luminaires for Commercial and Industrial Buildings | Standard | FALSE | [9 empty] | 42242 | Dimmable | Continuous Below 10 | NotYetVerified |  | 3 | 7494.3 | 86.93 | 86.21 | 11.67 | 0.9019 | 3500 | 75.3
PVRJ7UF3 | BRIGHT AVENUE INTERNATIONAL LIMITED | BRIGHT AVENUE | DG-HB-200W-60-DIM | Indoor Luminaires | High-Bay | High-Bay Luminaires for Commercial and Industrial Buildings | Standard | FALSE | [9 empty] | 42240 |  |  | NotYetVerified |  | 3 | 20922 | 96.1 | 217 | 20 | 0.99 | 5000 | 75
P7T88QBB | BRIGHT AVENUE INTERNATIONAL LIMITED | BRIGHT AVENUE | DG-HB-150W-60-DIM | Indoor Luminaires | High-Bay | High-Bay Luminaires for Commercial and Industrial Buildings | Standard | FALSE | [9 empty] | 42240 |  |  | NotYetVerified |  | 3 | 16360 | 99.8 | 164 | 20 | 0.99 | 5000 | 75
PQVTMHZQ | Shenzhen Xinshengyang Opto-electronics Technology Co.Ltd. | XSY | LD-XSY-BHP120W 45Â° | Indoor Luminaires | High-Bay | High-Bay Luminaires for Commercial and Industrial Buildings | Premium | TRUE | 12898 | 107.482 | 120 | 13.42 | 0.989 | 5000 | 81 | 5 | 50000 | 42237 |  |  | No |  | 3 | 12398.1 | 107.482 | 115.35 | 13.42 | 0.873 | 5228 | 81
PXEC477F | Shenzhen Xinshengyang Opto-electronics Technology Co.Ltd. | XSY | LD-XSY-BHP200W 120Â° | Indoor Luminaires | High-Bay | High-Bay Luminaires for Commercial and Industrial Buildings | Premium | FALSE | [9 empty] | 42237 |  |  | No |  | 3 | 22600 | 113 | 200 | 13.42 | 0.995 | 5000 | 81
PPX25P3N | Shenzhen Xinshengyang Opto-electronics Technology Co.Ltd. | XSY | LD-XSY-BHP200W 90Â° | Indoor Luminaires | High-Bay | High-Bay Luminaires for Commercial and Industrial Buildings | Premium | FALSE | [9 empty] | 42237 |  |  | No |  | 3 | 22400 | 112 | 200 | 13.42 | 0.995 | 5000 | 81
P82BVZNQ | Shenzhen Xinshengyang Opto-electronics Technology Co.Ltd. | XSY | LD-XSY-BHP200W 45Â° | Indoor Luminaires | High-Bay | High-Bay Luminaires for Commercial and Industrial Buildings | Premium | FALSE | [9 empty] | 42237 | Not Dimmable | Not Dimmable | No |  | 3 | 22201 | 111.004 | 200 | 13.42 | 0.995 | 5000 | 81
PWSYFVGT | Shenzhen Xinshengyang Opto-electronics Technology Co.Ltd. | XSY | LD-XSY-BHP150W 120Â° | Indoor Luminaires | High-Bay | High-Bay Luminaires for Commercial and Industrial Buildings | Premium | FALSE | [9 empty] | 42237 |  |  | No |  | 3 | 16950 | 113 | 150 | 13.42 | 0.994 | 5000 | 81
PK36WKBU | Shenzhen Xinshengyang Opto-electronics Technology Co.Ltd. | XSY | LD-XSY-BHP150W 90Â° | Indoor Luminaires | High-Bay | High-Bay Luminaires for Commercial and Industrial Buildings | Premium | FALSE | [9 empty] | 42237 |  |  | No |  | 3 | 16800 | 112 | 150 | 13.42 | 0.994 | 5000 | 81
PC7NHQ3T | Shenzhen Xinshengyang Opto-electronics Technology Co.Ltd. | XSY | LD-XSY-BHP150W 45Â° | Indoor Luminaires | High-Bay | High-Bay Luminaires for Commercial and Industrial Buildings | Premium | FALSE | [9 empty] | 42237 | Not Dimmable | Not Dimmable | No |  | 3 | 16486 | 109.907 | 150 | 13.42 | 0.994 | 5000 | 81
PD48Z3SD | Shenzhen Xinshengyang Opto-electronics Technology Co.Ltd. | XSY | LD-XSY-BHP120W 120Â° | Indoor Luminaires | High-Bay | High-Bay Luminaires for Commercial and Industrial Buildings | Premium | FALSE | [9 empty] | 42237 | Not Dimmable | Not Dimmable | No |  | 3 | 13162.7 | 113.68 | 120 | 13.42 | 0.9868 | 5000 | 81
PS4MQHK8 | Shenzhen Xinshengyang Opto-electronics Technology Co.Ltd. | XSY | LD-XSY-BHP120W 90Â° | Indoor Luminaires | High-Bay | High-Bay Luminaires for Commercial and Industrial Buildings | Premium | FALSE | [9 empty] | 42237 |  |  | No |  | 3 | 13044.7 | 113.25 | 120 | 13.42 | 0.9868 | 5000 | 81
P3CFZZGF | Shinetoo Lighting LLC/ Shanghai Shinetoo Lighting Co. LTD | Shinetoo | ST-PHBLSRT200S | Indoor Luminaires | High-Bay | High-Bay Luminaires for Commercial and Industrial Buildings | Premium | TRUE | 23770 | 111.5 | 213.1 | 9.16 | 0.961 | 5527 | 83.6 | 5 | 50000 | 42236 | Not Dimmable | Not Dimmable | No |  | 3 | 23770 | 111.5 | 213.1 | 9.16 | 0.961 | 5527 | 83.6
PDPAPRW8 | Shinetoo Lighting LLC/ Shanghai Shinetoo Lighting Co. LTD | Shinetoo | ST-PHBLSRT150S | Indoor Luminaires | High-Bay | High-Bay Luminaires for Commercial and Industrial Buildings | Premium | TRUE | 20252 | 127.5 | 158.9 | 11.04 | 0.94 | 5527 | 83.6 | 5 | 50000 | 42236 | Not Dimmable | Not Dimmable | No |  | 3 | 20560 | 129.4 | 158.9 | 11.04 | 0.94 | 5527 | 83.6
P2KRCTKK | #1 Advance LEDs | Advance LEDs | USA-HB-200W | Indoor Luminaires | High-Bay | High-Bay Luminaires for Commercial and Industrial Buildings | Standard | TRUE | 16236.93 | 81.246 | 199.85 | 14.9 | 0.927 | 5030 | 74.7 | 5 | 35000 | 42236 |  |  | NotYetVerified |  | 3 |  | 85 | 200 |  | 0.95 | 5000 | 75
PN53UJ3N | #1 Advance LEDs | Advance LEDs | USA-HB-120W | Indoor Luminaires | High-Bay | High-Bay Luminaires for Commercial and Industrial Buildings | Standard | TRUE | 10813.38 | 91.26 | 118.49 | 14.9 | 0.927 | 4985 | 74.9 | 5 | 35000 | 42236 |  |  | NotYetVerified |  | 3 |  | 85 | 120 |  | 0.95 | 5000 | 75
PENK5EZQ | Obertron Lighting | Obertron | BAY-U-03-5000-XX-X-XXX-XX | Indoor Luminaires | High-Bay | High-Bay Luminaires for Commercial and Industrial Buildings | Standard | TRUE | 14954 | 119.5 | 125.2 | 19.9 | 0.915 | 4853 | 71 | 5 | 50000 | 42236 |  |  | No |  | 3 | 14954 | 119.2 | 125.5 | 14.9 | 0.915 | 4853 | 71
PF1JAYQ4 | Obertron Lighting | Obertron | BAY-U-05-5000-XX-X-XXX-XX | Indoor Luminaires | High-Bay | High-Bay Luminaires for Commercial and Industrial Buildings | Standard | FALSE | [9 empty] | 42236 |  |  | No |  | 3 | 24167 | 121.6 | 198.7 | 12.1 | 0.953 | 5008 | 72
P7JA11ZH | Obertron Lighting | Obertron | BAY-U-04-5000-XX-X-XXX-XX | Indoor Luminaires | High-Bay | High-Bay Luminaires for Commercial and Industrial Buildings | Standard | FALSE | [9 empty] | 42236 |  |  | No |  | 3 | 19668 | 121.3 | 162.1 | 14.9 | 0.938 | 4928 | 72
PG9HC8B3 | Huizhou Arrlux Optoelectronic Co.Ltd | ARRLUX | BLD60-3000K | Indoor Luminaires | High-Bay | Low-Bay Luminaires for Commercial and Industrial Buildings | Standard | TRUE | 5472.433 | 90.016 | 60.794 | 10.34 | 0.972 | 3010 | 81.7 | 5 | 50000 | 42234 |  |  | NotYetVerified |  | 3 | 5472.433 | 90.016 | 60.794 | 10.34 | 0.972 | 3010 | 81.7
PRCRAJH4 | Huizhou Arrlux Optoelectronic Co.Ltd | ARRLUX | BLD90-3000K | Indoor Luminaires | High-Bay | Low-Bay Luminaires for Commercial and Industrial Buildings | Standard | TRUE | 8042.321 | 89.349 | 90.01 | 10.7 | 0.9665 | 3023 | 81.5 | 5 | 50000 | 42234 |  |  | NotYetVerified |  | 3 | 8042.321 | 89.349 | 90.01 | 10.7 | 0.9665 | 3023 | 81.5
PNRF46JJ | Huizhou Arrlux Optoelectronic Co.Ltd | ARRLUX | BLD120-3000K | Indoor Luminaires | High-Bay | High-Bay Luminaires for Commercial and Industrial Buildings | Standard | TRUE | 11388.22 | 88.645 | 128.47 | 8.72 | 0.962 | 3075 | 81.7 | 5 | 50000 | 42234 |  |  | NotYetVerified |  | 3 | 11388.22 | 88.645 | 128.47 | 8.72 | 0.962 | 3075 | 81.7
P1D27PDA | Huizhou Arrlux Optoelectronic Co.Ltd | ARRLUX | BLA120-3000K | Indoor Luminaires | High-Bay | High-Bay Luminaires for Commercial and Industrial Buildings | Standard | TRUE | 14074.28 | 106.68 | 131.93 | 9.33 | 0.953 | 3042 | 81.7 | 5 | 50000 | 42234 |  |  | NotYetVerified |  | 3 | 14074.28 | 106.68 | 131.93 | 9.33 | 0.993 | 3042 | 81.7
PY6MF6KU | Huizhou Arrlux Optoelectronic Co.Ltd | ARRLUX | BLA200-3000K | Indoor Luminaires | High-Bay | High-Bay Luminaires for Commercial and Industrial Buildings | Standard | TRUE | 22769.96 | 105.183 | 216.48 | 10.35 | 0.9467 | 3055 | 81.9 | 5 | 50000 | 42234 |  |  | NotYetVerified |  | 3 | 22769.96 | 105.183 | 216.48 | 10.35 | 0.996 | 3055 | 81.9
PB716MNH | Huizhou Arrlux Optoelectronic Co.Ltd | ARRLUX | BLD200-3000K | Indoor Luminaires | High-Bay | High-Bay Luminaires for Commercial and Industrial Buildings | Standard | TRUE | 17955.35 | 85.04 | 211.14 | 10.77 | 0.9453 | 3088 | 81.2 | 5 | 50000 | 42234 |  |  | NotYetVerified |  | 3 | 17955.35 | 85.04 | 211.14 | 10.77 | 0.9453 | 3088 | 81.2
PHHUNRAQ | Acuity Brands Lighting | Lithonia Lighting | IBL 48L ND xxxx LP850 | Indoor Luminaires | High-Bay | High-Bay Luminaires for Commercial and Industrial Buildings | Standard | TRUE | 47756.23 | 96.13 | 496.8 | 10.2 | 0.93 | 5329 | 85.8 | 5 |  | 42234 |  |  | NotYetVerified |  | 3 | 47582 | 94.47 | 503.65 | 5.23 | 0.99 | 5357.5 | 86.5
PGPAS21A | Acuity Brands Lighting | Lithonia Lighting | IBL 9L ND SD125 xxxx LP835 | Indoor Luminaires | High-Bay | Low-Bay Luminaires for Commercial and Industrial Buildings | Standard | TRUE | 8263.64 | 82.23 | 100.5 | 10.2 | 0.93 | 3466 | 83.1 | 5 |  | 42234 |  |  | NotYetVerified |  | 3 | 7938.25 | 79 | 101.1 | 5.23 | 0.99 | 3589 | 82.8
PNVK7K66 | Acuity Brands Lighting | Lithonia Lighting | IBL 18L ND xxxx LP835 | Indoor Luminaires | High-Bay | High-Bay Luminaires for Commercial and Industrial Buildings | Standard | TRUE | 16461.12 | 82.78 | 198.869 | 10.2 | 0.93 | 5329 | 85.8 | 5 |  | 42234 |  |  | NotYetVerified |  | 3 | 16400.8 | 80.14 | 204.65 | 5.23 | 0.99 | 3507 | 82.8
P7CWHBX4 | Acuity Brands Lighting | Lithonia Lighting | IBL 12L ND SD125 xxxx LP835 | Indoor Luminaires | High-Bay | High-Bay Luminaires for Commercial and Industrial Buildings | Standard | TRUE | 10748.1 | 84.73 | 126.85 | 10.2 | 0.93 | 3419 | 82.5 | 5 |  | 42234 |  |  | NotYetVerified |  | 3 | 10748.1 | 85.13 | 126.26 | 5.23 | 0.99 | 3507 | 82.8
PQ4A1TZ9 | Acuity Brands Lighting | Lithonia Lighting | VAP6000LMPCLMDXXXXXGZ1035K90CRI | Indoor Luminaires | High-Bay | Low-Bay Luminaires for Commercial and Industrial Buildings | Standard | TRUE | 5310 | 86.05 | 61.71 | 18.73 | 0.918 | 3472 | 96.08 | 5 |  | 42234 |  |  | NotYetVerified |  | 2.1 | 5391 | 84.58 | 63.73 | 18.73 | 0.918 | 3438 | 96.7
PZY6BMB9 | Huizhou Arrlux Optoelectronic Co.Ltd | ARRLUX | BLD200-5000K | Indoor Luminaires | High-Bay | High-Bay Luminaires for Commercial and Industrial Buildings | Standard | FALSE | [9 empty] | 42234 |  |  | NotYetVerified |  | 3 | 19408.23 | 93.023 | 208.64 | 10.83 | 0.996 | 4956 | 75.4
P9ZC2T7S | Huizhou Arrlux Optoelectronic Co.Ltd | ARRLUX | BLD120-5000K | Indoor Luminaires | High-Bay | High-Bay Luminaires for Commercial and Industrial Buildings | Standard | FALSE | [9 empty] | 42234 |  |  | NotYetVerified |  | 3 | 12110.84 | 95.391 | 126.96 | 8.75 | 0.993 | 4924 | 74.7
PZQ2BV2R | Huizhou Arrlux Optoelectronic Co.Ltd | ARRLUX | BLA200-5000K | Indoor Luminaires | High-Bay | High-Bay Luminaires for Commercial and Industrial Buildings | Standard | FALSE | [9 empty] | 42234 |  |  | NotYetVerified |  | 3 | 25001.67 | 116.471 | 214.66 | 10.24 | 0.996 | 4899 | 74.5
PRKKPDDH | Huizhou Arrlux Optoelectronic Co.Ltd | ARRLUX | BLD90-5000K | Indoor Luminaires | High-Bay | Low-Bay Luminaires for Commercial and Industrial Buildings | Standard | FALSE | [9 empty] | 42234 |  |  | NotYetVerified |  | 3 | 8551.092 | 95.097 | 89.92 | 10.59 | 0.992 | 4888 | 74.9
PYNPQDFK | Huizhou Arrlux Optoelectronic Co.Ltd | ARRLUX | BLD60-5000K | Indoor Luminaires | High-Bay | Low-Bay Luminaires for Commercial and Industrial Buildings | Standard | FALSE | [9 empty] | 42234 |  |  | NotYetVerified |  | 3 | 6022.26 | 98.34 | 61.239 | 10.34 | 0.995 | 4885 | 74.6
P4YWVNG5 | Huizhou Arrlux Optoelectronic Co.Ltd | ARRLUX | BLA120-5000K | Indoor Luminaires | High-Bay | High-Bay Luminaires for Commercial and Industrial Buildings | Standard | FALSE | [9 empty] | 42234 |  |  | NotYetVerified |  | 3 | 14924.97 | 115.429 | 129.3 | 9.42 | 0.993 | 4884 | 74.5
PXJ71MJU | Huizhou Arrlux Optoelectronic Co.Ltd | ARRLUX | BLD200-4000K | Indoor Luminaires | High-Bay | High-Bay Luminaires for Commercial and Industrial Buildings | Standard | FALSE | [9 empty] | 42234 |  |  | NotYetVerified |  | 3 | 20062.2 | 95.23 | 210.67 | 10.72 | 0.996 | 4021 | 72.6
PFDNF232 | Huizhou Arrlux Optoelectronic Co.Ltd | ARRLUX | BLA200-4000K | Indoor Luminaires | High-Bay | High-Bay Luminaires for Commercial and Industrial Buildings | Standard | FALSE | [9 empty] | 42234 |  |  | NotYetVerified |  | 3 | 24431.27 | 114.507 | 213.36 | 10.32 | 0.996 | 4019 | 72.7
P4EMGJXE | Huizhou Arrlux Optoelectronic Co.Ltd | ARRLUX | BLD120-4000K | Indoor Luminaires | High-Bay | High-Bay Luminaires for Commercial and Industrial Buildings | Standard | FALSE | [9 empty] | 42234 |  |  | NotYetVerified |  | 3 | 12614.35 | 99.224 | 127.13 | 8.71 | 0.993 | 3995 | 72.4
P6CJ9PE7 | Huizhou Arrlux Optoelectronic Co.Ltd | ARRLUX | BLD90-4000K | Indoor Luminaires | High-Bay | Low-Bay Luminaires for Commercial and Industrial Buildings | Standard | FALSE | [9 empty] | 42234 |  |  | NotYetVerified |  | 3 | 9022.715 | 100.13 | 90.11 | 10.53 | 0.992 | 3987 | 72.5
PKHHQXGM | Huizhou Arrlux Optoelectronic Co.Ltd | ARRLUX | BLA120-4000K | Indoor Luminaires | High-Bay | High-Bay Luminaires for Commercial and Industrial Buildings | Standard | FALSE | [9 empty] | 42234 |  |  | NotYetVerified |  | 3 | 14579.63 | 112.34 | 129.78 | 9.49 | 0.993 | 3974 | 72.4
PTGEFUCD | Huizhou Arrlux Optoelectronic Co.Ltd | ARRLUX | BLD60-4000K | Indoor Luminaires | High-Bay | Low-Bay Luminaires for Commercial and Industrial Buildings | Standard | FALSE | [9 empty] | 42234 |  |  | NotYetVerified |  | 3 | 6235.274 | 102.964 | 60.558 | 10.29 | 0.995 | 3969 | 72.4
PPNZZMK6 | Acuity Brands Lighting | Lithonia Lighting | IBL 9L ND xxxx LP850 | Indoor Luminaires | High-Bay | Low-Bay Luminaires for Commercial and Industrial Buildings | Standard | FALSE | [9 empty] | 42234 | Dimmable | Continuous Above 10 | NotYetVerified |  | 3 | 9018.51 | 89 | 101.1 | 5.23 | 0.99 | 5386 | 82.9
PCFNVPXD | Acuity Brands Lighting | Lithonia Lighting | IBL 9L WD xxxx LP850 | Indoor Luminaires | High-Bay | Low-Bay Luminaires for Commercial and Industrial Buildings | Standard | FALSE | [9 empty] | 42234 | Dimmable | Continuous Above 10 | NotYetVerified |  | 3 | 8866.99 | 88 | 101.1 | 5.23 | 0.99 | 5386 | 82.9
P9UU4WG3 | Acuity Brands Lighting | Lithonia Lighting | IBL 9L ND SD125 xxxx LP850 | Indoor Luminaires | High-Bay | Low-Bay Luminaires for Commercial and Industrial Buildings | Standard | FALSE | [9 empty] | 42234 | Dimmable | Continuous Above 10 | NotYetVerified |  | 3 | 8488 | 84 | 101.1 | 5.23 | 0.99 | 5386 | 82.9
P8V78GMW | Acuity Brands Lighting | Lithonia Lighting | IBL 48L WD xxxx LP850 | Indoor Luminaires | High-Bay | High-Bay Luminaires for Commercial and Industrial Buildings | Standard | FALSE | [9 empty] | 42234 | Dimmable | Continuous Above 10 | NotYetVerified |  | 3 | 46782.5 | 92.89 | 503.65 | 5.23 | 0.99 | 5357.5 | 86.5
PRE3BCSP | Acuity Brands Lighting | Lithonia Lighting | IBL 48L ND SD125 xxxx LP850 | Indoor Luminaires | High-Bay | High-Bay Luminaires for Commercial and Industrial Buildings | Standard | FALSE | [9 empty] | 42234 | Dimmable | Continuous Above 10 | NotYetVerified |  | 3 | 44783 | 88.92 | 503.65 | 5.23 | 0.99 | 5357.5 | 86.5
PDBXNT6F | Acuity Brands Lighting | Lithonia Lighting | IBL 48L WD SD125 xxxx LP850 | Indoor Luminaires | High-Bay | High-Bay Luminaires for Commercial and Industrial Buildings | Standard | FALSE | [9 empty] | 42234 | Dimmable | Continuous Above 10 | NotYetVerified |  | 3 | 40674.7 | 80.76 | 503.65 | 5.23 | 0.99 | 5357.5 | 86.5
PSFFA7GH | Acuity Brands Lighting | Lithonia Lighting | IBL 36L ND xxxx LP850 | Indoor Luminaires | High-Bay | High-Bay Luminaires for Commercial and Industrial Buildings | Standard | FALSE | [9 empty] | 42234 | Dimmable | Continuous Above 10 | NotYetVerified |  | 3 | 34885.04 | 86.92 | 401.35 | 5.23 | 0.99 | 5357.5 | 86.5
PB1WS6JT | Acuity Brands Lighting | Lithonia Lighting | IBL 36L WD xxxx LP850 | Indoor Luminaires | High-Bay | High-Bay Luminaires for Commercial and Industrial Buildings | Standard | FALSE | [9 empty] | 42234 | Dimmable | Continuous Above 10 | NotYetVerified |  | 3 | 34299 | 85.46 | 401.35 | 5.23 | 0.99 | 5357.5 | 86.5
PEFWFP6B | Acuity Brands Lighting | Lithonia Lighting | IBL 36L ND SD125 xxxx LP850 | Indoor Luminaires | High-Bay | High-Bay Luminaires for Commercial and Industrial Buildings | Standard | FALSE | [9 empty] | 42234 | Dimmable | Continuous Above 10 | NotYetVerified |  | 3 | 32832.9 | 81.81 | 401.35 | 5.23 | 0.99 | 5357.5 | 86.5
PKKK15AV | Acuity Brands Lighting | Lithonia Lighting | IBL 24L ND xxxx LP850 | Indoor Luminaires | High-Bay | High-Bay Luminaires for Commercial and Industrial Buildings | Standard | FALSE | [9 empty] | 42234 | Dimmable | Continuous Above 10 | NotYetVerified |  | 3 | 23881.1 | 95.01 | 251.36 | 5.23 | 0.99 | 5357.5 | 86.5
PPN488HB | Acuity Brands Lighting | Lithonia Lighting | IBL 24L WD xxxx LP850 | Indoor Luminaires | High-Bay | High-Bay Luminaires for Commercial and Industrial Buildings | Standard | FALSE | [9 empty] | 42234 | Dimmable | Continuous Above 10 | NotYetVerified |  | 3 | 23480 | 93.41 | 251.36 | 5.23 | 0.99 | 5357.5 | 86.5
PJD5N9DQ | Acuity Brands Lighting | Lithonia Lighting | IBL 24L ND SD125 xxxx LP850 | Indoor Luminaires | High-Bay | High-Bay Luminaires for Commercial and Industrial Buildings | Standard | FALSE | [9 empty] | 42234 | Dimmable | Continuous Above 10 | NotYetVerified |  | 3 | 22476.4 | 89.42 | 251.36 | 5.23 | 0.99 | 5357.5 | 86.5
P6CTD8ZY | Acuity Brands Lighting | Lithonia Lighting | IBL 24L WD SD125 xxxx LP850 | Indoor Luminaires | High-Bay | High-Bay Luminaires for Commercial and Industrial Buildings | Standard | FALSE | [9 empty] | 42234 | Dimmable | Continuous Above 10 | NotYetVerified |  | 3 | 20414 | 81.21 | 251.36 | 5.23 | 0.99 | 5357.5 | 86.5
PTYRHWPU | Acuity Brands Lighting | Lithonia Lighting | IBL 18L ND xxxx LP850 | Indoor Luminaires | High-Bay | High-Bay Luminaires for Commercial and Industrial Buildings | Standard | FALSE | [9 empty] | 42234 | Dimmable | Continuous Above 10 | NotYetVerified |  | 3 | 17536.7 | 88.19 | 198.86 | 5.23 | 0.99 | 5357.5 | 86.5
PUGPS774 | Acuity Brands Lighting | Lithonia Lighting | IBL 18L WD xxxx LP850 | Indoor Luminaires | High-Bay | High-Bay Luminaires for Commercial and Industrial Buildings | Standard | FALSE | [9 empty] | 42234 | Dimmable | Continuous Above 10 | NotYetVerified |  | 3 | 17242 | 86.7 | 198.86 | 5.23 | 0.99 | 5357.5 | 86.5
PT34MGHQ | Acuity Brands Lighting | Lithonia Lighting | IBL 18L ND SD125 xxxx LP850 | Indoor Luminaires | High-Bay | High-Bay Luminaires for Commercial and Industrial Buildings | Standard | FALSE | [9 empty] | 42234 | Dimmable | Continuous Above 10 | NotYetVerified |  | 3 | 16505.1 | 83 | 198.86 | 5.23 | 0.99 | 5357.5 | 86.5
PDKVSHXR | Acuity Brands Lighting | Lithonia Lighting | IBL 12L ND xxxx LP850 | Indoor Luminaires | High-Bay | High-Bay Luminaires for Commercial and Industrial Buildings | Standard | FALSE | [9 empty] | 42234 | Dimmable | Continuous Above 10 | NotYetVerified |  | 3 | 12210.7 | 96.71 | 126.26 | 5.23 | 0.99 | 5357.5 | 86.5
P4ERMVRB | Acuity Brands Lighting | Lithonia Lighting | IBL 12L WD xxxx LP850 | Indoor Luminaires | High-Bay | High-Bay Luminaires for Commercial and Industrial Buildings | Standard | FALSE | [9 empty] | 42234 | Dimmable | Continuous Above 10 | NotYetVerified |  | 3 | 12005.6 | 95.09 | 126.26 | 5.23 | 0.99 | 5357.5 | 86.5
PSA1QMMJ | Acuity Brands Lighting | Lithonia Lighting | IBL 12L ND SD125 xxxx LP850 | Indoor Luminaires | High-Bay | High-Bay Luminaires for Commercial and Industrial Buildings | Standard | FALSE | [9 empty] | 42234 | Dimmable | Continuous Above 10 | NotYetVerified |  | 3 | 11492.4 | 91.02 | 126.26 | 5.23 | 0.99 | 5357.5 | 86.5
PF5M7Z6K | Acuity Brands Lighting | Lithonia Lighting | VAP6000LMPCLMDXXXXXGZ1050K90CRI | Indoor Luminaires | High-Bay | Low-Bay Luminaires for Commercial and Industrial Buildings | Standard | FALSE | [9 empty] | 42234 | Dimmable | Continuous Below 10 | NotYetVerified |  | 3 | 5745 | 90.15 | 63.73 | 18.73 | 0.918 | 5293 | 96.72
P4T9WWP6 | Acuity Brands Lighting | Lithonia Lighting | VAP6000LMPCLMDXXXXXGZ1050K80CRI [Qualified at 120-277V Only] | Indoor Luminaires | High-Bay | Low-Bay Luminaires for Commercial and Industrial Buildings | Standard | FALSE | [9 empty] | 42234 | Dimmable | Continuous Below 10 | NotYetVerified | Updated on 3/7/2017 | 4.1 | 7379 | 115.78 | 63.73 | 18.73 | 0.918 | 5253 | 84.16
PFG2S3JQ | Acuity Brands Lighting | Lithonia Lighting | VAP6000LMFSTMDXXXXXGZ1050K80CRI | Indoor Luminaires | High-Bay | Low-Bay Luminaires for Commercial and Industrial Buildings | Standard | FALSE | [9 empty] | 42234 | Dimmable | Continuous Below 10 | NotYetVerified |  | 3 | 6335 | 99.4 | 63.73 | 18.73 | 0.918 | 5253 | 84.16
PFSS2XYE | Acuity Brands Lighting | Lithonia Lighting | VAP6000LMFSTWDXXXXXGZ1050K80CRI | Indoor Luminaires | High-Bay | Low-Bay Luminaires for Commercial and Industrial Buildings | Standard | FALSE | [9 empty] | 42234 | Dimmable | Continuous Below 10 | NotYetVerified |  | 3 | 6260 | 98.23 | 63.73 | 18.73 | 0.918 | 5253 | 84.16
PDCB6UNX | Acuity Brands Lighting | Lithonia Lighting | IBL 48L ND xxxx LP840 | Indoor Luminaires | High-Bay | High-Bay Luminaires for Commercial and Industrial Buildings | Standard | FALSE | [9 empty] | 42234 | Dimmable | Continuous Above 10 | NotYetVerified |  | 3 | 50305.9 | 99.88 | 503.65 | 5.23 | 0.99 | 4172.8 | 82.9
P3QS7DYZ | Acuity Brands Lighting | Lithonia Lighting | IBL 48L WD xxxx LP840 | Indoor Luminaires | High-Bay | High-Bay Luminaires for Commercial and Industrial Buildings | Standard | FALSE | [9 empty] | 42234 | Dimmable | Continuous Above 10 | NotYetVerified |  | 3 | 49460.8 | 98.2 | 503.65 | 5.23 | 0.99 | 4172.8 | 82.9
P9PCMMS5 | Acuity Brands Lighting | Lithonia Lighting | IBL 48L ND SD125 xxxx LP840 | Indoor Luminaires | High-Bay | High-Bay Luminaires for Commercial and Industrial Buildings | Standard | FALSE | [9 empty] | 42234 | Dimmable | Continuous Above 10 | NotYetVerified |  | 3 | 47346.8 | 94.01 | 503.65 | 5.23 | 0.99 | 4172.8 | 82.9
PEE79W74 | Acuity Brands Lighting | Lithonia Lighting | IBL 48L WD SD125 xxxx LP840 | Indoor Luminaires | High-Bay | High-Bay Luminaires for Commercial and Industrial Buildings | Standard | FALSE | [9 empty] | 42234 | Dimmable | Continuous Above 10 | NotYetVerified |  | 3 | 43003.3 | 85.38 | 503.65 | 5.23 | 0.99 | 4172.8 | 82.9
PRW9X5QT | Acuity Brands Lighting | Lithonia Lighting | IBL 36L ND xxxx LP840 | Indoor Luminaires | High-Bay | High-Bay Luminaires for Commercial and Industrial Buildings | Standard | FALSE | [9 empty] | 42234 | Dimmable | Continuous Above 10 | NotYetVerified |  | 3 | 36882.2 | 91.9 | 401.35 | 5.23 | 0.99 | 4172.8 | 82.9
PXYHNMJ9 | Acuity Brands Lighting | Lithonia Lighting | IBL 36L WD xxxx LP840 | Indoor Luminaires | High-Bay | High-Bay Luminaires for Commercial and Industrial Buildings | Standard | FALSE | [9 empty] | 42234 | Dimmable | Continuous Above 10 | NotYetVerified |  | 3 | 36262.6 | 90.35 | 401.35 | 5.23 | 0.99 | 4172.8 | 82.9
PBJM5M88 | Acuity Brands Lighting | Lithonia Lighting | IBL 36L ND SD125 xxxx LP840 | Indoor Luminaires | High-Bay | High-Bay Luminaires for Commercial and Industrial Buildings | Standard | FALSE | [9 empty] | 42234 | Dimmable | Continuous Above 10 | NotYetVerified |  | 3 | 34712.6 | 86.49 | 401.35 | 5.23 | 0.99 | 4172.8 | 82.9
P9PUAVMG | Acuity Brands Lighting | Lithonia Lighting | IBL 24L ND xxxx LP840 | Indoor Luminaires | High-Bay | High-Bay Luminaires for Commercial and Industrial Buildings | Standard | FALSE | [9 empty] | 42234 | Dimmable | Continuous Above 10 | NotYetVerified |  | 3 | 25248.4 | 100.45 | 251.36 | 5.23 | 0.99 | 4172.8 | 82.9
PC2VSSKQ | Acuity Brands Lighting | Lithonia Lighting | IBL 24L WD xxxx LP840 | Indoor Luminaires | High-Bay | High-Bay Luminaires for Commercial and Industrial Buildings | Standard | FALSE | [9 empty] | 42234 | Dimmable | Continuous Above 10 | NotYetVerified |  | 3 | 24824.2 | 98.76 | 251.36 | 5.23 | 0.99 | 4172.8 | 82.9
P88NA9WS | Acuity Brands Lighting | Lithonia Lighting | IBL 24L ND SD125 xxxx LP840 | Indoor Luminaires | High-Bay | High-Bay Luminaires for Commercial and Industrial Buildings | Standard | FALSE | [9 empty] | 42234 | Dimmable | Continuous Above 10 | NotYetVerified |  | 3 | 23763.2 | 94.54 | 251.36 | 5.23 | 0.99 | 4172.8 | 82.9
P7VRBB1W | Acuity Brands Lighting | Lithonia Lighting | IBL 24L WD SD125 xxxx LP840 | Indoor Luminaires | High-Bay | High-Bay Luminaires for Commercial and Industrial Buildings | Standard | FALSE | [9 empty] | 42234 | Dimmable | Continuous Above 10 | NotYetVerified |  | 3 | 21583.2 | 85.87 | 251.36 | 5.23 | 0.99 | 4172.8 | 82.9
PBYBK4R6 | Acuity Brands Lighting | Lithonia Lighting | IBL 18L ND xxxx LP840 | Indoor Luminaires | High-Bay | High-Bay Luminaires for Commercial and Industrial Buildings | Standard | FALSE | [9 empty] | 42234 | Dimmable | Continuous Above 10 | NotYetVerified |  | 3 | 18540.6 | 93.23 | 198.86 | 5.23 | 0.99 | 4172.8 | 82.9
P34FSV3W | Acuity Brands Lighting | Lithonia Lighting | IBL 18L WD xxxx LP840 | Indoor Luminaires | High-Bay | High-Bay Luminaires for Commercial and Industrial Buildings | Standard | FALSE | [9 empty] | 42234 | Dimmable | Continuous Above 10 | NotYetVerified |  | 3 | 18229.1 | 91.67 | 198.86 | 5.23 | 0.99 | 4172.8 | 82.9
PPBVE432 | Acuity Brands Lighting | Lithonia Lighting | IBL 18L ND SD125 xxxx LP840 | Indoor Luminaires | High-Bay | High-Bay Luminaires for Commercial and Industrial Buildings | Standard | FALSE | [9 empty] | 42234 | Dimmable | Continuous Above 10 | NotYetVerified |  | 3 | 17449.9 | 87.75 | 198.86 | 5.23 | 0.99 | 4172.8 | 82.9
P19QR3MG | Acuity Brands Lighting | Lithonia Lighting | IBL 12L ND xxxx LP840 | Indoor Luminaires | High-Bay | High-Bay Luminaires for Commercial and Industrial Buildings | Standard | FALSE | [9 empty] | 42234 | Dimmable | Continuous Above 10 | NotYetVerified |  | 3 | 12909.8 | 102.25 | 126.26 | 5.23 | 0.99 | 4172.8 | 82.9
PAZJXNDB | Acuity Brands Lighting | Lithonia Lighting | IBL 12L WD xxxx LP840 | Indoor Luminaires | High-Bay | High-Bay Luminaires for Commercial and Industrial Buildings | Standard | FALSE | [9 empty] | 42234 | Dimmable | Continuous Above 10 | NotYetVerified |  | 3 | 12692.9 | 100.53 | 126.26 | 5.23 | 0.99 | 4172.8 | 82.9
PK98S8BE | Acuity Brands Lighting | Lithonia Lighting | IBL 12L ND SD125 xxxx LP840 | Indoor Luminaires | High-Bay | High-Bay Luminaires for Commercial and Industrial Buildings | Standard | FALSE | [9 empty] | 42234 | Dimmable | Continuous Above 10 | NotYetVerified |  | 3 | 12150.4 | 96.23 | 126.26 | 5.23 | 0.99 | 4172.8 | 82.9
PSJWUKUP | Acuity Brands Lighting | Lithonia Lighting | IBL 12L WD SD125 xxxx LP840 | Indoor Luminaires | High-Bay | High-Bay Luminaires for Commercial and Industrial Buildings | Standard | FALSE | [9 empty] | 42234 | Dimmable | Continuous Above 10 | NotYetVerified |  | 3 | 11035.7 | 87.4 | 126.26 | 5.23 | 0.99 | 4172.8 | 82.9
P1J1FWJR | Acuity Brands Lighting | Lithonia Lighting | VAP6000LMPCLMDXXXXXGZ1040K90CRI | Indoor Luminaires | High-Bay | Low-Bay Luminaires for Commercial and Industrial Buildings | Standard | FALSE | [9 empty] | 42234 | Dimmable | Continuous Below 10 | NotYetVerified |  | 3 | 5564 | 87.3 | 63.73 | 18.73 | 0.918 | 4117 | 96.27
PMTZUMTD | Acuity Brands Lighting | Lithonia Lighting | VAP6000LMPCLMDXXXXXGZ1040K80CRI [Qualified at 120-277V Only] | Indoor Luminaires | High-Bay | Low-Bay Luminaires for Commercial and Industrial Buildings | Standard | TRUE | 6772 | 106.26 | 63.73 | 18.73 | 0.918 | 4030 | 82.08 | 5 | 50000 | 42234 | Dimmable | Continuous Below 10 | NotYetVerified | Updated on 3/7/2017 | 4.1 | 6772 | 106.26 | 63.73 | 18.73 | 0.918 | 4030 | 82.08
PTB59GXY | Acuity Brands Lighting | Lithonia Lighting | VAP6000LMFSTMDXXXXXGZ1040K80CRI | Indoor Luminaires | High-Bay | Low-Bay Luminaires for Commercial and Industrial Buildings | Standard | FALSE | [9 empty] | 42234 | Dimmable | Continuous Below 10 | NotYetVerified |  | 3 | 5814 | 91.22 | 63.73 | 18.73 | 0.918 | 4010 | 84.69
PXXB9RD9 | Acuity Brands Lighting | Lithonia Lighting | VAP6000LMFSTWDXXXXXGZ1040K80CRI | Indoor Luminaires | High-Bay | Low-Bay Luminaires for Commercial and Industrial Buildings | Standard | FALSE | [9 empty] | 42234 | Dimmable | Continuous Below 10 | NotYetVerified |  | 3 | 5745 | 90.15 | 63.73 | 18.73 | 0.918 | 4005 | 84.95
PDWR2AR2 | Acuity Brands Lighting | Lithonia Lighting | IBL 9L ND xxxx LP835 | Indoor Luminaires | High-Bay | Low-Bay Luminaires for Commercial and Industrial Buildings | Standard | FALSE | [9 empty] | 42234 | Dimmable | Continuous Above 10 | NotYetVerified |  | 3 | 8434.4 | 83 | 101.1 | 5.23 | 0.99 | 3589 | 82.8
PBM4DFNN | Acuity Brands Lighting | Lithonia Lighting | IBL 9L WD xxxx LP835 | Indoor Luminaires | High-Bay | Low-Bay Luminaires for Commercial and Industrial Buildings | Standard | FALSE | [9 empty] | 42234 | Dimmable | Continuous Above 10 | NotYetVerified |  | 3 | 8292.7 | 82 | 101.1 | 5.23 | 0.99 | 3589 | 82.8
PBT7S4DF | Acuity Brands Lighting | Lithonia Lighting | IBL 9L ND xxxx LP735 | Indoor Luminaires | High-Bay | Low-Bay Luminaires for Commercial and Industrial Buildings | Standard | FALSE | [9 empty] | 42234 | Dimmable | Continuous Above 10 | NotYetVerified |  | 3 | 8708.03 | 88 | 99.14 | 5.23 | 0.99 | 3544 | 73.7
PFY8DMHY | Acuity Brands Lighting | Lithonia Lighting | IBL 9L WD xxxx LP735 | Indoor Luminaires | High-Bay | Low-Bay Luminaires for Commercial and Industrial Buildings | Standard | FALSE | [9 empty] | 42234 | Dimmable | Continuous Above 10 | NotYetVerified |  | 3 | 8561.73 | 86 | 99.14 | 5.23 | 0.99 | 3544 | 73.7
PB76UMTC | Acuity Brands Lighting | Lithonia Lighting | IBL 9L ND SD125 xxxx LP735 | Indoor Luminaires | High-Bay | Low-Bay Luminaires for Commercial and Industrial Buildings | Standard | FALSE | [9 empty] | 42234 | Dimmable | Continuous Above 10 | NotYetVerified |  | 3 | 8195.78 | 83 | 99.14 | 5.23 | 0.99 | 3544 | 73.7
PB3RJR3Y | Acuity Brands Lighting | Lithonia Lighting | IBL 48L ND xxxx LP835 | Indoor Luminaires | High-Bay | High-Bay Luminaires for Commercial and Industrial Buildings | Standard | FALSE | [9 empty] | 42234 | Dimmable | Continuous Above 10 | NotYetVerified |  | 3 | 44500.2 | 88.36 | 503.65 | 5.23 | 0.99 | 3507 | 82.8
PENC7NY9 | Acuity Brands Lighting | Lithonia Lighting | IBL 48L WD xxxx LP835 | Indoor Luminaires | High-Bay | High-Bay Luminaires for Commercial and Industrial Buildings | Standard | FALSE | [9 empty] | 42234 | Dimmable | Continuous Above 10 | NotYetVerified |  | 3 | 43752.5 | 86.87 | 503.65 | 5.23 | 0.99 | 3507 | 82.8
PKD5V792 | Acuity Brands Lighting | Lithonia Lighting | IBL 48L ND SD125 xxxx LP835 | Indoor Luminaires | High-Bay | High-Bay Luminaires for Commercial and Industrial Buildings | Standard | FALSE | [9 empty] | 42234 | Dimmable | Continuous Above 10 | NotYetVerified |  | 3 | 41882.5 | 83.16 | 503.65 | 5.23 | 0.99 | 3507 | 82.8
P2U3QN7D | Acuity Brands Lighting | Lithonia Lighting | IBL 36L ND xxxx LP835 | Indoor Luminaires | High-Bay | High-Bay Luminaires for Commercial and Industrial Buildings | Standard | FALSE | [9 empty] | 42234 | Dimmable | Continuous Above 10 | NotYetVerified |  | 3 | 32625.6 | 81.29 | 401.35 | 5.23 | 0.99 | 3507 | 82.8
PDW6DQR1 | Acuity Brands Lighting | Lithonia Lighting | IBL 24L ND xxxx LP835 | Indoor Luminaires | High-Bay | High-Bay Luminaires for Commercial and Industrial Buildings | Standard | FALSE | [9 empty] | 42234 | Dimmable | Continuous Above 10 | NotYetVerified |  | 3 | 22334.5 | 88.85 | 251.36 | 5.23 | 0.99 | 3507 | 82.8
PJEWAXRA | Acuity Brands Lighting | Lithonia Lighting | IBL 24L WD xxxx LP835 | Indoor Luminaires | High-Bay | High-Bay Luminaires for Commercial and Industrial Buildings | Standard | FALSE | [9 empty] | 42234 | Dimmable | Continuous Above 10 | NotYetVerified |  | 3 | 21959.2 | 87.36 | 251.36 | 5.23 | 0.99 | 3507 | 82.8
PDZDNC41 | Acuity Brands Lighting | Lithonia Lighting | IBL 24L ND SD125 xxxx LP835 | Indoor Luminaires | High-Bay | High-Bay Luminaires for Commercial and Industrial Buildings | Standard | FALSE | [9 empty] | 42234 | Dimmable | Continuous Above 10 | NotYetVerified |  | 3 | 21020.6 | 83.63 | 251.36 | 5.23 | 0.99 | 3507 | 82.8
PZGTMT15 | Acuity Brands Lighting | Lithonia Lighting | IBL 12L ND xxxx LP835 | Indoor Luminaires | High-Bay | High-Bay Luminaires for Commercial and Industrial Buildings | Standard | FALSE | [9 empty] | 42234 | Dimmable | Continuous Above 10 | NotYetVerified |  | 3 | 11419.9 | 90.45 | 126.26 | 5.23 | 0.99 | 3507 | 82.8
PD2EU3DN | Acuity Brands Lighting | Lithonia Lighting | IBL 12L WD xxxx LP835 | Indoor Luminaires | High-Bay | High-Bay Luminaires for Commercial and Industrial Buildings | Standard | FALSE | [9 empty] | 42234 | Dimmable | Continuous Above 10 | NotYetVerified |  | 3 | 11228.01 | 88.93 | 126.26 | 5.23 | 0.99 | 3507 | 82.8
PGDFS2R8 | Acuity Brands Lighting | Lithonia Lighting | IBL 48L ND xxxx LP735 | Indoor Luminaires | High-Bay | High-Bay Luminaires for Commercial and Industrial Buildings | Standard | FALSE | [9 empty] | 42234 | Dimmable | Continuous Above 10 | NotYetVerified |  | 3 | 45943.8 | 90.09 | 510 | 5.23 | 0.99 | 3505 | 73.7
PDSNBDWD | Acuity Brands Lighting | Lithonia Lighting | IBL 48L WD xxxx LP735 | Indoor Luminaires | High-Bay | High-Bay Luminaires for Commercial and Industrial Buildings | Standard | FALSE | [9 empty] | 42234 | Dimmable | Continuous Above 10 | NotYetVerified |  | 3 | 45172 | 88.57 | 510 | 5.23 | 0.99 | 3505 | 73.7
P668V4XF | Acuity Brands Lighting | Lithonia Lighting | IBL 48L ND SD125 xxxx LP735 | Indoor Luminaires | High-Bay | High-Bay Luminaires for Commercial and Industrial Buildings | Standard | FALSE | [9 empty] | 42234 | Dimmable | Continuous Above 10 | NotYetVerified |  | 3 | 43241.2 | 84.79 | 510 | 5.23 | 0.99 | 3505 | 73.7
PP12S61E | Acuity Brands Lighting | Lithonia Lighting | IBL 24L ND xxxx LP735 | Indoor Luminaires | High-Bay | High-Bay Luminaires for Commercial and Industrial Buildings | Standard | FALSE | [9 empty] | 42234 | Dimmable | Continuous Above 10 | NotYetVerified |  | 3 | 23059 | 93.79 | 245.87 | 5.23 | 0.99 | 3505 | 73.7
P6XEHZDB | Acuity Brands Lighting | Lithonia Lighting | IBL 24L WD xxxx LP735 | Indoor Luminaires | High-Bay | High-Bay Luminaires for Commercial and Industrial Buildings | Standard | FALSE | [9 empty] | 42234 | Dimmable | Continuous Above 10 | NotYetVerified |  | 3 | 22671.6 | 92.21 | 245.87 | 5.23 | 0.99 | 3505 | 73.7
PCE5Q21J | Acuity Brands Lighting | Lithonia Lighting | IBL 24L ND SD125 xxxx LP735 | Indoor Luminaires | High-Bay | High-Bay Luminaires for Commercial and Industrial Buildings | Standard | FALSE | [9 empty] | 42234 | Dimmable | Continuous Above 10 | NotYetVerified |  | 3 | 21702.6 | 88.27 | 245.87 | 5.23 | 0.99 | 3505 | 73.7
PG57J84C | Acuity Brands Lighting | Lithonia Lighting | IBL 24L WD SD125 xxxx LP735 | Indoor Luminaires | High-Bay | High-Bay Luminaires for Commercial and Industrial Buildings | Standard | FALSE | [9 empty] | 42234 | Dimmable | Continuous Above 10 | NotYetVerified |  | 3 | 19711.7 | 80.17 | 245.87 | 5.23 | 0.99 | 3505 | 73.7
PWXZ3E6R | Acuity Brands Lighting | Lithonia Lighting | IBL 18L ND xxxx LP735 | Indoor Luminaires | High-Bay | High-Bay Luminaires for Commercial and Industrial Buildings | Standard | FALSE | [9 empty] | 42234 | Dimmable | Continuous Above 10 | NotYetVerified |  | 3 | 16932.9 | 82.74 | 204.65 | 5.23 | 0.99 | 3505 | 73.7
PM88JF4M | Acuity Brands Lighting | Lithonia Lighting | IBL 18L WD xxxx LP735 | Indoor Luminaires | High-Bay | High-Bay Luminaires for Commercial and Industrial Buildings | Standard | FALSE | [9 empty] | 42234 | Dimmable | Continuous Above 10 | NotYetVerified |  | 3 | 16648.4 | 81.35 | 204.65 | 5.23 | 0.99 | 3505 | 73.7
PBXUMBRU | Acuity Brands Lighting | Lithonia Lighting | IBL 12L ND xxxx LP735 | Indoor Luminaires | High-Bay | High-Bay Luminaires for Commercial and Industrial Buildings | Standard | FALSE | [9 empty] | 42234 | Dimmable | Continuous Above 10 | NotYetVerified |  | 3 | 11790.35 | 91.65 | 128.645 | 5.23 | 0.99 | 3505 | 73.7
PU9MNKUV | Acuity Brands Lighting | Lithonia Lighting | IBL 12L WD xxxx LP735 | Indoor Luminaires | High-Bay | High-Bay Luminaires for Commercial and Industrial Buildings | Standard | FALSE | [9 empty] | 42234 | Dimmable | Continuous Above 10 | NotYetVerified |  | 3 | 11592.2 | 90.11 | 128.645 | 5.23 | 0.99 | 3505 | 73.7
P752NVJP | Acuity Brands Lighting | Lithonia Lighting | IBL 12L ND SD125 xxxx LP735 | Indoor Luminaires | High-Bay | High-Bay Luminaires for Commercial and Industrial Buildings | Standard | FALSE | [9 empty] | 42234 | Dimmable | Continuous Above 10 | NotYetVerified |  | 3 | 11096.8 | 86.26 | 128.645 | 5.23 | 0.99 | 3505 | 73.7
P4F57BN8 | Acuity Brands Lighting | Lithonia Lighting | VAP6000LMPCLMDXXXXXGZ1035K80CRI | Indoor Luminaires | High-Bay | Low-Bay Luminaires for Commercial and Industrial Buildings | Standard | FALSE | [9 empty] | 42234 | Dimmable | Continuous Below 10 | NotYetVerified |  | 3 | 6760 | 106.07 | 63.73 | 18.73 | 0.918 | 3485 | 83.56
PPFHHUYH | Acuity Brands Lighting | Lithonia Lighting | VAP6000LMFSTMDXXXXXGZ1035K80CRI | Indoor Luminaires | High-Bay | Low-Bay Luminaires for Commercial and Industrial Buildings | Standard | FALSE | [9 empty] | 42234 | Dimmable | Continuous Below 10 | NotYetVerified |  | 3 | 5803 | 91.06 | 63.73 | 18.73 | 0.918 | 3485 | 83.56
PKN1J8C4 | Acuity Brands Lighting | Lithonia Lighting | VAP6000LMFSTWDXXXXXGZ1035K80CRI | Indoor Luminaires | High-Bay | Low-Bay Luminaires for Commercial and Industrial Buildings | Standard | FALSE | [9 empty] | 42234 | Dimmable | Continuous Below 10 | NotYetVerified |  | 3 | 5735 | 89.99 | 63.73 | 18.73 | 0.918 | 3485 | 83.56
PDTKGNW7 | Acuity Brands Lighting | Lithonia Lighting | IBL 9L ND xxxx LP840 | Indoor Luminaires | High-Bay | Low-Bay Luminaires for Commercial and Industrial Buildings | Standard | FALSE | [9 empty] | 42234 | Dimmable | Continuous Above 10 | NotYetVerified |  | 3 | 9534.81 | 94 | 101.1 | 5.23 | 0.99 | 3466 | 82.9
PX6A5DYB | Acuity Brands Lighting | Lithonia Lighting | IBL 9L WD xxxx LP840 | Indoor Luminaires | High-Bay | Low-Bay Luminaires for Commercial and Industrial Buildings | Standard | FALSE | [9 empty] | 42234 | Dimmable | Continuous Above 10 | NotYetVerified |  | 3 | 9374.63 | 93 | 101.1 | 5.23 | 0.99 | 3466 | 82.9
P7F7HMBB | Acuity Brands Lighting | Lithonia Lighting | IBL 9L ND SD125 xxxx LP840 | Indoor Luminaires | High-Bay | Low-Bay Luminaires for Commercial and Industrial Buildings | Standard | FALSE | [9 empty] | 42234 | Dimmable | Continuous Above 10 | NotYetVerified |  | 3 | 8973.93 | 89 | 101.1 | 5.23 | 0.99 | 3466 | 82.9
PGUWYJ33 | Acuity Brands Lighting | Lithonia Lighting | IBL 9L WD SD125 xxxx LP840 | Indoor Luminaires | High-Bay | Low-Bay Luminaires for Commercial and Industrial Buildings | Standard | FALSE | [9 empty] | 42234 | Dimmable | Continuous Above 10 | NotYetVerified |  | 3 | 8150.69 | 81 | 101.1 | 5.23 | 0.99 | 3466 | 82.9
P5AYY23A | NJZ Lighting Technology Co Ltd | NJZ | NJZ-FLB-50-U-RL-60 | Indoor Luminaires | High-Bay | Low-Bay Luminaires for Commercial and Industrial Buildings | Standard | TRUE | 4711.7 | 99.08 | 47.56 | 13.51 | 0.9583 | 4038 | 75 | 5 | 50000 | 42233 |  |  | NotYetVerified |  | 3 | 4711.7 | 99.08 | 47.56 | 20 | 0.9 | 5700 | 75
PVEEDZ95 | Verlite Company Ltd. | Verlight | VH-150AC1 | Indoor Luminaires | High-Bay | High-Bay Luminaires for Commercial and Industrial Buildings | Standard | TRUE | 11663.06 | 77.68 | 150.15 | 12.8 | 0.958 | 5236 | 74.1 | 5 | 50000 | 42233 |  |  | NotYetVerified |  | 3 | 12000 | 80 | 150 | 10 | 0.9 | 5000 | 70
P6BYKUX8 | NJZ Lighting Technology Co Ltd | NJZ | NJZ-FLB-300-U-RL-60 | Indoor Luminaires | High-Bay | High-Bay Luminaires for Commercial and Industrial Buildings | Standard | TRUE | 27663 | 97.56 | 283.5 | 6.78 | 0.9573 | 4087 | 75.1 | 5 | 50000 | 42233 |  |  | NotYetVerified |  | 3 | 27663 | 97.56 | 283.5 | 20 | 0.9 | 5700 | 75
P6ZTRCZA | SolarMaxLED Inc | SolarMaxLED | LST-V150-5 | Indoor Luminaires | High-Bay | High-Bay Luminaires for Commercial and Industrial Buildings | Standard | TRUE | 13027.91 | 88.42 | 147.34 | 8.84 | 0.957 | 5382 | 79.3 | 5 | 50000 | 42233 |  |  | NotYetVerified |  | 3 | 13000 | 85 | 150 | 8.84 | 0.9 | 5000 | 70
PZCVJ1AA | NJZ Lighting Technology Co Ltd | NJZ | NJZ-FLB-150-U-RL-60 | Indoor Luminaires | High-Bay | High-Bay Luminaires for Commercial and Industrial Buildings | Standard | TRUE | 14274 | 98.3 | 145.2 | 11.37 | 0.9534 | 4048 | 75 | 5 | 50000 | 42233 |  |  | NotYetVerified |  | 3 | 14274 | 98.3 | 145.2 | 20 | 0.9 | 5700 | 75
PS4UTTQU | NJZ Lighting Technology Co Ltd | NJZ | NJZ-FLB-120-U-RL-60 | Indoor Luminaires | High-Bay | High-Bay Luminaires for Commercial and Industrial Buildings | Standard | TRUE | 13283 | 101.02 | 131.5 | 11.37 | 0.9534 | 3965 | 74.7 | 5 | 50000 | 42233 |  |  | NotYetVerified |  | 3 | 13283 | 101.02 | 131.5 | 20 | 0.9 | 5700 | 75
PXNASSQE | NJZ Lighting Technology Co Ltd | NJZ | NJZ-FLB-250-U-RL-60 | Indoor Luminaires | High-Bay | High-Bay Luminaires for Commercial and Industrial Buildings | Standard | TRUE | 23562 | 96.23 | 244.9 | 7.83 | 0.9441 | 4055 | 75 | 5 | 50000 | 42233 |  |  | NotYetVerified |  | 3 | 23562 | 96.23 | 244.9 | 20 | 0.9 | 5700 | 75
PANWXPUJ | MaxLite Inc | MaxLED | MLLHP100USD12/N | Indoor Luminaires | High-Bay | High-Bay Luminaires for Commercial and Industrial Buildings | Standard | TRUE | 11660 | 117.14 | 99.54 | 16.02 | 0.943 | 5056 | 84 | 5 | 50000 | 42233 |  |  | NotYetVerified |  | 3 | 11660 | 117 | 100 | 15 | 0.94 | 5056 | 84
P5U7MTKS | NJZ Lighting Technology Co Ltd | NJZ | NJZ-FLB-100-U-RL-60 | Indoor Luminaires | High-Bay | High-Bay Luminaires for Commercial and Industrial Buildings | Standard | TRUE | 9898 | 101.24 | 97.77 | 12.79 | 0.9306 | 4021 | 74.9 | 5 | 50000 | 42233 |  |  | NotYetVerified |  | 3 | 9898 | 101.24 | 97.77 | 20 | 0.9 | 5700 | 75
PPH8RT34 | Verlite Company Ltd. | Verlight | VH-200AN1 | Indoor Luminaires | High-Bay | High-Bay Luminaires for Commercial and Industrial Buildings | Standard | TRUE | 17780.17 | 85.19 | 205.7 | 7.64 | 0.93 | 4050 | 73.6 | 5 | 35000 | 42233 |  |  | NotYetVerified |  | 3 | 17780.17 | 85.19 | 208.71 | 7.64 | 0.996 | 4050 | 74
PX5MYJUQ | Indak Manufacturing | Indak Lighting | A506R | Indoor Luminaires | High-Bay | High-Bay Luminaires for Commercial and Industrial Buildings | Standard | TRUE | 16110 | 117 | 137.6 | 15.3 | 0.925 | 4202 | 84.6 | 5 | 50000 | 42233 |  |  | NotYetVerified | Not DLC qualified if using as retrofit kit | 3 | 16110 | 117 | 138 | 7.82 | 0.993 | 4202 | 85
PEMHM3EV | Indak Manufacturing | Indak Lighting | B506R | Indoor Luminaires | High-Bay | High-Bay Luminaires for Commercial and Industrial Buildings | Standard | TRUE | 10520 | 119.3 | 88.13 | 15.3 | 0.925 | 4154 | 84.2 | 5 | 50000 | 42233 |  |  | NotYetVerified | Not DLC qualified if using as retrofit kit | 3 | 10520 | 119 | 88 | 15.6 | 0.925 | 4154 | 84
PKTH5ADZ | Indak Manufacturing | Indak Lighting | 9Z505R | Indoor Luminaires | High-Bay | High-Bay Luminaires for Commercial and Industrial Buildings | Standard | TRUE | 20520 | 120 | 171.7 | 15.3 | 0.925 | 4139 | 84.2 | 5 | 50000 | 42233 |  |  | NotYetVerified | Not DLC qualified if using as retrofit kit | 3 | 20520 | 120 | 172 | 6.53 | 0.994 | 4139 | 84
PRJK6SCE | NJZ Lighting Technology Co Ltd | NJZ | NJZ-FLB-400-U-RL-60 | Indoor Luminaires | High-Bay | High-Bay Luminaires for Commercial and Industrial Buildings | Standard | TRUE | 37521 | 96.35 | 389.4 | 9.99 | 0.9244 | 3975 | 74.6 | 5 | 50000 | 42233 |  |  | NotYetVerified |  | 3 | 37521 | 96.35 | 389.4 | 20 | 0.9 | 5700 | 75
PXJX7GC5 | MaxLite Inc | MaxLED | MLLHP100USD12/W | Indoor Luminaires | High-Bay | High-Bay Luminaires for Commercial and Industrial Buildings | Standard | FALSE | [9 empty] | 42233 |  |  | NotYetVerified |  | 3 | 12550 | 126 | 100 | 15 | 0.94 | 5050 | 84
PBEJM7HP | Indak Manufacturing | Indak Lighting | 9B505R | Indoor Luminaires | High-Bay | High-Bay Luminaires for Commercial and Industrial Buildings | Standard | FALSE | [9 empty] | 42233 |  |  | NotYetVerified | Not DLC qualified if using as retrofit kit | 3 | 21350 | 122 | 175 | 6.66 | 0.994 | 5351 | 83
P4RCSFME | Indak Manufacturing | Indak Lighting | 9V505R | Indoor Luminaires | High-Bay | High-Bay Luminaires for Commercial and Industrial Buildings | Standard | FALSE | [9 empty] | 42233 |  |  | NotYetVerified | Not DLC qualified if using as retrofit kit | 3 | 21350 | 122 | 175 | 6.66 | 0.994 | 5351 | 83
PZ791VR3 | Indak Manufacturing | Indak Lighting | 9W505R | Indoor Luminaires | High-Bay | High-Bay Luminaires for Commercial and Industrial Buildings | Standard | FALSE | [9 empty] | 42233 |  |  | NotYetVerified | Not DLC qualified if using as retrofit kit | 3 | 16110 | 117 | 138 | 7.82 | 0.993 | 5000 | 85
P75G5BTU | Indak Manufacturing | Indak Lighting | 9C505R | Indoor Luminaires | High-Bay | High-Bay Luminaires for Commercial and Industrial Buildings | Standard | FALSE | [9 empty] | 42233 |  |  | NotYetVerified | Not DLC qualified if using as retrofit kit | 3 | 16110 | 117 | 138 | 7.82 | 0.993 | 5000 | 85
PV5WQDCW | Indak Manufacturing | Indak Lighting | 9Y505R | Indoor Luminaires | High-Bay | High-Bay Luminaires for Commercial and Industrial Buildings | Standard | FALSE | [9 empty] | 42233 |  |  | NotYetVerified | Not DLC qualified if using as retrofit kit | 3 | 10520 | 119 | 88 | 15.6 | 0.925 | 5000 | 84
PRU9GXJP | Indak Manufacturing | Indak Lighting | 9D505R | Indoor Luminaires | High-Bay | High-Bay Luminaires for Commercial and Industrial Buildings | Standard | FALSE | [9 empty] | 42233 |  |  | NotYetVerified | Not DLC qualified if using as retrofit kit | 3 | 10520 | 119 | 88 | 15.6 | 0.925 | 5000 | 84
PKUZWFTQ | Indak Manufacturing | Indak Lighting | 9F505R | Indoor Luminaires | High-Bay | High-Bay Luminaires for Commercial and Industrial Buildings | Standard | FALSE | [9 empty] | 42233 |  |  | NotYetVerified | Not DLC qualified if using as retrofit kit | 3 | 16110 | 117 | 138 | 7.82 | 0.993 | 4202 | 85
P26E5895 | Indak Manufacturing | Indak Lighting | 9G505R | Indoor Luminaires | High-Bay | High-Bay Luminaires for Commercial and Industrial Buildings | Standard | FALSE | [9 empty] | 42233 |  |  | NotYetVerified | Not DLC qualified if using as retrofit kit | 3 | 10520 | 119 | 88 | 15.6 | 0.925 | 4154 | 84
PJVP1TEK | Indak Manufacturing | Indak Lighting | 9E505R | Indoor Luminaires | High-Bay | High-Bay Luminaires for Commercial and Industrial Buildings | Standard | FALSE | [9 empty] | 42233 |  |  | NotYetVerified | Not DLC qualified if using as retrofit kit | 3 | 20520 | 120 | 172 | 6.53 | 0.994 | 4139 | 84
PZH6SYM6 | NJZ Lighting Technology Co Ltd | NJZ | NJZ-FLB-400-U-RR-60 | Indoor Luminaires | High-Bay | High-Bay Luminaires for Commercial and Industrial Buildings | Standard | FALSE | [9 empty] | 42233 | Dimmable | Continuous Below 10 | NotYetVerified |  | 3 | 40564 | 104.06 | 389.8 | 20 | 0.9 | 5700 | 75
PZ6WH7GN | NJZ Lighting Technology Co Ltd | NJZ | NJZ-FLB-400-U-RR-120 | Indoor Luminaires | High-Bay | High-Bay Luminaires for Commercial and Industrial Buildings | Standard | FALSE | [9 empty] | 42233 | Dimmable | Continuous Below 10 | NotYetVerified |  | 3 | 39193 | 97.64 | 401.4 | 20 | 0.9 | 5700 | 75
PWW797NG | NJZ Lighting Technology Co Ltd | NJZ | NJZ-FLB-400-U-RL-120 | Indoor Luminaires | High-Bay | High-Bay Luminaires for Commercial and Industrial Buildings | Standard | FALSE | [9 empty] | 42233 | Dimmable | Continuous Below 10 | NotYetVerified |  | 3 | 39193 | 97.64 | 401.4 | 20 | 0.9 | 5700 | 75
PT8Y4BD9 | NJZ Lighting Technology Co Ltd | NJZ | NJZ-FLB-300-U-RR-60 | Indoor Luminaires | High-Bay | High-Bay Luminaires for Commercial and Industrial Buildings | Standard | FALSE | [9 empty] | 42233 | Dimmable | Continuous Below 10 | NotYetVerified |  | 3 | 29923 | 105.41 | 283.9 | 20 | 0.9 | 5700 | 75
PGP2YY7T | NJZ Lighting Technology Co Ltd | NJZ | NJZ-FLB-300-U-RR-120 | Indoor Luminaires | High-Bay | High-Bay Luminaires for Commercial and Industrial Buildings | Standard | FALSE | [9 empty] | 42233 | Dimmable | Continuous Below 10 | NotYetVerified |  | 3 | 29068.8 | 99.4 | 292.4 | 20 | 0.9 | 5700 | 75
P8RYG922 | NJZ Lighting Technology Co Ltd | NJZ | NJZ-FLB-300-U-RL-120 | Indoor Luminaires | High-Bay | High-Bay Luminaires for Commercial and Industrial Buildings | Standard | FALSE | [9 empty] | 42233 | Dimmable | Continuous Below 10 | NotYetVerified |  | 3 | 29068.8 | 99.4 | 292.4 | 20 | 0.9 | 5700 | 75
PJWQ1R1Q | NJZ Lighting Technology Co Ltd | NJZ | NJZ-FLB-250-U-RR-60 | Indoor Luminaires | High-Bay | High-Bay Luminaires for Commercial and Industrial Buildings | Standard | FALSE | [9 empty] | 42233 | Dimmable | Continuous Below 10 | NotYetVerified |  | 3 | 25424 | 103.45 | 245.8 | 20 | 0.9 | 5700 | 75
PEUPTM1B | NJZ Lighting Technology Co Ltd | NJZ | NJZ-FLB-250-U-RL-120 | Indoor Luminaires | High-Bay | High-Bay Luminaires for Commercial and Industrial Buildings | Standard | FALSE | [9 empty] | 42233 | Dimmable | Continuous Below 10 | NotYetVerified |  | 3 | 24020.7 | 97.47 | 246.4 | 20 | 0.9 | 5700 | 75
PBNS7ER3 | NJZ Lighting Technology Co Ltd | NJZ | NJZ-FLB-250-U-RR-120 | Indoor Luminaires | High-Bay | High-Bay Luminaires for Commercial and Industrial Buildings | Standard | FALSE | [9 empty] | 42233 | Dimmable | Continuous Below 10 | NotYetVerified |  | 3 | 24020.7 | 97.47 | 246.4 | 20 | 0.9 | 5700 | 75
P3D1QT1Z | NJZ Lighting Technology Co Ltd | NJZ | NJZ-FLB-200-U-RR-60 | Indoor Luminaires | High-Bay | High-Bay Luminaires for Commercial and Industrial Buildings | Standard | FALSE | [9 empty] | 42233 | Dimmable | Continuous Below 10 | NotYetVerified |  | 3 | 20494 | 107.37 | 190.9 | 20 | 0.9 | 5700 | 75
PHA6TR68 | NJZ Lighting Technology Co Ltd | NJZ | NJZ-FLB-200-U-RR-120 | Indoor Luminaires | High-Bay | High-Bay Luminaires for Commercial and Industrial Buildings | Standard | FALSE | [9 empty] | 42233 | Dimmable | Continuous Below 10 | NotYetVerified |  | 3 | 19287.4 | 100.68 | 191.6 | 20 | 0.9 | 5700 | 75
P5485Q4D | NJZ Lighting Technology Co Ltd | NJZ | NJZ-FLB-200-U-RL-120 | Indoor Luminaires | High-Bay | High-Bay Luminaires for Commercial and Industrial Buildings | Standard | FALSE | [9 empty] | 42233 | Dimmable | Continuous Below 10 | NotYetVerified |  | 3 | 19287.4 | 100.68 | 191.6 | 20 | 0.9 | 5700 | 75
PRBPW6W6 | NJZ Lighting Technology Co Ltd | NJZ | NJZ-FLB-200-U-RL-60 | Indoor Luminaires | High-Bay | High-Bay Luminaires for Commercial and Industrial Buildings | Standard | FALSE | [9 empty] | 42233 | Dimmable | Continuous Below 10 | NotYetVerified |  | 3 | 18713 | 98.49 | 190 | 20 | 0.9 | 5700 | 75
PA78FPB9 | NJZ Lighting Technology Co Ltd | NJZ | NJZ-FLB-150-U-RR-60 | Indoor Luminaires | High-Bay | High-Bay Luminaires for Commercial and Industrial Buildings | Standard | FALSE | [9 empty] | 42233 | Dimmable | Continuous Below 10 | NotYetVerified |  | 3 | 15440 | 106.43 | 145.1 | 20 | 0.9 | 5700 | 75
P8KMN7AC | NJZ Lighting Technology Co Ltd | NJZ | NJZ-FLB-150-U-RL-120 | Indoor Luminaires | High-Bay | High-Bay Luminaires for Commercial and Industrial Buildings | Standard | FALSE | [9 empty] | 42233 | Dimmable | Continuous Below 10 | NotYetVerified |  | 3 | 14661.9 | 100.49 | 145.9 | 20 | 0.9 | 5700 | 75
P4YF8HMJ | NJZ Lighting Technology Co Ltd | NJZ | NJZ-FLB-150-U-RR-120 | Indoor Luminaires | High-Bay | High-Bay Luminaires for Commercial and Industrial Buildings | Standard | FALSE | [9 empty] | 42233 | Dimmable | Continuous Below 10 | NotYetVerified |  | 3 | 14661.9 | 100.49 | 145.9 | 20 | 0.9 | 5700 | 75
PSUBA9Q4 | NJZ Lighting Technology Co Ltd | NJZ | NJZ-FLB-120-U-RR-60 | Indoor Luminaires | High-Bay | High-Bay Luminaires for Commercial and Industrial Buildings | Standard | FALSE | [9 empty] | 42233 | Dimmable | Continuous Below 10 | NotYetVerified |  | 3 | 14198 | 108.87 | 130.4 | 20 | 0.9 | 5700 | 75
PC6BNYRA | NJZ Lighting Technology Co Ltd | NJZ | NJZ-FLB-120-U-RR-120 | Indoor Luminaires | High-Bay | High-Bay Luminaires for Commercial and Industrial Buildings | Standard | FALSE | [9 empty] | 42233 | Dimmable | Continuous Below 10 | NotYetVerified |  | 3 | 13506.6 | 103.68 | 130.3 | 20 | 0.9 | 5700 | 75
P8XJUYQT | NJZ Lighting Technology Co Ltd | NJZ | NJZ-FLB-120-U-RL-120 | Indoor Luminaires | High-Bay | High-Bay Luminaires for Commercial and Industrial Buildings | Standard | FALSE | [9 empty] | 42233 | Dimmable | Continuous Below 10 | NotYetVerified |  | 3 | 13506.6 | 103.68 | 130.3 | 20 | 0.9 | 5700 | 75
PSUZXZV5 | NJZ Lighting Technology Co Ltd | NJZ | NJZ-FLB-100-U-RR-60 | Indoor Luminaires | High-Bay | High-Bay Luminaires for Commercial and Industrial Buildings | Standard | FALSE | [9 empty] | 42233 | Dimmable | Continuous Below 10 | NotYetVerified |  | 3 | 10535 | 107.93 | 97.61 | 20 | 0.9 | 5700 | 75
PR9GF5EG | NJZ Lighting Technology Co Ltd | NJZ | NJZ-FLB-100-U-RL-120 | Indoor Luminaires | High-Bay | High-Bay Luminaires for Commercial and Industrial Buildings | Standard | FALSE | [9 empty] | 42233 | Dimmable | Continuous Below 10 | NotYetVerified |  | 3 | 9966.75 | 103.27 | 96.51 | 20 | 0.9 | 5700 | 75
PEJKQKD4 | NJZ Lighting Technology Co Ltd | NJZ | NJZ-FLB-100-U-RR-120 | Indoor Luminaires | High-Bay | High-Bay Luminaires for Commercial and Industrial Buildings | Standard | FALSE | [9 empty] | 42233 | Dimmable | Continuous Below 10 | NotYetVerified |  | 3 | 9966.75 | 103.27 | 96.51 | 20 | 0.9 | 5700 | 75
P7CQB29Q | NJZ Lighting Technology Co Ltd | NJZ | NJZ-FLB-50-U-RR-60 | Indoor Luminaires | High-Bay | Low-Bay Luminaires for Commercial and Industrial Buildings | Standard | FALSE | [9 empty] | 42233 | Dimmable | Continuous Below 10 | NotYetVerified |  | 3 | 5225.4 | 105.79 | 49.39 | 20 | 0.9 | 5700 | 75
PFTAAPVV | NJZ Lighting Technology Co Ltd | NJZ | NJZ-FLB-50-U-RR-120 | Indoor Luminaires | High-Bay | Low-Bay Luminaires for Commercial and Industrial Buildings | Standard | FALSE | [9 empty] | 42233 | Dimmable | Continuous Below 10 | NotYetVerified |  | 3 | 4979.42 | 102.3 | 48.67 | 20 | 0.9 | 5700 | 75
PFR5N8QY | NJZ Lighting Technology Co Ltd | NJZ | NJZ-FLB-50-U-RL-120 | Indoor Luminaires | High-Bay | Low-Bay Luminaires for Commercial and Industrial Buildings | Standard | FALSE | [9 empty] | 42233 | Dimmable | Continuous Below 10 | NotYetVerified |  | 3 | 4979.42 | 102.3 | 48.67 | 20 | 0.9 | 5700 | 75
P3SU5U2X | Verlite Company Ltd. | Verlight | VH-200AC1 | Indoor Luminaires | High-Bay | High-Bay Luminaires for Commercial and Industrial Buildings | Standard | FALSE | [9 empty] | 42233 | Not Dimmable | Not Dimmable | NotYetVerified |  | 3 | 17000 | 85 | 200 | 7.64 | 0.996 | 5700 | 74
P278NTQZ | Verlite Company Ltd. | Verlight | VH-200AC1 | Indoor Luminaires | High-Bay | High-Bay Luminaires for Commercial and Industrial Buildings | Standard | FALSE | [9 empty] | 42233 | Not Dimmable | Not Dimmable | NotYetVerified |  | 3 | 17000 | 85 | 200 | 7.64 | 0.996 | 5000 | 74
PEXRN4QC | Verlite Company Ltd. | Verlight | VH-200AN1 | Indoor Luminaires | High-Bay | High-Bay Luminaires for Commercial and Industrial Buildings | Standard | FALSE | [9 empty] | 42233 | Not Dimmable | Not Dimmable | NotYetVerified |  | 3 | 17000 | 85 | 200 | 7.64 | 0.996 | 4500 | 74
P6QVY2Z5 | YANKON LIGHTING INC. | Yankon | YGA15A01-150W-830-1C | Indoor Luminaires | High-Bay | High-Bay Luminaires for Commercial and Industrial Buildings | Standard | TRUE | 15541 | 104.16 | 149.2 | 10.5 | 0.969 | 2942 | 82.7 | 5 | 35000 | 42230 |  |  | NotYetVerified |  | 3 | 15541 | 104.16 | 149.2 |  |  | 3000 | 82.4
P554G98T | YANKON LIGHTING INC. | Yankon | YGA15A01-150W-830-2C | Indoor Luminaires | High-Bay | High-Bay Luminaires for Commercial and Industrial Buildings | Standard | TRUE | 16435 | 110.1 | 148.9 | 10.78 | 0.9689 | 2946 | 82.8 | 5 | 35000 | 42230 |  |  | NotYetVerified |  | 3 | 16435 | 110.1 | 148.9 |  |  | 3000 | 82.4
PB3USDD9 | YANKON LIGHTING INC. | Yankon | YGA15A01-115W-830-1C | Indoor Luminaires | High-Bay | High-Bay Luminaires for Commercial and Industrial Buildings | Standard | TRUE | 12157 | 106.6 | 113.7 | 9.98 | 0.962 | 2944 | 82.4 | 5 | 35000 | 42230 |  |  | NotYetVerified |  | 3 | 12157 | 106.92 | 113.7 |  |  | 3000 | 82.4
PGBNQTUE | YANKON LIGHTING INC. | Yankon | YGA15A01-115W-830-2C | Indoor Luminaires | High-Bay | High-Bay Luminaires for Commercial and Industrial Buildings | Standard | TRUE | 12819 | 113.24 | 113.2 | 10.13 | 0.96 | 2950 | 82.7 | 5 | 35000 | 42230 |  |  | NotYetVerified |  | 3 | 12819 | 113.24 | 113.2 |  |  | 3000 | 82.4
PV9FQ89M | Standard Products Inc. | LED HIGH BAY | LPHBG2/4MS/40K/2/DD1/FP/STD | Indoor Luminaires | High-Bay | High-Bay Luminaires for Commercial and Industrial Buildings | Standard | TRUE | 11197 | 110.9 | 101 | 13.7 | 0.934 | 4023 | 82.2 | 5 | 200000 | 42230 |  |  | NotYetVerified | ES3V-UL-4MS-40-WIDE-FP-LV | 3 | 11410 | 112.9 | 101.09 | 13.45 | 0.92 | 4023 | 82.2
P3EYA31B | Verlite Company Ltd. | Veright | VH-100AN1 | Indoor Luminaires | High-Bay | High-Bay Luminaires for Commercial and Industrial Buildings | Standard | TRUE | 9531.25 | 87.68 | 108.7 | 14.2 | 0.933 | 4103 | 73.3 | 5 | 50000 | 42230 |  |  | NotYetVerified |  | 3 | 9531.25 | 87.68 | 108.7 | 7.65 | 0.996 | 4103 | 73
P592SW2S | Standard Products Inc. | LED HIGH BAY | LPHBG2/2MS/40K/2/DD1/FP/STD | Indoor Luminaires | High-Bay | Low-Bay Luminaires for Commercial and Industrial Buildings | Standard | TRUE | 5666 | 112 | 50.6 | 9.86 | 0.927 | 4022 | 82.2 | 5 | 200000 | 42230 |  |  | NotYetVerified | ES3V-UL-2MS-40-WIDE-FP-LV | 3 | 5666 | 112.0427 | 50.57 | 9.4677 | 0.90891 | 4022 | 82.2
PCBJH1WB | Standard Products Inc. | LED HIGH BAY | LPHBG2/4M/50K/2/DD1/CL/STD | Indoor Luminaires | High-Bay | High-Bay Luminaires for Commercial and Industrial Buildings | Standard | FALSE | [9 empty] | 42230 |  |  | NotYetVerified | ES3V-UL-4M-50-WIDE-CA-LV | 3 | 27126 | 134.2 | 202.18 | 13.45 | 0.92 | 5032 | 81.5
PZREPKRJ | Standard Products Inc. | LED HIGH BAY | LPHBG2/4M/50K/2/DD1/FP/STD | Indoor Luminaires | High-Bay | High-Bay Luminaires for Commercial and Industrial Buildings | Standard | FALSE | [9 empty] | 42230 |  |  | NotYetVerified | ES3V-UL-4M-50-WIDE-FP-LV | 3 | 24652 | 121.9 | 202.18 | 13.45 | 0.92 | 5032 | 81.5
PE5PSMCQ | Standard Products Inc. | LED HIGH BAY | LPHBG2/4MS/50K/2/DD1/CL/STD | Indoor Luminaires | High-Bay | High-Bay Luminaires for Commercial and Industrial Buildings | Standard | FALSE | [9 empty] | 42230 |  |  | NotYetVerified | ES3V-UL-4MS-50-WIDE-CA-LV | 3 | 13563 | 134.2 | 101.09 | 13.45 | 0.92 | 5032 | 81.5
PX6T4T1E | Standard Products Inc. | LED HIGH BAY | LPHBG2/4MS/50K/2/DD1/FP/STD | Indoor Luminaires | High-Bay | High-Bay Luminaires for Commercial and Industrial Buildings | Standard | FALSE | [9 empty] | 42230 |  |  | NotYetVerified | ES3V-UL-4MS-50-WIDE-FP-LV | 3 | 12326 | 121.9 | 101.09 | 13.45 | 0.92 | 5032 | 81.5
PBK2VX4P | Standard Products Inc. | LED HIGH BAY | LPHBG2/2MS/50K/3/DD1/CL/STD | Indoor Luminaires | High-Bay | Low-Bay Luminaires for Commercial and Industrial Buildings | Standard | FALSE | [9 empty] | 42230 |  |  | NotYetVerified | ES3V-UL-2MS-50-WIDE-CA-HV | 3 | 6933.749 | 129.4859 | 53.5483 | 11.5837 | 0.94895 | 5032 | 81.5
PA8WX459 | Standard Products Inc. | LED HIGH BAY | LPHBG2/2MS/50K/3/DD1/FP/STD | Indoor Luminaires | High-Bay | Low-Bay Luminaires for Commercial and Industrial Buildings | Standard | FALSE | [9 empty] | 42230 |  |  | NotYetVerified | ES3V-UL-2MS-50-WIDE-FP-HV | 3 | 6301.524 | 117.6792 | 53.5483 | 11.5837 | 0.94895 | 5032 | 81.5
PV4J9R6X | Standard Products Inc. | LED HIGH BAY | LPHBG2/4M/50K/3/DD1/CL/STD | Indoor Luminaires | High-Bay | High-Bay Luminaires for Commercial and Industrial Buildings | Standard | FALSE | [9 empty] | 42230 |  |  | NotYetVerified | ES3V-UL-4M-50-WIDE-CA-HV | 3 | 28084 | 137.9 | 203.67 | 11.22 | 0.96 | 5032 | 81.5
PXXJAVHQ | Standard Products Inc. | LED HIGH BAY | LPHBG2/4M/50K/3/DD1/FP/STD | Indoor Luminaires | High-Bay | High-Bay Luminaires for Commercial and Industrial Buildings | Standard | FALSE | [9 empty] | 42230 |  |  | NotYetVerified | ES3V-UL-4M-50-WIDE-FP-HV | 3 | 25523 | 125.3 | 203.67 | 11.22 | 0.96 | 5032 | 81.5
PRUSJ9WT | Standard Products Inc. | LED HIGH BAY | LPHBG2/4MS/50K/3/DD1/CL/STD | Indoor Luminaires | High-Bay | High-Bay Luminaires for Commercial and Industrial Buildings | Standard | FALSE | [9 empty] | 42230 |  |  | NotYetVerified | ES3V-UL-4MS-50-WIDE-CA-HV | 3 | 14042 | 137.9 | 101.84 | 11.22 | 0.96 | 5032 | 81.5
PYTQF5CD | Standard Products Inc. | LED HIGH BAY | LPHBG2/4MS/50K/3/DD1/FP/STD | Indoor Luminaires | High-Bay | High-Bay Luminaires for Commercial and Industrial Buildings | Standard | FALSE | [9 empty] | 42230 |  |  | NotYetVerified | ES3V-UL-4MS-50-WIDE-FP-HV | 3 | 12762 | 125.3 | 101.84 | 11.22 | 0.96 | 5032 | 81.5
PW9DG8SB | Standard Products Inc. | LED HIGH BAY | LPHBG2/6M/50K/2/DD1/CL/STD | Indoor Luminaires | High-Bay | High-Bay Luminaires for Commercial and Industrial Buildings | Standard | FALSE | [9 empty] | 42230 |  |  | NotYetVerified | ES3V-UL-6M-50-WIDE-CA-LV | 3 | 40826 | 134.9 | 302.58 | 10.54 | 0.95 | 5032 | 81.5
P6N346UA | Standard Products Inc. | LED HIGH BAY | LPHBG2/6M/50K/2/DD1/FP/STD | Indoor Luminaires | High-Bay | High-Bay Luminaires for Commercial and Industrial Buildings | Standard | FALSE | [9 empty] | 42230 |  |  | NotYetVerified | ES3V-UL-6M-50-WIDE-FP-LV | 3 | 37104 | 122.5 | 302.81 | 10.54 | 0.95 | 5032 | 81.5
PA7Y978U | Standard Products Inc. | LED HIGH BAY | LPHBG2/6MS/50K/2/DD1/CL/STD | Indoor Luminaires | High-Bay | High-Bay Luminaires for Commercial and Industrial Buildings | Standard | FALSE | [9 empty] | 42230 |  |  | NotYetVerified | ES3V-UL-6MS-50-WIDE-CA-LV | 3 | 20413 | 134.9 | 151.29 | 10.54 | 0.95 | 5032 | 81.5
PA2EPCVS | Standard Products Inc. | LED HIGH BAY | LPHBG2/6MS/50K/2/DD1/FP/STD | Indoor Luminaires | High-Bay | High-Bay Luminaires for Commercial and Industrial Buildings | Standard | FALSE | [9 empty] | 42230 |  |  | NotYetVerified | ES3V-UL-6MS-50-WIDE-FP-LV | 3 | 18552 | 122.5 | 151.41 | 10.54 | 0.95 | 5032 | 81.5
PCESPFU9 | Standard Products Inc. | LED HIGH BAY | LPHBG2/2MS/50K/2/DD1/CL/STD | Indoor Luminaires | High-Bay | Low-Bay Luminaires for Commercial and Industrial Buildings | Standard | FALSE | [9 empty] | 42230 |  |  | NotYetVerified | ES3V-UL-2MS-50-WIDE-CA-LV | 3 | 6708.93 | 133.6399 | 50.2015 | 9.4677 | 0.90891 | 5032 | 81.5
PCP39Z8Y | Standard Products Inc. | LED HIGH BAY | LPHBG2/2MS/50K/2/DD1/FP/STD | Indoor Luminaires | High-Bay | Low-Bay Luminaires for Commercial and Industrial Buildings | Standard | FALSE | [9 empty] | 42230 |  |  | NotYetVerified | ES3V-UL-2MS-50-WIDE-FP-LV | 3 | 6097.204 | 121.4545 | 50.2015 | 9.4677 | 0.90891 | 5032 | 81.5
PNDWZ64X | Standard Products Inc. | LED HIGH BAY | LPHBG2/6M/50K/3/DD1/CL/STD | Indoor Luminaires | High-Bay | High-Bay Luminaires for Commercial and Industrial Buildings | Standard | FALSE | [9 empty] | 42230 |  |  | NotYetVerified | ES3V-UL-6M-50-WIDE-CA-HV | 3 | 40826 | 134.8 | 302.81 | 8.88 | 0.98 | 5032 | 81.5
PFRH1KTM | Standard Products Inc. | LED HIGH BAY | LPHBG2/6M/50K/3/DD1/FP/STD | Indoor Luminaires | High-Bay | High-Bay Luminaires for Commercial and Industrial Buildings | Standard | FALSE | [9 empty] | 42230 |  |  | NotYetVerified | ES3V-UL-6M-50-WIDE-FP-HV | 3 | 37104 | 122.5 | 302.81 | 8.88 | 0.98 | 5032 | 81.5
PS3WPZQ5 | Standard Products Inc. | LED HIGH BAY | LPHBG2/6MS/50K/3/DD1/CL/STD | Indoor Luminaires | High-Bay | High-Bay Luminaires for Commercial and Industrial Buildings | Standard | FALSE | [9 empty] | 42230 |  |  | NotYetVerified | ES3V-UL-6MS-50-WIDE-CA-HV | 3 | 20413 | 134.8 | 151.41 | 8.88 | 0.98 | 5032 | 81.5
PM3NMEUW | Standard Products Inc. | LED HIGH BAY | LPHBG2/6MS/50K/3/DD1/FP/STD | Indoor Luminaires | High-Bay | High-Bay Luminaires for Commercial and Industrial Buildings | Standard | FALSE | [9 empty] | 42230 |  |  | NotYetVerified | ES3V-UL-6MS-50-WIDE-FP-HV | 3 | 18552 | 122.5 | 151.41 | 8.88 | 0.98 | 5032 | 81.5
PWXB2HFQ | Standard Products Inc. | LED HIGH BAY | LPHBG2/6M/40K/2/DD1/CL/STD | Indoor Luminaires | High-Bay | High-Bay Luminaires for Commercial and Industrial Buildings | Standard | FALSE | [9 empty] | 42230 |  |  | NotYetVerified | ES3V-UL-6M-40-WIDE-CA-LV | 3 | 37191 | 124.8 | 298 | 11.46 | 0.95 | 4028 | 82.2
PSNS9GDY | Standard Products Inc. | LED HIGH BAY | LPHBG2/6M/40K/2/DD1/FP/STD | Indoor Luminaires | High-Bay | High-Bay Luminaires for Commercial and Industrial Buildings | Standard | FALSE | [9 empty] | 42230 |  |  | NotYetVerified | ES3V-UL-6M-40-WIDE-FP-LV | 3 | 33800 | 113.4 | 298 | 11.46 | 0.95 | 4028 | 82.2
PUPR65X8 | Standard Products Inc. | LED HIGH BAY | LPHBG2/6MS/40K/2/DD1/CL/STD | Indoor Luminaires | High-Bay | High-Bay Luminaires for Commercial and Industrial Buildings | Standard | FALSE | [9 empty] | 42230 |  |  | NotYetVerified | ES3V-UL-6MS-40-WIDE-CA-LV | 3 | 18596 | 124.8 | 149 | 11.46 | 0.95 | 4028 | 82.2
PFAJQSGZ | Standard Products Inc. | LED HIGH BAY | LPHBG2/6MS/40K/2/DD1/FP/STD | Indoor Luminaires | High-Bay | High-Bay Luminaires for Commercial and Industrial Buildings | Standard | FALSE | [9 empty] | 42230 |  |  | NotYetVerified | ES3V-UL-6MS-40-WIDE-FP-LV | 3 | 16900 | 113.4 | 149 | 11.46 | 0.96 | 4028 | 82.2
P7TFDTMP | Standard Products Inc. | LED HIGH BAY | LPHBG2/6M/40K/3/DD1/CL/STD | Indoor Luminaires | High-Bay | High-Bay Luminaires for Commercial and Industrial Buildings | Standard | FALSE | [9 empty] | 42230 |  |  | NotYetVerified | ES3V-UL-6M-40-WIDE-CA-HV | 3 | 37894 | 128.5 | 294.79 | 8.88 | 0.98 | 4028 | 82.2
PC8ZU12V | Standard Products Inc. | LED HIGH BAY | LPHBG2/6M/40K/3/DD1/FP/STD | Indoor Luminaires | High-Bay | High-Bay Luminaires for Commercial and Industrial Buildings | Standard | FALSE | [9 empty] | 42230 |  |  | NotYetVerified | ES3V-UL-6M-40-WIDE-FP-HV | 3 | 34439 | 116.8 | 294.79 | 8.88 | 0.98 | 4028 | 82.2
P2MUFPAT | Standard Products Inc. | LED HIGH BAY | LPHBG2/6MS/40K/3/DD1/CL/STD | Indoor Luminaires | High-Bay | High-Bay Luminaires for Commercial and Industrial Buildings | Standard | FALSE | [9 empty] | 42230 |  |  | NotYetVerified | ES3V-UL-6MS-40-WIDE-CA-HV | 3 | 18947 | 128.5 | 147.4 | 8.88 | 0.98 | 4028 | 82.2
P9BB5BY6 | Standard Products Inc. | LED HIGH BAY | LPHBG2/6MS/40K/3/DD1/FP/STD | Indoor Luminaires | High-Bay | High-Bay Luminaires for Commercial and Industrial Buildings | Standard | FALSE | [9 empty] | 42230 |  |  | NotYetVerified | ES3V-UL-6MS-40-WIDE-FP-HV | 3 | 17219 | 116.8 | 147.4 | 8.88 | 0.98 | 4028 | 82.2
PBT8J7P8 | Standard Products Inc. | LED HIGH BAY | LPHBG2/4M/40K/2/DD1/CL/STD | Indoor Luminaires | High-Bay | High-Bay Luminaires for Commercial and Industrial Buildings | Standard | FALSE | [9 empty] | 42230 |  |  | NotYetVerified | ES3V-UL-4M-40-WIDE-CA-LV | 3 | 24711 | 122.2 | 202.18 | 13.45 | 0.92 | 4023 | 82.2
P6TDAWWH | Standard Products Inc. | LED HIGH BAY | LPHBG2/4M/40K/2/DD1/FP/STD | Indoor Luminaires | High-Bay | High-Bay Luminaires for Commercial and Industrial Buildings | Standard | FALSE | [9 empty] | 42230 |  |  | NotYetVerified | ES3V-UL-4M-40-WIDE-FP-LV | 3 | 22820 | 112.9 | 202.18 | 13.45 | 0.92 | 4023 | 82.2
PEP88P1S | Standard Products Inc. | LED HIGH BAY | LPHBG2/4MS/40K/2/DD1/CL/STD | Indoor Luminaires | High-Bay | High-Bay Luminaires for Commercial and Industrial Buildings | Standard | FALSE | [9 empty] | 42230 |  |  | NotYetVerified | ES3V-UL-4MS-40-WIDE-CA-LV | 3 | 12355 | 122.2 | 101.09 | 13.45 | 0.92 | 4023 | 82.2
PU1VNBDH | Standard Products Inc. | LED HIGH BAY | LPHBG2/4M/40K/3/DD1/CL/STD | Indoor Luminaires | High-Bay | High-Bay Luminaires for Commercial and Industrial Buildings | Standard | FALSE | [9 empty] | 42230 |  |  | NotYetVerified | ES3V-UL-4M-40-WIDE-CA-HV | 3 | 25583 | 125.6 | 203.67 | 11.22 | 0.96 | 4023 | 82.2
P665RT49 | Standard Products Inc. | LED HIGH BAY | LPHBG2/4M/40K/3/DD1/FP/STD | Indoor Luminaires | High-Bay | High-Bay Luminaires for Commercial and Industrial Buildings | Standard | FALSE | [9 empty] | 42230 |  |  | NotYetVerified | ES3V-UL-4M-40-WIDE-FP-HV | 3 | 23251 | 114.2 | 203.67 | 11.22 | 0.96 | 4023 | 82.2
PZU65UG4 | Standard Products Inc. | LED HIGH BAY | LPHBG2/4MS/40K/3/DD1/CL/STD | Indoor Luminaires | High-Bay | High-Bay Luminaires for Commercial and Industrial Buildings | Standard | FALSE | [9 empty] | 42230 |  |  | NotYetVerified | ES3V-UL-4MS-40-WIDE-CA-HV | 3 | 12792 | 125.6 | 101.84 | 11.22 | 0.96 | 4023 | 82.2
P5SQ9XUP | Standard Products Inc. | LED HIGH BAY | LPHBG2/4MS/40K/3/DD1/FP/STD | Indoor Luminaires | High-Bay | High-Bay Luminaires for Commercial and Industrial Buildings | Standard | FALSE | [9 empty] | 42230 |  |  | NotYetVerified | ES3V-UL-4MS-40-WIDE-FP-HV | 3 | 11625 | 114.2 | 101.84 | 11.22 | 0.96 | 4023 | 82.2
P9M9B8FK | Standard Products Inc. | LED HIGH BAY | LPHBG2/2MS/40K/3/DD1/CL/STD | Indoor Luminaires | High-Bay | Low-Bay Luminaires for Commercial and Industrial Buildings | Standard | FALSE | [9 empty] | 42230 |  |  | NotYetVerified | ES3V-UL-2MS-40-WIDE-CA-HV | 3 | 6316.402 | 117.9571 | 53.5483 | 11.5837 | 0.94895 | 4022 | 82.2
P5DHEA7S | Standard Products Inc. | LED HIGH BAY | LPHBG2/2MS/40K/3/DD1/FP/STD | Indoor Luminaires | High-Bay | Low-Bay Luminaires for Commercial and Industrial Buildings | Standard | FALSE | [9 empty] | 42230 |  |  | NotYetVerified | ES3V-UL-2MS-40-WIDE-FP-HV | 3 | 5740.467 | 113.5153 | 50.57 | 11.5837 | 0.94895 | 4022 | 82.2
P7EU7MQ9 | Standard Products Inc. | LED HIGH BAY | LPHBG2/2MS/40K/2/DD1/CL/STD | Indoor Luminaires | High-Bay | Low-Bay Luminaires for Commercial and Industrial Buildings | Standard | FALSE | [9 empty] | 42230 |  |  | NotYetVerified | ES3V-UL-2MS-40-WIDE-CA-LV | 3 | 6111.6 | 121.7413 | 50.2015 | 9.4677 | 0.90891 | 4022 | 82.2
PX2215K3 | YANKON LIGHTING INC. | Yankon | YGA15A01-150W-850-2C | Indoor Luminaires | High-Bay | High-Bay Luminaires for Commercial and Industrial Buildings | Standard | FALSE | [9 empty] | 42230 | Not Dimmable | Not Dimmable | NotYetVerified |  | 3 | 17209 | 114.57 | 150.2 |  |  | 5000 | 84
P1GBWU4V | YANKON LIGHTING INC. | Yankon | YGA15A01-150W-850-1C | Indoor Luminaires | High-Bay | High-Bay Luminaires for Commercial and Industrial Buildings | Standard | FALSE | [9 empty] | 42230 | Not Dimmable | Not Dimmable | NotYetVerified |  | 3 | 15997 | 106.29 | 150.5 |  |  | 5000 | 84
PAA5Y3H6 | YANKON LIGHTING INC. | Yankon | YGA15A01-115W-840-2C | Indoor Luminaires | High-Bay | High-Bay Luminaires for Commercial and Industrial Buildings | Standard | FALSE | [9 empty] | 42230 | Not Dimmable | Not Dimmable | NotYetVerified |  | 3 | 13380 | 117.06 | 114.3 |  |  | 5000 | 84
P1HYMA5H | YANKON LIGHTING INC. | Yankon | YGA15A01-115W-850-1C | Indoor Luminaires | High-Bay | High-Bay Luminaires for Commercial and Industrial Buildings | Standard | FALSE | [9 empty] | 42230 | Not Dimmable | Not Dimmable | NotYetVerified |  | 3 | 12556 | 109.28 | 114.9 |  |  | 5000 | 84
PZ5FHNPM | YANKON LIGHTING INC. | Yankon | YGA15A01-150W-840-2C | Indoor Luminaires | High-Bay | High-Bay Luminaires for Commercial and Industrial Buildings | Standard | FALSE | [9 empty] | 42230 | Not Dimmable | Not Dimmable | NotYetVerified |  | 3 | 16435 | 110.1 | 148.9 |  |  | 4000 | 82.4
PHVBYE15 | YANKON LIGHTING INC. | Yankon | YGA15A01-150W-840-1C | Indoor Luminaires | High-Bay | High-Bay Luminaires for Commercial and Industrial Buildings | Standard | FALSE | [9 empty] | 42230 | Not Dimmable | Not Dimmable | NotYetVerified |  | 3 | 15541 | 104.16 | 149.2 |  |  | 4000 | 82.4
PHU4E3T5 | YANKON LIGHTING INC. | Yankon | YGA15A01-115W-850-2C | Indoor Luminaires | High-Bay | High-Bay Luminaires for Commercial and Industrial Buildings | Standard | FALSE | [9 empty] | 42230 | Not Dimmable | Not Dimmable | NotYetVerified |  | 3 | 12819 | 113.24 | 113.2 |  |  | 4000 | 82.4
PW51TAG5 | YANKON LIGHTING INC. | Yankon | YGA15A01-115W-840-1C | Indoor Luminaires | High-Bay | High-Bay Luminaires for Commercial and Industrial Buildings | Standard | FALSE | [9 empty] | 42230 | Not Dimmable | Not Dimmable | NotYetVerified |  | 3 | 12157 | 106.92 | 113.7 |  |  | 4000 | 82.4
PTY95ZQ2 | Verlite Company Ltd. | Veright | VH-100AC1 | Indoor Luminaires | High-Bay | High-Bay Luminaires for Commercial and Industrial Buildings | Standard | FALSE | [9 empty] | 42230 | Not Dimmable | Not Dimmable | NotYetVerified |  | 3 | 9000 | 90 | 100 | 7.65 | 0.996 | 5700 | 73
PBKHDVP3 | Verlite Company Ltd. | Veright | VH-100AC1 | Indoor Luminaires | High-Bay | High-Bay Luminaires for Commercial and Industrial Buildings | Standard | FALSE | [9 empty] | 42230 | Not Dimmable | Not Dimmable | NotYetVerified |  | 3 | 9000 | 90 | 100 | 7.65 | 0.996 | 5000 | 73
P3H4WMMG | Verlite Company Ltd. | Veright | VH-100AN1 | Indoor Luminaires | High-Bay | High-Bay Luminaires for Commercial and Industrial Buildings | Standard | FALSE | [9 empty] | 42230 | Not Dimmable | Not Dimmable | NotYetVerified |  | 3 | 9000 | 90 | 100 | 7.65 | 0.996 | 4500 | 73
PU59MVFH | Dongguan Kelta | Tii | THBP135K-UD1Z [120VAC Only] | Indoor Luminaires | High-Bay | High-Bay Luminaires for Commercial and Industrial Buildings | Standard | TRUE | 11897.07 | 119.19 | 98.82 | 17.648 | 0.97 | 4792 | 87.8 | 5 | 50000 | 42229 |  |  | No | Product updated on 1/20/2017 | 3 | 11760 | 119 | 99 | 17.12 | 0.97 | 5000 | 84
P9RADSYF | Shenzhen Aroma Lighting Technology Ltd | AROMA | ARM-HB-7231ME7-300W(4000K) | Indoor Luminaires | High-Bay | High-Bay Luminaires for Commercial and Industrial Buildings | Standard | TRUE | 24064 | 79.71 | 301.9 | 7.76 | 0.9458 | 3985 | 74.2 | 5 | 50000 | 42229 |  |  | NotYetVerified |  | 3 | 24064 | 79.71 | 301.9 | 7.76 | 0.9458 | 4000 | 74.2
PZJVF58D | Texas Fluorescents | Texas Fluorescents | LHB100WMV50KCONE | Indoor Luminaires | High-Bay | High-Bay Luminaires for Commercial and Industrial Buildings | Standard | TRUE | 9767.571 | 99.143 | 98.52 | 15.82 | 0.9379 | 5122 | 75.8 | 5 | 50000 | 42229 |  |  | NotYetVerified |  | 3 | 9786 |  | 100 |  | 0.95 | 5000 | 75
PS6Z13AG | Dongguan Kelta | Tii | THBP145K-UD1Z [120VAC Only] | Indoor Luminaires | High-Bay | High-Bay Luminaires for Commercial and Industrial Buildings | Standard | FALSE | [9 empty] | 42229 |  |  | No | Product updated on 1/20/2017 | 3 | 15630 | 118.7 | 132 | 17.25 | 0.97 | 5000 | 84
PFXKG2VN | The Straits Lighting Company LLC | Straits Lighting Company | SL923HBB-100W-30K | Indoor Luminaires | High-Bay | High-Bay Luminaires for Commercial and Industrial Buildings | Standard | TRUE | 9132.9 | 98.77 | 92.47 | 14.81 | 0.9288 | 2969 | 83.3 | 5 | 50000 | 42229 |  |  | NotYetVerified |  | 3 | 9132.9 | 98.77 | 92.47 | 14.81 | 0.9288 | 3000 | 83.3
PS8Z46KY | Texas Fluorescents | Texas Fluorescents | LHB150WMV50KCONE | Indoor Luminaires | High-Bay | High-Bay Luminaires for Commercial and Industrial Buildings | Standard | TRUE | 14215.282 | 94.567 | 150.32 | 8.85 | 0.928 | 4837 | 73.9 | 5 | 50000 | 42229 |  |  | NotYetVerified |  | 3 | 14413 |  | 150 |  | 0.95 | 5000 | 75
PFACUEJ74 | Noribachi | Noribachi | 084-LB4-[optional upgrades]-[mounting] | Indoor Luminaires | High-Bay | High-Bay Luminaires for Commercial and Industrial Buildings | Standard | TRUE | 15760 | 138 | 114.6 | 17.8 | 0.928 | 4797 | 74.2 | 5 | 100000 | 42229 |  |  | NotYetVerified |  | 3
PBAU8TGP | The Straits Lighting Company LLC | Straits Lighting Company | SL923HBB-210W-30K | Indoor Luminaires | High-Bay | High-Bay Luminaires for Commercial and Industrial Buildings | Standard | TRUE | 20366 | 96.72 | 210.6 | 13.66 | 0.9193 | 3009 | 83.7 | 5 | 50000 | 42229 |  |  | NotYetVerified |  | 3 | 20366 | 96.72 | 210.6 | 13.66 | 0.9193 | 3000 | 83.7
P54J7P5P | The Straits Lighting Company LLC | Straits Lighting Company | SL923HBB-150W-30K | Indoor Luminaires | High-Bay | High-Bay Luminaires for Commercial and Industrial Buildings | Standard | TRUE | 15460.3 | 106.04 | 145.8 | 13.58 | 0.9188 | 2994 | 83.9 | 5 | 50000 | 42229 |  |  | NotYetVerified |  | 3 | 15876 | 109.36 | 145.2 | 13.58 | 0.9188 | 3000 | 84.2
PCHM8FVT | OSW Lighting Co.LTD | OSWLED | OSW-HN 3000K | Indoor Luminaires | High-Bay | High-Bay Luminaires for Commercial and Industrial Buildings | Standard | TRUE | 16186.87 | 106 | 152.16 | 15.74 | 0.914 | 3036 | 83.1 | 5 | 50000 | 42229 |  |  | NotYetVerified |  | 3 | 16186.87 | 106 | 152.16 | 6.96 | 0.995 | 3036 | 83
PJYNJZ8C | The Straits Lighting Company LLC | Straits Lighting Company | SL923HBB-100WHV-30K | Indoor Luminaires | High-Bay | High-Bay Luminaires for Commercial and Industrial Buildings | Standard | TRUE | 9257.5 | 99.72 | 92.84 | 16.12 | 0.9106 | 2981 | 83.1 | 5 | 50000 | 42229 |  |  | NotYetVerified | 277-480V | 3 | 9257.5 | 99.72 | 92.84 | 16.12 | 0.9106 | 3000 | 83
P19VTY2A | The Straits Lighting Company LLC | Straits Lighting Company | SL923HBB-150WHV-30K | Indoor Luminaires | High-Bay | High-Bay Luminaires for Commercial and Industrial Buildings | Standard | TRUE | 14521 | 102.04 | 142.3 | 16.81 | 0.9026 | 2985 | 83.9 | 5 | 50000 | 42229 |  |  | NotYetVerified | 277-480V | 3 | 15555 | 111.66 | 139.3 | 16.21 | 0.9026 | 3000 | 84.3
PC15VMNY | Texas Fluorescents | Texas Fluorescents | LHB60WMV50KCONE | Indoor Luminaires | High-Bay | Low-Bay Luminaires for Commercial and Industrial Buildings | Standard | TRUE | 5304.266 | 82.198 | 64.53 | 24.87 | 0.8702 | 5296 | 84.8 | 5 | 50000 | 42229 |  |  | NotYetVerified |  | 3 | 5304.266 | 82.198 | 64.53 | 24.87 | 0.8702 | 5296 | 84.8
PVU4BADK | The Straits Lighting Company LLC | Straits Lighting Company | SL923HBB-100WHV-50K | Indoor Luminaires | High-Bay | High-Bay Luminaires for Commercial and Industrial Buildings | Standard | FALSE | [9 empty] | 42229 |  |  | NotYetVerified | 277-480V | 3 | 9989 | 106.96 | 93.39 | 15.77 | 0.9029 | 5000 | 83.7
P6Y4DBRX | The Straits Lighting Company LLC | Straits Lighting Company | SL923HBB-150WHV-50K | Indoor Luminaires | High-Bay | High-Bay Luminaires for Commercial and Industrial Buildings | Standard | FALSE | [9 empty] | 42229 |  |  | NotYetVerified | 277-480V | 3 | 18492 | 128.12 | 144.3 | 15.59 | 0.9013 | 5000 | 82.4
P8B7YVGY | The Straits Lighting Company LLC | Straits Lighting Company | SL923HBB-100W-50K | Indoor Luminaires | High-Bay | High-Bay Luminaires for Commercial and Industrial Buildings | Standard | FALSE | [9 empty] | 42229 |  |  | NotYetVerified |  | 3 | 9954 | 104.34 | 95.39 | 14.14 | 0.9325 | 5000 | 83.9
PG4T3WQ8 | The Straits Lighting Company LLC | Straits Lighting Company | SL923HBB-210W-50K | Indoor Luminaires | High-Bay | High-Bay Luminaires for Commercial and Industrial Buildings | Standard | FALSE | [9 empty] | 42229 |  |  | NotYetVerified |  | 3 | 25045 | 118.7 | 211 | 13.47 | 0.9303 | 5000 | 82.5
PHVQ6X12 | The Straits Lighting Company LLC | Straits Lighting Company | SL923HBB-150W-50K | Indoor Luminaires | High-Bay | High-Bay Luminaires for Commercial and Industrial Buildings | Standard | FALSE | [9 empty] | 42229 |  |  | NotYetVerified |  | 3 | 17371 | 118.9 | 146.1 | 13.39 | 0.9168 | 5000 | 82.5
PSCSP2AH | The Straits Lighting Company LLC | Straits Lighting Company | SL923HBB-150WHV-45K | Indoor Luminaires | High-Bay | High-Bay Luminaires for Commercial and Industrial Buildings | Standard | FALSE | [9 empty] | 42229 |  |  | NotYetVerified | 277-480V | 3 | 15555 | 111.66 | 139.3 | 16.21 | 0.9026 | 4500 | 84.3
PRQ2H2GY | The Straits Lighting Company LLC | Straits Lighting Company | SL923HBB-100WHV-45K | Indoor Luminaires | High-Bay | High-Bay Luminaires for Commercial and Industrial Buildings | Standard | FALSE | [9 empty] | 42229 |  |  | NotYetVerified | 277-480V | 3 | 9257.5 | 99.72 | 92.84 | 16.12 | 0.9106 | 4500 | 83
P9563XCR | The Straits Lighting Company LLC | Straits Lighting Company | SL923HBB-150W-45K | Indoor Luminaires | High-Bay | High-Bay Luminaires for Commercial and Industrial Buildings | Standard | FALSE | [9 empty] | 42229 |  |  | NotYetVerified |  | 3 | 15876 | 109.36 | 145.2 | 13.58 | 0.9188 | 4500 | 84.2
P1KSMP5C | The Straits Lighting Company LLC | Straits Lighting Company | SL923HBB-210W-45K | Indoor Luminaires | High-Bay | High-Bay Luminaires for Commercial and Industrial Buildings | Standard | FALSE | [9 empty] | 42229 |  |  | NotYetVerified |  | 3 | 20366 | 96.72 | 210.6 | 13.66 | 0.9193 | 4500 | 83.7
PVQYK8SF | The Straits Lighting Company LLC | Straits Lighting Company | SL923HBB-100W-45K | Indoor Luminaires | High-Bay | High-Bay Luminaires for Commercial and Industrial Buildings | Standard | FALSE | [9 empty] | 42229 |  |  | NotYetVerified |  | 3 | 9132.9 | 98.77 | 92.47 | 14.81 | 0.9288 | 4500 | 83.3
PJ2HPQMG | The Straits Lighting Company LLC | Straits Lighting Company | SL923HBB-150WHV-40K | Indoor Luminaires | High-Bay | High-Bay Luminaires for Commercial and Industrial Buildings | Standard | FALSE | [9 empty] | 42229 |  |  | NotYetVerified | 277-480V | 3 | 15555 | 111.66 | 139.3 | 16.21 | 0.9026 | 4000 | 84.3
PNTAF88Y | The Straits Lighting Company LLC | Straits Lighting Company | SL923HBB-100WHV-40K | Indoor Luminaires | High-Bay | High-Bay Luminaires for Commercial and Industrial Buildings | Standard | FALSE | [9 empty] | 42229 |  |  | NotYetVerified | 277-480V | 3 | 9257.5 | 99.72 | 92.84 | 16.12 | 0.9106 | 4000 | 83
PCNF6QXP | The Straits Lighting Company LLC | Straits Lighting Company | SL923HBB-150W-40K | Indoor Luminaires | High-Bay | High-Bay Luminaires for Commercial and Industrial Buildings | Standard | FALSE | [9 empty] | 42229 |  |  | NotYetVerified |  | 3 | 15876 | 109.36 | 145.2 | 13.58 | 0.9188 | 4000 | 84.2
PFBZWX3A | The Straits Lighting Company LLC | Straits Lighting Company | SL923HBB-210W-40K | Indoor Luminaires | High-Bay | High-Bay Luminaires for Commercial and Industrial Buildings | Standard | FALSE | [9 empty] | 42229 |  |  | NotYetVerified |  | 3 | 20366 | 96.72 | 210.6 | 13.66 | 0.9193 | 4000 | 83.7
PSZ3XJU7 | The Straits Lighting Company LLC | Straits Lighting Company | SL923HBB-100W-40K | Indoor Luminaires | High-Bay | High-Bay Luminaires for Commercial and Industrial Buildings | Standard | FALSE | [9 empty] | 42229 |  |  | NotYetVerified |  | 3 | 9132.9 | 98.77 | 92.47 | 14.81 | 0.9288 | 4000 | 83.3
PHZ82S64 | The Straits Lighting Company LLC | Straits Lighting Company | SL923HBB-150WHV-35K | Indoor Luminaires | High-Bay | High-Bay Luminaires for Commercial and Industrial Buildings | Standard | FALSE | [9 empty] | 42229 |  |  | NotYetVerified | 277-480V | 3 | 15555 | 111.66 | 139.3 | 16.21 | 0.9026 | 3500 | 84.3
PDG5B3WR | The Straits Lighting Company LLC | Straits Lighting Company | SL923HBB-100WHV-35K | Indoor Luminaires | High-Bay | High-Bay Luminaires for Commercial and Industrial Buildings | Standard | FALSE | [9 empty] | 42229 |  |  | NotYetVerified | 277-480V | 3 | 9257.5 | 99.72 | 92.84 | 16.12 | 0.9106 | 3500 | 83
PDKB3XY9 | The Straits Lighting Company LLC | Straits Lighting Company | SL923HBB-150W-35K | Indoor Luminaires | High-Bay | High-Bay Luminaires for Commercial and Industrial Buildings | Standard | FALSE | [9 empty] | 42229 |  |  | NotYetVerified |  | 3 | 15876 | 109.36 | 145.2 | 13.58 | 0.9188 | 3500 | 84.2
PDZ1AZVW | The Straits Lighting Company LLC | Straits Lighting Company | SL923HBB-210W-35K | Indoor Luminaires | High-Bay | High-Bay Luminaires for Commercial and Industrial Buildings | Standard | FALSE | [9 empty] | 42229 |  |  | NotYetVerified |  | 3 | 20366 | 96.72 | 210.6 | 13.66 | 0.9193 | 3500 | 83.7
P2P3FR36 | The Straits Lighting Company LLC | Straits Lighting Company | SL923HBB-100W-35K | Indoor Luminaires | High-Bay | High-Bay Luminaires for Commercial and Industrial Buildings | Standard | FALSE | [9 empty] | 42229 |  |  | NotYetVerified |  | 3 | 9132.9 | 98.77 | 92.47 | 14.81 | 0.9288 | 3500 | 83.3
PQ9DDBEC | Dongguan Kelta | Tii/Porta Systems | THB165K [120V Only] | Indoor Luminaires | High-Bay | High-Bay Luminaires for Commercial and Industrial Buildings | Standard | FALSE | [9 empty] | 42229 |  |  | No |  | 3 | 22592 | 114 | 197.93 | 21.8 | 0.94 | 5000 | 83
PHVQ7DKB | Dongguan Kelta | Tii | THBP165K-UD1Z [120VAC Only] | Indoor Luminaires | High-Bay | High-Bay Luminaires for Commercial and Industrial Buildings | Standard | TRUE | 20747.81 | 117.12 | 177.15 | 17.24 | 0.968 | 5114 | 88 | 5 | 50000 | 42229 |  |  | No | Product updated on 1/20/2017 | 3 | 20740 | 117.1 | 178 | 17.19 | 0.97 | 5000 | 84
PRQ36C1Y | Dongguan Kelta | Tii/Porta Systems | THB145K [120V Only] | Indoor Luminaires | High-Bay | High-Bay Luminaires for Commercial and Industrial Buildings | Standard | FALSE | [9 empty] | 42229 |  |  | No |  | 3 | 15278 | 113.5 | 134.57 | 21.8 | 0.93 | 5000 | 83
PFUYVGD8 | Dongguan Kelta | Tii/Porta Systems | THB155K [120V Only] | Indoor Luminaires | High-Bay | High-Bay Luminaires for Commercial and Industrial Buildings | Standard | FALSE | [9 empty] | 42229 |  |  | No |  | 3 | 18920 | 115.9 | 163.27 | 21.7 | 0.95 | 5000 | 83
PD8JAJE8 | Dongguan Kelta | Tii | THBP155K-UD1Z [120VAC Only] | Indoor Luminaires | High-Bay | High-Bay Luminaires for Commercial and Industrial Buildings | Standard | FALSE | [9 empty] | 42229 |  |  | No | Product updated on 1/20/2017 | 3 | 19490 | 118.2 | 165 | 17.16 | 0.97 | 5000 | 84
PCPFD1RR | Dongguan Kelta | Tii/Porta Systems | THB135K [120V Only] | Indoor Luminaires | High-Bay | High-Bay Luminaires for Commercial and Industrial Buildings | Standard | FALSE | [9 empty] | 42229 |  |  | No |  | 3 | 11385 | 115.3 | 98.76 | 21.6 | 0.95 | 5000 | 83
PVPF4ANH | Eaton (formerly Cooper Lighting) | Metalux | 4SKBLED-[ALL MOUNTING ARRANGEMENTS]-LD1-4-N-[ALL VOLTAGES]-[ALL OPTIONS]-L850-5LTD1-[ALL WIRING]-[ALL MOTION SENSORS]--[ALL OPTIONS]-U | Indoor Luminaires | High-Bay | Low-Bay Luminaires for Commercial and Industrial Buildings | Standard | FALSE | [9 empty] | 42229 |  |  | Yes |  | 3 | 4738 | 131.98 | 35.9 | 14.9 | 0.986 | 5000 | 82
PA5JZTU6 | Eaton (formerly Cooper Lighting) | Metalux | 4SKBLED-[ALL MOUNTING ARRANGEMENTS]-LD1-4-N-[ALL VOLTAGES]-[ALL OPTIONS]-L850-5LTD1-[ALL WIRING]-[ALL MOTION SENSORS]-RS-[ALL OPTIONS]-U | Indoor Luminaires | High-Bay | Low-Bay Luminaires for Commercial and Industrial Buildings | Standard | FALSE | [9 empty] | 42229 |  |  | Yes |  | 3 | 4622 | 128.75 | 35.9 | 14.9 | 0.986 | 5000 | 82
PNC9QX3C | Eaton (formerly Cooper Lighting) | Metalux | 4SKBLED-[ALL MOUNTING ARRANGEMENTS]-LD1-5-N-[ALL VOLTAGES]-[ALL OPTIONS]-L850-5LTD1-[ALL WIRING]-[ALL MOTION SENSORS]--[ALL OPTIONS]-U | Indoor Luminaires | High-Bay | Low-Bay Luminaires for Commercial and Industrial Buildings | Standard | FALSE | [9 empty] | 42229 |  |  | Yes |  | 3 | 5844.63 | 128.49 | 45.49 | 12.7885 | 0.99007 | 5000 | 82
PJD2E2YE | Eaton (formerly Cooper Lighting) | Metalux | 4SKBLED-[ALL MOUNTING ARRANGEMENTS]-LD1-5-N-[ALL VOLTAGES]-[ALL OPTIONS]-L850-5LTD1-[ALL WIRING]-[ALL MOTION SENSORS]-RS-[ALL OPTIONS]-U | Indoor Luminaires | High-Bay | Low-Bay Luminaires for Commercial and Industrial Buildings | Standard | FALSE | [9 empty] | 42229 |  |  | Yes |  | 3 | 5701.92 | 125.35 | 45.49 | 12.7885 | 0.99007 | 5000 | 82
PKATWUUM | Eaton (formerly Cooper Lighting) | Metalux | 4SKBLED-[ALL MOUNTING ARRANGEMENTS]-LD1-5-W-[ALL VOLTAGES]-[ALL OPTIONS]-L850-5LTD1-[ALL WIRING]-[ALL MOTION SENSORS]--[ALL OPTIONS]-U | Indoor Luminaires | High-Bay | Low-Bay Luminaires for Commercial and Industrial Buildings | Standard | FALSE | [9 empty] | 42229 |  |  | Yes |  | 3 | 5372.51 | 118.11 | 45.49 | 12.7885 | 0.99007 | 5000 | 82
PT6BXVWB | Eaton (formerly Cooper Lighting) | Metalux | 4SKBLED-[ALL MOUNTING ARRANGEMENTS]-LD1-5-W-[ALL VOLTAGES]-[ALL OPTIONS]-L850-5LTD1-[ALL WIRING]-[ALL MOTION SENSORS]-RS-[ALL OPTIONS]-U | Indoor Luminaires | High-Bay | Low-Bay Luminaires for Commercial and Industrial Buildings | Standard | FALSE | [9 empty] | 42229 |  |  | Yes |  | 3 | 5178.3 | 113.84 | 45.49 | 12.7885 | 0.99007 | 5000 | 82
PN7SVQQ2 | Eaton (formerly Cooper Lighting) | Metalux | 8SKBLED-[ALL MOUNTING ARRANGEMENTS]-LD1-6-N-[ALL VOLTAGES]-[ALL OPTIONS]-L850-5LTD1-[ALL WIRING]-[ALL MOTION SENSORS]--[ALL OPTIONS]-U | Indoor Luminaires | High-Bay | Low-Bay Luminaires for Commercial and Industrial Buildings | Standard | FALSE | [9 empty] | 42229 |  |  | Yes |  | 3 | 7466 | 162.63 | 45.91 | 12.6 | 0.99 | 5000 | 82
P5N37K7U | Eaton (formerly Cooper Lighting) | Metalux | 8SKBLED-[ALL MOUNTING ARRANGEMENTS]-LD1-6-N-[ALL VOLTAGES]-[ALL OPTIONS]-L850-5LTD1-[ALL WIRING]-[ALL MOTION SENSORS]-RS-[ALL OPTIONS]-U | Indoor Luminaires | High-Bay | Low-Bay Luminaires for Commercial and Industrial Buildings | Standard | FALSE | [9 empty] | 42229 |  |  | Yes |  | 3 | 7283.7 | 158.66 | 45.91 | 12.6 | 0.99 | 5000 | 82
PWBMGF69 | Eaton (formerly Cooper Lighting) | Metalux | 8SKBLED-[ALL MOUNTING ARRANGEMENTS]-LD1-6-W-[ALL VOLTAGES]-[ALL OPTIONS]-L850-5LTD1-[ALL WIRING]-[ALL MOTION SENSORS]--[ALL OPTIONS]-U | Indoor Luminaires | High-Bay | Low-Bay Luminaires for Commercial and Industrial Buildings | Standard | FALSE | [9 empty] | 42229 |  |  | Yes |  | 3 | 6862.91 | 149.5 | 45.91 | 12.6 | 0.99 | 5000 | 82
P9341PVX | Eaton (formerly Cooper Lighting) | Metalux | 8SKBLED-[ALL MOUNTING ARRANGEMENTS]-LD1-6-W-[ALL VOLTAGES]-[ALL OPTIONS]-L850-5LTD1-[ALL WIRING]-[ALL MOTION SENSORS]-RS-[ALL OPTIONS]-U | Indoor Luminaires | High-Bay | Low-Bay Luminaires for Commercial and Industrial Buildings | Standard | FALSE | [9 empty] | 42229 |  |  | Yes |  | 3 | 6614.82 | 144.09 | 45.91 | 12.6 | 0.99 | 5000 | 82
P11HW22Z | Eaton (formerly Cooper Lighting) | Metalux | 8SKBLED-[ALL MOUNTING ARRANGEMENTS]-LD1-12-N-[ALL VOLTAGES]-[ALL OPTIONS]-L850-5LTD2-[ALL WIRING]-[ALL MOTION SENSORS]--[ALL OPTIONS]-U | Indoor Luminaires | High-Bay | High-Bay Luminaires for Commercial and Industrial Buildings | Standard | FALSE | [9 empty] | 42229 |  |  | Yes |  | 3 | 14275.98 | 123.09 | 115.98 | 10.6398 | 0.99304 | 5000 | 82
P5F8KPE2 | Eaton (formerly Cooper Lighting) | Metalux | 8SKBLED-[ALL MOUNTING ARRANGEMENTS]-LD1-12-N-[ALL VOLTAGES]-[ALL OPTIONS]-L850-5LTD2-[ALL WIRING]-[ALL MOTION SENSORS]-RS-[ALL OPTIONS]-U | Indoor Luminaires | High-Bay | High-Bay Luminaires for Commercial and Industrial Buildings | Standard | FALSE | [9 empty] | 42229 |  |  | Yes |  | 3 | 13927.4 | 120.09 | 115.98 | 10.6398 | 0.99304 | 5000 | 82
PQYNRC7W | Eaton (formerly Cooper Lighting) | Metalux | 8SKBLED-[ALL MOUNTING ARRANGEMENTS]-LD1-12-W-[ALL VOLTAGES]-[ALL OPTIONS]-L850-5LTD2-[ALL WIRING]-[ALL MOTION SENSORS]--[ALL OPTIONS]-U | Indoor Luminaires | High-Bay | High-Bay Luminaires for Commercial and Industrial Buildings | Standard | FALSE | [9 empty] | 42229 |  |  | Yes |  | 3 | 13122.79 | 113.15 | 115.98 | 10.6398 | 0.99304 | 5000 | 82
P8B1PGSX | Eaton (formerly Cooper Lighting) | Metalux | 8SKBLED-[ALL MOUNTING ARRANGEMENTS]-LD1-12-W-[ALL VOLTAGES]-[ALL OPTIONS]-L850-5LTD2-[ALL WIRING]-[ALL MOTION SENSORS]-RS-[ALL OPTIONS]-U | Indoor Luminaires | High-Bay | High-Bay Luminaires for Commercial and Industrial Buildings | Standard | FALSE | [9 empty] | 42229 |  |  | Yes |  | 3 | 12648.41 | 109.06 | 115.98 | 10.6398 | 0.99304 | 5000 | 82
PJU54FMR | Eaton (formerly Cooper Lighting) | Metalux | 4SKBLED-[ALL MOUNTING ARRANGEMENTS]-LD1-6-N-[ALL VOLTAGES]-[ALL OPTIONS]-L850-5LTD1-[ALL WIRING]-[ALL MOTION SENSORS]--[ALL OPTIONS]-U | Indoor Luminaires | High-Bay | Low-Bay Luminaires for Commercial and Industrial Buildings | Standard | FALSE | [9 empty] | 42229 |  |  | Yes |  | 3 | 7137.99 | 123.09 | 57.99 | 10.6398 | 0.99304 | 5000 | 82
PZ1RA5DU | Eaton (formerly Cooper Lighting) | Metalux | 4SKBLED-[ALL MOUNTING ARRANGEMENTS]-LD1-6-N-[ALL VOLTAGES]-[ALL OPTIONS]-L850-5LTD1-[ALL WIRING]-[ALL MOTION SENSORS]-RS-[ALL OPTIONS]-U | Indoor Luminaires | High-Bay | Low-Bay Luminaires for Commercial and Industrial Buildings | Standard | FALSE | [9 empty] | 42229 |  |  | Yes |  | 3 | 6963.7 | 120.09 | 57.99 | 10.6398 | 0.99304 | 5000 | 82
P233QGW2 | Eaton (formerly Cooper Lighting) | Metalux | 4SKBLED-[ALL MOUNTING ARRANGEMENTS]-LD1-6-W-[ALL VOLTAGES]-[ALL OPTIONS]-L850-5LTD1-[ALL WIRING]-[ALL MOTION SENSORS]--[ALL OPTIONS]-U | Indoor Luminaires | High-Bay | Low-Bay Luminaires for Commercial and Industrial Buildings | Standard | FALSE | [9 empty] | 42229 |  |  | Yes |  | 3 | 6561.4 | 113.15 | 57.99 | 10.6398 | 0.99304 | 5000 | 82
PY36KU2W | Eaton (formerly Cooper Lighting) | Metalux | 4SKBLED-[ALL MOUNTING ARRANGEMENTS]-LD1-6-W-[ALL VOLTAGES]-[ALL OPTIONS]-L850-5LTD1-[ALL WIRING]-[ALL MOTION SENSORS]-RS-[ALL OPTIONS]-U | Indoor Luminaires | High-Bay | Low-Bay Luminaires for Commercial and Industrial Buildings | Standard | FALSE | [9 empty] | 42229 |  |  | Yes |  | 3 | 6324.2 | 109.06 | 57.99 | 10.6398 | 0.99304 | 5000 | 82
PV2NAEMW | Eaton (formerly Cooper Lighting) | Metalux | 8SKBLED-[ALL MOUNTING ARRANGEMENTS]-LD1-14-N-[ALL VOLTAGES]-[ALL OPTIONS]-L850-5LTD2-[ALL WIRING]-[ALL MOTION SENSORS]--[ALL OPTIONS]-U | Indoor Luminaires | High-Bay | High-Bay Luminaires for Commercial and Industrial Buildings | Standard | FALSE | [9 empty] | 42229 |  |  | Yes |  | 3 | 16573.21 | 134.48 | 123.24 | 10.3066 | 0.99342 | 5000 | 82
P32EP9MW | Eaton (formerly Cooper Lighting) | Metalux | 8SKBLED-[ALL MOUNTING ARRANGEMENTS]-LD1-14-N-[ALL VOLTAGES]-[ALL OPTIONS]-L850-5LTD2-[ALL WIRING]-[ALL MOTION SENSORS]-RS-[ALL OPTIONS]-U | Indoor Luminaires | High-Bay | High-Bay Luminaires for Commercial and Industrial Buildings | Standard | FALSE | [9 empty] | 42229 |  |  | Yes |  | 3 | 16168.54 | 131.2 | 123.24 | 10.3066 | 0.99342 | 5000 | 82
PCEEN124 | Eaton (formerly Cooper Lighting) | Metalux | 8SKBLED-[ALL MOUNTING ARRANGEMENTS]-LD1-14-W-[ALL VOLTAGES]-[ALL OPTIONS]-L850-5LTD2-[ALL WIRING]-[ALL MOTION SENSORS]--[ALL OPTIONS]-U | Indoor Luminaires | High-Bay | High-Bay Luminaires for Commercial and Industrial Buildings | Standard | FALSE | [9 empty] | 42229 |  |  | Yes |  | 3 | 15234.45 | 123.62 | 123.24 | 10.3066 | 0.99342 | 5000 | 82
PVJS8J2W | Eaton (formerly Cooper Lighting) | Metalux | 8SKBLED-[ALL MOUNTING ARRANGEMENTS]-LD1-14-W-[ALL VOLTAGES]-[ALL OPTIONS]-L850-5LTD2-[ALL WIRING]-[ALL MOTION SENSORS]-RS-[ALL OPTIONS]-U | Indoor Luminaires | High-Bay | High-Bay Luminaires for Commercial and Industrial Buildings | Standard | FALSE | [9 empty] | 42229 |  |  | Yes |  | 3 | 14683.74 | 119.15 | 123.24 | 10.3066 | 0.99342 | 5000 | 82
P9SDZW7M | Eaton (formerly Cooper Lighting) | Metalux | 4SKBLED-[ALL MOUNTING ARRANGEMENTS]-LD1-7-N-[ALL VOLTAGES]-[ALL OPTIONS]-L850-5LTD1-[ALL WIRING]-[ALL MOTION SENSORS]--[ALL OPTIONS]-U | Indoor Luminaires | High-Bay | Low-Bay Luminaires for Commercial and Industrial Buildings | Standard | FALSE | [9 empty] | 42229 |  |  | Yes |  | 3 | 8286.61 | 134.48 | 61.62 | 10.3066 | 0.99342 | 5000 | 82
PRT3X5BJ | Eaton (formerly Cooper Lighting) | Metalux | 4SKBLED-[ALL MOUNTING ARRANGEMENTS]-LD1-7-N-[ALL VOLTAGES]-[ALL OPTIONS]-L850-5LTD1-[ALL WIRING]-[ALL MOTION SENSORS]-RS-[ALL OPTIONS]-U | Indoor Luminaires | High-Bay | Low-Bay Luminaires for Commercial and Industrial Buildings | Standard | FALSE | [9 empty] | 42229 |  |  | Yes |  | 3 | 8084.27 | 131.2 | 61.62 | 10.3066 | 0.99342 | 5000 | 82
PQHQFYX4 | Eaton (formerly Cooper Lighting) | Metalux | 4SKBLED-[ALL MOUNTING ARRANGEMENTS]-LD1-7-W-[ALL VOLTAGES]-[ALL OPTIONS]-L850-5LTD1-[ALL WIRING]-[ALL MOTION SENSORS]--[ALL OPTIONS]-U | Indoor Luminaires | High-Bay | Low-Bay Luminaires for Commercial and Industrial Buildings | Standard | FALSE | [9 empty] | 42229 |  |  | Yes |  | 3 | 7617.23 | 123.62 | 61.62 | 10.3066 | 0.99342 | 5000 | 82
PW7RJSEJ | Eaton (formerly Cooper Lighting) | Metalux | 4SKBLED-[ALL MOUNTING ARRANGEMENTS]-LD1-7-W-[ALL VOLTAGES]-[ALL OPTIONS]-L850-5LTD1-[ALL WIRING]-[ALL MOTION SENSORS]-RS-[ALL OPTIONS]-U | Indoor Luminaires | High-Bay | Low-Bay Luminaires for Commercial and Industrial Buildings | Standard | FALSE | [9 empty] | 42229 |  |  | Yes |  | 3 | 7341.87 | 119.15 | 61.62 | 10.3066 | 0.99342 | 5000 | 82
PKNM1AQE | Eaton (formerly Cooper Lighting) | Metalux | 8SKBLED-[ALL MOUNTING ARRANGEMENTS]-LD1-8-N-[ALL VOLTAGES]-[ALL OPTIONS]-L850-5LTD1-[ALL WIRING]-[ALL MOTION SENSORS]--[ALL OPTIONS]-U | Indoor Luminaires | High-Bay | Low-Bay Luminaires for Commercial and Industrial Buildings | Standard | FALSE | [9 empty] | 42229 |  |  | Yes |  | 3 | 9476.08 | 144.73 | 65.47 | 9.9 | 0.994 | 5000 | 82
PJ4NHJN9 | Eaton (formerly Cooper Lighting) | Metalux | 8SKBLED-[ALL MOUNTING ARRANGEMENTS]-LD1-8-N-[ALL VOLTAGES]-[ALL OPTIONS]-L850-5LTD1-[ALL WIRING]-[ALL MOTION SENSORS]-RS-[ALL OPTIONS]-U | Indoor Luminaires | High-Bay | Low-Bay Luminaires for Commercial and Industrial Buildings | Standard | FALSE | [9 empty] | 42229 |  |  | Yes |  | 3 | 9244.7 | 141.19 | 65.47 | 9.9 | 0.994 | 5000 | 82
PMJWVCQ1 | Eaton (formerly Cooper Lighting) | Metalux | 8SKBLED-[ALL MOUNTING ARRANGEMENTS]-LD1-8-W-[ALL VOLTAGES]-[ALL OPTIONS]-L850-5LTD1-[ALL WIRING]-[ALL MOTION SENSORS]--[ALL OPTIONS]-U | Indoor Luminaires | High-Bay | Low-Bay Luminaires for Commercial and Industrial Buildings | Standard | FALSE | [9 empty] | 42229 |  |  | Yes |  | 3 | 8710.61 | 133.04 | 65.47 | 9.9 | 0.994 | 5000 | 82
PBPMFKX3 | Eaton (formerly Cooper Lighting) | Metalux | 8SKBLED-[ALL MOUNTING ARRANGEMENTS]-LD1-8-W-[ALL VOLTAGES]-[ALL OPTIONS]-L850-5LTD1-[ALL WIRING]-[ALL MOTION SENSORS]-RS-[ALL OPTIONS]-U | Indoor Luminaires | High-Bay | Low-Bay Luminaires for Commercial and Industrial Buildings | Standard | FALSE | [9 empty] | 42229 |  |  | Yes |  | 3 | 8395.73 | 128.23 | 65.47 | 9.9 | 0.994 | 5000 | 82
PUBQP13X | Eaton (formerly Cooper Lighting) | Metalux | 4SKBLED-[ALL MOUNTING ARRANGEMENTS]-LD1-4-N-[ALL VOLTAGES]-[ALL OPTIONS]-L850-CD1-[ALL WIRING]-[ALL MOTION SENSORS]--[ALL OPTIONS]-U | Indoor Luminaires | High-Bay | Low-Bay Luminaires for Commercial and Industrial Buildings | Standard | FALSE | [9 empty] | 42229 |  |  | Yes |  | 3 | 4738 | 130.16 | 36.4 | 9.1 | 0.99 | 5000 | 82
PE95SAD7 | Eaton (formerly Cooper Lighting) | Metalux | 4SKBLED-[ALL MOUNTING ARRANGEMENTS]-LD1-4-N-[ALL VOLTAGES]-[ALL OPTIONS]-L850-CD1-[ALL WIRING]-[ALL MOTION SENSORS]-RS-[ALL OPTIONS]-U | Indoor Luminaires | High-Bay | Low-Bay Luminaires for Commercial and Industrial Buildings | Standard | FALSE | [9 empty] | 42229 |  |  | Yes |  | 3 | 4622 | 126.98 | 36.4 | 9.1 | 0.99 | 5000 | 82
P5C35EZA | Eaton (formerly Cooper Lighting) | Metalux | 4SKBLED-[ALL MOUNTING ARRANGEMENTS]-LD1-5-N-[ALL VOLTAGES]-[ALL OPTIONS]-L850-CD1-[ALL WIRING]-[ALL MOTION SENSORS]--[ALL OPTIONS]-U | Indoor Luminaires | High-Bay | Low-Bay Luminaires for Commercial and Industrial Buildings | Standard | FALSE | [9 empty] | 42229 |  |  | Yes |  | 3 | 5844.63 | 126.45 | 46.22 | 8.3393 | 0.99278 | 5000 | 82
P2ZQ5NET | Eaton (formerly Cooper Lighting) | Metalux | 4SKBLED-[ALL MOUNTING ARRANGEMENTS]-LD1-5-N-[ALL VOLTAGES]-[ALL OPTIONS]-L850-CD1-[ALL WIRING]-[ALL MOTION SENSORS]-RS-[ALL OPTIONS]-U | Indoor Luminaires | High-Bay | Low-Bay Luminaires for Commercial and Industrial Buildings | Standard | FALSE | [9 empty] | 42229 |  |  | Yes |  | 3 | 5701.92 | 123.36 | 46.22 | 8.3393 | 0.99278 | 5000 | 82
P5AWAQ9F | Eaton (formerly Cooper Lighting) | Metalux | 4SKBLED-[ALL MOUNTING ARRANGEMENTS]-LD1-5-W-[ALL VOLTAGES]-[ALL OPTIONS]-L850-CD1-[ALL WIRING]-[ALL MOTION SENSORS]--[ALL OPTIONS]-U | Indoor Luminaires | High-Bay | Low-Bay Luminaires for Commercial and Industrial Buildings | Standard | FALSE | [9 empty] | 42229 |  |  | Yes |  | 3 | 5372.51 | 116.24 | 46.22 | 8.3393 | 0.99278 | 5000 | 82
PJ3NKV6Z | Eaton (formerly Cooper Lighting) | Metalux | 4SKBLED-[ALL MOUNTING ARRANGEMENTS]-LD1-5-W-[ALL VOLTAGES]-[ALL OPTIONS]-L850-CD1-[ALL WIRING]-[ALL MOTION SENSORS]-RS-[ALL OPTIONS]-U | Indoor Luminaires | High-Bay | Low-Bay Luminaires for Commercial and Industrial Buildings | Standard | FALSE | [9 empty] | 42229 |  |  | Yes |  | 3 | 5178.3 | 112.03 | 46.22 | 8.3393 | 0.99278 | 5000 | 82
PGMX1GU7 | Eaton (formerly Cooper Lighting) | Metalux | 8SKBLED-[ALL MOUNTING ARRANGEMENTS]-LD1-10-N-[ALL VOLTAGES]-[ALL OPTIONS]-L850-5LTD1-[ALL WIRING]-[ALL MOTION SENSORS]--[ALL OPTIONS]-U | Indoor Luminaires | High-Bay | High-Bay Luminaires for Commercial and Industrial Buildings | Standard | FALSE | [9 empty] | 42229 |  |  | Yes |  | 3 | 11689.26 | 137.06 | 85.28 | 7.7 | 0.996 | 5000 | 82
PDXEWMHE | Eaton (formerly Cooper Lighting) | Metalux | 8SKBLED-[ALL MOUNTING ARRANGEMENTS]-LD1-10-N-[ALL VOLTAGES]-[ALL OPTIONS]-L850-5LTD1-[ALL WIRING]-[ALL MOTION SENSORS]-RS-[ALL OPTIONS]-U | Indoor Luminaires | High-Bay | High-Bay Luminaires for Commercial and Industrial Buildings | Standard | FALSE | [9 empty] | 42229 |  |  | Yes |  | 3 | 11403.84 | 133.72 | 85.28 | 7.7 | 0.996 | 5000 | 82
P1NEW4F6 | Eaton (formerly Cooper Lighting) | Metalux | 8SKBLED-[ALL MOUNTING ARRANGEMENTS]-LD1-10-W-[ALL VOLTAGES]-[ALL OPTIONS]-L850-5LTD1-[ALL WIRING]-[ALL MOTION SENSORS]--[ALL OPTIONS]-U | Indoor Luminaires | High-Bay | High-Bay Luminaires for Commercial and Industrial Buildings | Standard | FALSE | [9 empty] | 42229 |  |  | Yes |  | 3 | 10745.02 | 125.99 | 85.28 | 7.7 | 0.996 | 5000 | 82
PBPBEUCB | Eaton (formerly Cooper Lighting) | Metalux | 8SKBLED-[ALL MOUNTING ARRANGEMENTS]-LD1-10-W-[ALL VOLTAGES]-[ALL OPTIONS]-L850-5LTD1-[ALL WIRING]-[ALL MOTION SENSORS]-RS-[ALL OPTIONS]-U | Indoor Luminaires | High-Bay | High-Bay Luminaires for Commercial and Industrial Buildings | Standard | FALSE | [9 empty] | 42229 |  |  | Yes |  | 3 | 10356.6 | 121.44 | 85.28 | 7.7 | 0.996 | 5000 | 82
PJNBRSWD | Eaton (formerly Cooper Lighting) | Metalux | 8SKBLED-[ALL MOUNTING ARRANGEMENTS]-LD1-6-N-[ALL VOLTAGES]-[ALL OPTIONS]-L850-CD1-[ALL WIRING]-[ALL MOTION SENSORS]--[ALL OPTIONS]-U | Indoor Luminaires | High-Bay | Low-Bay Luminaires for Commercial and Industrial Buildings | Standard | FALSE | [9 empty] | 42229 |  |  | Yes |  | 3 | 7466 | 158.2 | 47.19 | 7.0333 | 0.98467 | 5000 | 82
PK87P64M | Eaton (formerly Cooper Lighting) | Metalux | 8SKBLED-[ALL MOUNTING ARRANGEMENTS]-LD1-6-N-[ALL VOLTAGES]-[ALL OPTIONS]-L850-CD1-[ALL WIRING]-[ALL MOTION SENSORS]-RS-[ALL OPTIONS]-U | Indoor Luminaires | High-Bay | Low-Bay Luminaires for Commercial and Industrial Buildings | Standard | FALSE | [9 empty] | 42229 |  |  | Yes |  | 3 | 7283.7 | 154.34 | 47.19 | 7.0333 | 0.98467 | 5000 | 82
PB21P35T | Eaton (formerly Cooper Lighting) | Metalux | 8SKBLED-[ALL MOUNTING ARRANGEMENTS]-LD1-6-W-[ALL VOLTAGES]-[ALL OPTIONS]-L850-CD1-[ALL WIRING]-[ALL MOTION SENSORS]--[ALL OPTIONS]-U | Indoor Luminaires | High-Bay | Low-Bay Luminaires for Commercial and Industrial Buildings | Standard | FALSE | [9 empty] | 42229 |  |  | Yes |  | 3 | 6862.91 | 145.42 | 47.19 | 7.0333 | 0.98467 | 5000 | 82
P5QME69N | Eaton (formerly Cooper Lighting) | Metalux | 8SKBLED-[ALL MOUNTING ARRANGEMENTS]-LD1-6-W-[ALL VOLTAGES]-[ALL OPTIONS]-L850-CD1-[ALL WIRING]-[ALL MOTION SENSORS]-RS-[ALL OPTIONS]-U | Indoor Luminaires | High-Bay | Low-Bay Luminaires for Commercial and Industrial Buildings | Standard | FALSE | [9 empty] | 42229 |  |  | Yes |  | 3 | 6614.82 | 140.16 | 47.19 | 7.0333 | 0.98467 | 5000 | 82
P5P3RKQX | Eaton (formerly Cooper Lighting) | Metalux | 8SKBLED-[ALL MOUNTING ARRANGEMENTS]-LD1-12-N-[ALL VOLTAGES]-[ALL OPTIONS]-L850-CD2-[ALL WIRING]-[ALL MOTION SENSORS]--[ALL OPTIONS]-U | Indoor Luminaires | High-Bay | High-Bay Luminaires for Commercial and Industrial Buildings | Standard | FALSE | [9 empty] | 42229 |  |  | Yes |  | 3 | 14275.98 | 120.71 | 118.27 | 5.8759 | 0.99575 | 5000 | 82
PSPBZMTZ | Eaton (formerly Cooper Lighting) | Metalux | 8SKBLED-[ALL MOUNTING ARRANGEMENTS]-LD1-12-N-[ALL VOLTAGES]-[ALL OPTIONS]-L850-CD2-[ALL WIRING]-[ALL MOTION SENSORS]-RS-[ALL OPTIONS]-U | Indoor Luminaires | High-Bay | High-Bay Luminaires for Commercial and Industrial Buildings | Standard | FALSE | [9 empty] | 42229 |  |  | Yes |  | 3 | 13927.4 | 117.76 | 118.27 | 5.8759 | 0.99575 | 5000 | 82
P838CCY7 | Eaton (formerly Cooper Lighting) | Metalux | 8SKBLED-[ALL MOUNTING ARRANGEMENTS]-LD1-12-W-[ALL VOLTAGES]-[ALL OPTIONS]-L850-CD2-[ALL WIRING]-[ALL MOTION SENSORS]--[ALL OPTIONS]-U | Indoor Luminaires | High-Bay | High-Bay Luminaires for Commercial and Industrial Buildings | Standard | FALSE | [9 empty] | 42229 |  |  | Yes |  | 3 | 13122.79 | 110.96 | 118.27 | 5.8759 | 0.99575 | 5000 | 82
P99WEMD1 | Eaton (formerly Cooper Lighting) | Metalux | 8SKBLED-[ALL MOUNTING ARRANGEMENTS]-LD1-12-W-[ALL VOLTAGES]-[ALL OPTIONS]-L850-CD2-[ALL WIRING]-[ALL MOTION SENSORS]-RS-[ALL OPTIONS]-U | Indoor Luminaires | High-Bay | High-Bay Luminaires for Commercial and Industrial Buildings | Standard | FALSE | [9 empty] | 42229 |  |  | Yes |  | 3 | 12648.41 | 106.95 | 118.27 | 5.8759 | 0.99575 | 5000 | 82
PZCDTUEF | Eaton (formerly Cooper Lighting) | Metalux | 4SKBLED-[ALL MOUNTING ARRANGEMENTS]-LD1-6-N-[ALL VOLTAGES]-[ALL OPTIONS]-L850-CD1-[ALL WIRING]-[ALL MOTION SENSORS]--[ALL OPTIONS]-U | Indoor Luminaires | High-Bay | Low-Bay Luminaires for Commercial and Industrial Buildings | Standard | FALSE | [9 empty] | 42229 |  |  | Yes |  | 3 | 7137.99 | 120.71 | 59.13 | 5.8759 | 0.99575 | 5000 | 82
PPBNZ4QU | Eaton (formerly Cooper Lighting) | Metalux | 4SKBLED-[ALL MOUNTING ARRANGEMENTS]-LD1-6-N-[ALL VOLTAGES]-[ALL OPTIONS]-L850-CD1-[ALL WIRING]-[ALL MOTION SENSORS]-RS-[ALL OPTIONS]-U | Indoor Luminaires | High-Bay | Low-Bay Luminaires for Commercial and Industrial Buildings | Standard | FALSE | [9 empty] | 42229 |  |  | Yes |  | 3 | 6963.7 | 117.76 | 59.13 | 5.8759 | 0.99575 | 5000 | 82
P4RF223A | Eaton (formerly Cooper Lighting) | Metalux | 4SKBLED-[ALL MOUNTING ARRANGEMENTS]-LD1-6-W-[ALL VOLTAGES]-[ALL OPTIONS]-L850-CD1-[ALL WIRING]-[ALL MOTION SENSORS]--[ALL OPTIONS]-U | Indoor Luminaires | High-Bay | Low-Bay Luminaires for Commercial and Industrial Buildings | Standard | FALSE | [9 empty] | 42229 |  |  | Yes |  | 3 | 6561.4 | 110.96 | 59.13 | 5.8759 | 0.99575 | 5000 | 82
P8MVNC17 | Eaton (formerly Cooper Lighting) | Metalux | 4SKBLED-[ALL MOUNTING ARRANGEMENTS]-LD1-6-W-[ALL VOLTAGES]-[ALL OPTIONS]-L850-CD1-[ALL WIRING]-[ALL MOTION SENSORS]-RS-[ALL OPTIONS]-U | Indoor Luminaires | High-Bay | Low-Bay Luminaires for Commercial and Industrial Buildings | Standard | FALSE | [9 empty] | 42229 |  |  | Yes |  | 3 | 6324.2 | 106.95 | 59.13 | 5.8759 | 0.99575 | 5000 | 82
PYZ75KHY | Eaton (formerly Cooper Lighting) | Metalux | 8SKBLED-[ALL MOUNTING ARRANGEMENTS]-LD1-14-N-[ALL VOLTAGES]-[ALL OPTIONS]-L850-CD2-[ALL WIRING]-[ALL MOTION SENSORS]--[ALL OPTIONS]-U | Indoor Luminaires | High-Bay | High-Bay Luminaires for Commercial and Industrial Buildings | Standard | FALSE | [9 empty] | 42229 |  |  | Yes |  | 3 | 16573.21 | 131.99 | 125.57 | 5.7081 | 0.99634 | 5000 | 82
PXQJCYMW | Eaton (formerly Cooper Lighting) | Metalux | 8SKBLED-[ALL MOUNTING ARRANGEMENTS]-LD1-14-N-[ALL VOLTAGES]-[ALL OPTIONS]-L850-CD2-[ALL WIRING]-[ALL MOTION SENSORS]-RS-[ALL OPTIONS]-U | Indoor Luminaires | High-Bay | High-Bay Luminaires for Commercial and Industrial Buildings | Standard | FALSE | [9 empty] | 42229 |  |  | Yes |  | 3 | 16168.54 | 128.76 | 125.57 | 5.7081 | 0.99634 | 5000 | 82
PCF6TWDA | Eaton (formerly Cooper Lighting) | Metalux | 8SKBLED-[ALL MOUNTING ARRANGEMENTS]-LD1-14-W-[ALL VOLTAGES]-[ALL OPTIONS]-L850-CD2-[ALL WIRING]-[ALL MOTION SENSORS]--[ALL OPTIONS]-U | Indoor Luminaires | High-Bay | High-Bay Luminaires for Commercial and Industrial Buildings | Standard | FALSE | [9 empty] | 42229 |  |  | Yes |  | 3 | 15234.45 | 121.32 | 125.57 | 5.7081 | 0.99634 | 5000 | 82
P1XCSPA8 | Eaton (formerly Cooper Lighting) | Metalux | 8SKBLED-[ALL MOUNTING ARRANGEMENTS]-LD1-14-W-[ALL VOLTAGES]-[ALL OPTIONS]-L850-CD2-[ALL WIRING]-[ALL MOTION SENSORS]-RS-[ALL OPTIONS]-U | Indoor Luminaires | High-Bay | High-Bay Luminaires for Commercial and Industrial Buildings | Standard | FALSE | [9 empty] | 42229 |  |  | Yes |  | 3 | 14683.74 | 116.94 | 125.57 | 5.7081 | 0.99634 | 5000 | 82
PUSPKY2W | Eaton (formerly Cooper Lighting) | Metalux | 4SKBLED-[ALL MOUNTING ARRANGEMENTS]-LD1-7-N-[ALL VOLTAGES]-[ALL OPTIONS]-L850-CD1-[ALL WIRING]-[ALL MOTION SENSORS]--[ALL OPTIONS]-U | Indoor Luminaires | High-Bay | Low-Bay Luminaires for Commercial and Industrial Buildings | Standard | FALSE | [9 empty] | 42229 |  |  | Yes |  | 3 | 8286.61 | 131.99 | 62.78 | 5.7081 | 0.99634 | 5000 | 82
PTMQVCR8 | Eaton (formerly Cooper Lighting) | Metalux | 4SKBLED-[ALL MOUNTING ARRANGEMENTS]-LD1-7-N-[ALL VOLTAGES]-[ALL OPTIONS]-L850-CD1-[ALL WIRING]-[ALL MOTION SENSORS]-RS-[ALL OPTIONS]-U | Indoor Luminaires | High-Bay | Low-Bay Luminaires for Commercial and Industrial Buildings | Standard | FALSE | [9 empty] | 42229 |  |  | Yes |  | 3 | 8084.27 | 128.76 | 62.78 | 5.7081 | 0.99634 | 5000 | 82
PW8UTWZK | Eaton (formerly Cooper Lighting) | Metalux | 4SKBLED-[ALL MOUNTING ARRANGEMENTS]-LD1-7-W-[ALL VOLTAGES]-[ALL OPTIONS]-L850-CD1-[ALL WIRING]-[ALL MOTION SENSORS]--[ALL OPTIONS]-U | Indoor Luminaires | High-Bay | Low-Bay Luminaires for Commercial and Industrial Buildings | Standard | FALSE | [9 empty] | 42229 |  |  | Yes |  | 3 | 7617.23 | 121.32 | 62.78 | 5.7081 | 0.99634 | 5000 | 82
PG2H8928 | Eaton (formerly Cooper Lighting) | Metalux | 4SKBLED-[ALL MOUNTING ARRANGEMENTS]-LD1-7-W-[ALL VOLTAGES]-[ALL OPTIONS]-L850-CD1-[ALL WIRING]-[ALL MOTION SENSORS]-RS-[ALL OPTIONS]-U | Indoor Luminaires | High-Bay | Low-Bay Luminaires for Commercial and Industrial Buildings | Standard | FALSE | [9 empty] | 42229 |  |  | Yes |  | 3 | 7341.87 | 116.94 | 62.78 | 5.7081 | 0.99634 | 5000 | 82
PVCBYK14 | Eaton (formerly Cooper Lighting) | Metalux | 8SKBLED-[ALL MOUNTING ARRANGEMENTS]-LD1-8-N-[ALL VOLTAGES]-[ALL OPTIONS]-L850-CD1-[ALL WIRING]-[ALL MOTION SENSORS]--[ALL OPTIONS]-U | Indoor Luminaires | High-Bay | Low-Bay Luminaires for Commercial and Industrial Buildings | Standard | FALSE | [9 empty] | 42229 |  |  | Yes |  | 3 | 9476.08 | 142.09 | 66.69 | 5.5333 | 0.99667 | 5000 | 82
P1NQ5WYS | Eaton (formerly Cooper Lighting) | Metalux | 8SKBLED-[ALL MOUNTING ARRANGEMENTS]-LD1-8-N-[ALL VOLTAGES]-[ALL OPTIONS]-L850-CD1-[ALL WIRING]-[ALL MOTION SENSORS]-RS-[ALL OPTIONS]-U | Indoor Luminaires | High-Bay | Low-Bay Luminaires for Commercial and Industrial Buildings | Standard | FALSE | [9 empty] | 42229 |  |  | Yes |  | 3 | 9244.7 | 138.62 | 66.69 | 5.5333 | 0.99667 | 5000 | 82
PY5JV7N1 | Eaton (formerly Cooper Lighting) | Metalux | 8SKBLED-[ALL MOUNTING ARRANGEMENTS]-LD1-8-W-[ALL VOLTAGES]-[ALL OPTIONS]-L850-CD1-[ALL WIRING]-[ALL MOTION SENSORS]--[ALL OPTIONS]-U | Indoor Luminaires | High-Bay | Low-Bay Luminaires for Commercial and Industrial Buildings | Standard | FALSE | [9 empty] | 42229 |  |  | Yes |  | 3 | 8710.61 | 130.61 | 66.69 | 5.5333 | 0.99667 | 5000 | 82
PHE5CB46 | Eaton (formerly Cooper Lighting) | Metalux | 8SKBLED-[ALL MOUNTING ARRANGEMENTS]-LD1-8-W-[ALL VOLTAGES]-[ALL OPTIONS]-L850-CD1-[ALL WIRING]-[ALL MOTION SENSORS]-RS-[ALL OPTIONS]-U | Indoor Luminaires | High-Bay | Low-Bay Luminaires for Commercial and Industrial Buildings | Standard | FALSE | [9 empty] | 42229 |  |  | Yes |  | 3 | 8395.73 | 125.89 | 66.69 | 5.5333 | 0.99667 | 5000 | 82
P6CA7DMB | Eaton (formerly Cooper Lighting) | Metalux | 8SKBLED-[ALL MOUNTING ARRANGEMENTS]-LD1-10-N-[ALL VOLTAGES]-[ALL OPTIONS]-L850-CD1-[ALL WIRING]-[ALL MOTION SENSORS]--[ALL OPTIONS]-U | Indoor Luminaires | High-Bay | High-Bay Luminaires for Commercial and Industrial Buildings | Standard | FALSE | [9 empty] | 42229 |  |  | Yes |  | 3 | 11689.26 | 134.76 | 86.74 | 5.3 | 0.989 | 5000 | 82
PB4FSNEW | Eaton (formerly Cooper Lighting) | Metalux | 8SKBLED-[ALL MOUNTING ARRANGEMENTS]-LD1-10-N-[ALL VOLTAGES]-[ALL OPTIONS]-L850-CD1-[ALL WIRING]-[ALL MOTION SENSORS]-RS-[ALL OPTIONS]-U | Indoor Luminaires | High-Bay | High-Bay Luminaires for Commercial and Industrial Buildings | Standard | FALSE | [9 empty] | 42229 |  |  | Yes |  | 3 | 11403.84 | 131.47 | 86.74 | 5.3 | 0.989 | 5000 | 82
PPQ9RK56 | Eaton (formerly Cooper Lighting) | Metalux | 8SKBLED-[ALL MOUNTING ARRANGEMENTS]-LD1-10-W-[ALL VOLTAGES]-[ALL OPTIONS]-L850-CD1-[ALL WIRING]-[ALL MOTION SENSORS]--[ALL OPTIONS]-U | Indoor Luminaires | High-Bay | High-Bay Luminaires for Commercial and Industrial Buildings | Standard | FALSE | [9 empty] | 42229 |  |  | Yes |  | 3 | 10745.02 | 123.87 | 86.74 | 5.3 | 0.989 | 5000 | 82
PBH1WMNZ | Eaton (formerly Cooper Lighting) | Metalux | 8SKBLED-[ALL MOUNTING ARRANGEMENTS]-LD1-10-W-[ALL VOLTAGES]-[ALL OPTIONS]-L850-CD1-[ALL WIRING]-[ALL MOTION SENSORS]-RS-[ALL OPTIONS]-U | Indoor Luminaires | High-Bay | High-Bay Luminaires for Commercial and Industrial Buildings | Standard | FALSE | [9 empty] | 42229 |  |  | Yes |  | 3 | 10356.6 | 119.4 | 86.74 | 5.3 | 0.989 | 5000 | 82
PTFU1ZHQ | Eaton (formerly Cooper Lighting) | Metalux | 4SKBLED-[ALL MOUNTING ARRANGEMENTS]-LD1-4-N-[ALL VOLTAGES]-[ALL OPTIONS]-L840-5LTD1-[ALL WIRING]-[ALL MOTION SENSORS]--[ALL OPTIONS]-U | Indoor Luminaires | High-Bay | Low-Bay Luminaires for Commercial and Industrial Buildings | Standard | FALSE | [9 empty] | 42229 |  |  | Yes |  | 3 | 4535 | 126.32 | 35.9 | 14.9 | 0.986 | 4000 | 82
PZ68HR68 | Eaton (formerly Cooper Lighting) | Metalux | 4SKBLED-[ALL MOUNTING ARRANGEMENTS]-LD1-5-N-[ALL VOLTAGES]-[ALL OPTIONS]-L840-5LTD1-[ALL WIRING]-[ALL MOTION SENSORS]--[ALL OPTIONS]-U | Indoor Luminaires | High-Bay | Low-Bay Luminaires for Commercial and Industrial Buildings | Standard | FALSE | [9 empty] | 42229 |  |  | Yes |  | 3 | 5594.07 | 122.98 | 45.49 | 12.7885 | 0.99007 | 4000 | 82
P5QXFW6M | Eaton (formerly Cooper Lighting) | Metalux | 4SKBLED-[ALL MOUNTING ARRANGEMENTS]-LD1-5-N-[ALL VOLTAGES]-[ALL OPTIONS]-L840-5LTD1-[ALL WIRING]-[ALL MOTION SENSORS]-RS-[ALL OPTIONS]-U | Indoor Luminaires | High-Bay | Low-Bay Luminaires for Commercial and Industrial Buildings | Standard | FALSE | [9 empty] | 42229 |  |  | Yes |  | 3 | 5457.48 | 119.98 | 45.49 | 12.7885 | 0.99007 | 4000 | 82
PY5XP1J8 | Eaton (formerly Cooper Lighting) | Metalux | 4SKBLED-[ALL MOUNTING ARRANGEMENTS]-LD1-5-W-[ALL VOLTAGES]-[ALL OPTIONS]-L840-5LTD1-[ALL WIRING]-[ALL MOTION SENSORS]--[ALL OPTIONS]-U | Indoor Luminaires | High-Bay | Low-Bay Luminaires for Commercial and Industrial Buildings | Standard | FALSE | [9 empty] | 42229 |  |  | Yes |  | 3 | 5142.19 | 113.05 | 45.49 | 12.7885 | 0.99007 | 4000 | 82
PEEN8Q3U | Eaton (formerly Cooper Lighting) | Metalux | 4SKBLED-[ALL MOUNTING ARRANGEMENTS]-LD1-5-W-[ALL VOLTAGES]-[ALL OPTIONS]-L840-5LTD1-[ALL WIRING]-[ALL MOTION SENSORS]-RS-[ALL OPTIONS]-U | Indoor Luminaires | High-Bay | Low-Bay Luminaires for Commercial and Industrial Buildings | Standard | FALSE | [9 empty] | 42229 |  |  | Yes |  | 3 | 4956.3 | 108.96 | 45.49 | 12.7885 | 0.99007 | 4000 | 82
P86MKVFQ | Eaton (formerly Cooper Lighting) | Metalux | 8SKBLED-[ALL MOUNTING ARRANGEMENTS]-LD1-6-N-[ALL VOLTAGES]-[ALL OPTIONS]-L840-5LTD1-[ALL WIRING]-[ALL MOTION SENSORS]--[ALL OPTIONS]-U | Indoor Luminaires | High-Bay | Low-Bay Luminaires for Commercial and Industrial Buildings | Standard | FALSE | [9 empty] | 42229 |  |  | Yes |  | 3 | 7145.93 | 155.66 | 45.91 | 12.6 | 0.99 | 4000 | 82
P8NJWK6P | Eaton (formerly Cooper Lighting) | Metalux | 8SKBLED-[ALL MOUNTING ARRANGEMENTS]-LD1-6-N-[ALL VOLTAGES]-[ALL OPTIONS]-L840-5LTD1-[ALL WIRING]-[ALL MOTION SENSORS]-RS-[ALL OPTIONS]-U | Indoor Luminaires | High-Bay | Low-Bay Luminaires for Commercial and Industrial Buildings | Standard | FALSE | [9 empty] | 42229 |  |  | Yes |  | 3 | 6971.45 | 151.86 | 45.91 | 12.6 | 0.99 | 4000 | 82
PZY8NSJJ | Eaton (formerly Cooper Lighting) | Metalux | 8SKBLED-[ALL MOUNTING ARRANGEMENTS]-LD1-6-W-[ALL VOLTAGES]-[ALL OPTIONS]-L840-5LTD1-[ALL WIRING]-[ALL MOTION SENSORS]--[ALL OPTIONS]-U | Indoor Luminaires | High-Bay | Low-Bay Luminaires for Commercial and Industrial Buildings | Standard | FALSE | [9 empty] | 42229 |  |  | Yes |  | 3 | 6568.69 | 143.09 | 45.91 | 12.6 | 0.99 | 4000 | 82
P7SDFM9D | Eaton (formerly Cooper Lighting) | Metalux | 8SKBLED-[ALL MOUNTING ARRANGEMENTS]-LD1-6-W-[ALL VOLTAGES]-[ALL OPTIONS]-L840-5LTD1-[ALL WIRING]-[ALL MOTION SENSORS]-RS-[ALL OPTIONS]-U | Indoor Luminaires | High-Bay | Low-Bay Luminaires for Commercial and Industrial Buildings | Standard | FALSE | [9 empty] | 42229 |  |  | Yes |  | 3 | 6331.24 | 137.91 | 45.91 | 12.6 | 0.99 | 4000 | 82
PR7CXDRF | Eaton (formerly Cooper Lighting) | Metalux | 8SKBLED-[ALL MOUNTING ARRANGEMENTS]-LD1-12-N-[ALL VOLTAGES]-[ALL OPTIONS]-L840-5LTD2-[ALL WIRING]-[ALL MOTION SENSORS]--[ALL OPTIONS]-U | Indoor Luminaires | High-Bay | High-Bay Luminaires for Commercial and Industrial Buildings | Standard | FALSE | [9 empty] | 42229 |  |  | Yes |  | 3 | 13663.96 | 117.81 | 115.98 | 10.6398 | 0.99304 | 4000 | 82
PJ3ME3Z5 | Eaton (formerly Cooper Lighting) | Metalux | 8SKBLED-[ALL MOUNTING ARRANGEMENTS]-LD1-12-N-[ALL VOLTAGES]-[ALL OPTIONS]-L840-5LTD2-[ALL WIRING]-[ALL MOTION SENSORS]-RS-[ALL OPTIONS]-U | Indoor Luminaires | High-Bay | High-Bay Luminaires for Commercial and Industrial Buildings | Standard | FALSE | [9 empty] | 42229 |  |  | Yes |  | 3 | 13330.33 | 114.94 | 115.98 | 10.6398 | 0.99304 | 4000 | 82
PXV9FTX6 | Eaton (formerly Cooper Lighting) | Metalux | 8SKBLED-[ALL MOUNTING ARRANGEMENTS]-LD1-12-W-[ALL VOLTAGES]-[ALL OPTIONS]-L840-5LTD2-[ALL WIRING]-[ALL MOTION SENSORS]--[ALL OPTIONS]-U | Indoor Luminaires | High-Bay | High-Bay Luminaires for Commercial and Industrial Buildings | Standard | FALSE | [9 empty] | 42229 |  |  | Yes |  | 3 | 12560.21 | 108.3 | 115.98 | 10.6398 | 0.99304 | 4000 | 82
PX231YE4 | Eaton (formerly Cooper Lighting) | Metalux | 8SKBLED-[ALL MOUNTING ARRANGEMENTS]-LD1-12-W-[ALL VOLTAGES]-[ALL OPTIONS]-L840-5LTD2-[ALL WIRING]-[ALL MOTION SENSORS]-RS-[ALL OPTIONS]-U | Indoor Luminaires | High-Bay | High-Bay Luminaires for Commercial and Industrial Buildings | Standard | FALSE | [9 empty] | 42229 |  |  | Yes |  | 3 | 12106.17 | 104.38 | 115.98 | 10.6398 | 0.99304 | 4000 | 82
PVRR441W | Eaton (formerly Cooper Lighting) | Metalux | 4SKBLED-[ALL MOUNTING ARRANGEMENTS]-LD1-6-N-[ALL VOLTAGES]-[ALL OPTIONS]-L840-5LTD1-[ALL WIRING]-[ALL MOTION SENSORS]--[ALL OPTIONS]-U | Indoor Luminaires | High-Bay | Low-Bay Luminaires for Commercial and Industrial Buildings | Standard | FALSE | [9 empty] | 42229 |  |  | Yes |  | 3 | 6831.98 | 117.81 | 57.99 | 10.6398 | 0.99304 | 4000 | 82
PNSKMWPB | Eaton (formerly Cooper Lighting) | Metalux | 4SKBLED-[ALL MOUNTING ARRANGEMENTS]-LD1-6-N-[ALL VOLTAGES]-[ALL OPTIONS]-L840-5LTD1-[ALL WIRING]-[ALL MOTION SENSORS]-RS-[ALL OPTIONS]-U | Indoor Luminaires | High-Bay | Low-Bay Luminaires for Commercial and Industrial Buildings | Standard | FALSE | [9 empty] | 42229 |  |  | Yes |  | 3 | 6665.16 | 114.94 | 57.99 | 10.6398 | 0.99304 | 4000 | 82
P24UNPJC | Eaton (formerly Cooper Lighting) | Metalux | 4SKBLED-[ALL MOUNTING ARRANGEMENTS]-LD1-6-W-[ALL VOLTAGES]-[ALL OPTIONS]-L840-5LTD1-[ALL WIRING]-[ALL MOTION SENSORS]--[ALL OPTIONS]-U | Indoor Luminaires | High-Bay | Low-Bay Luminaires for Commercial and Industrial Buildings | Standard | FALSE | [9 empty] | 42229 |  |  | Yes |  | 3 | 6280.11 | 108.3 | 57.99 | 10.6398 | 0.99304 | 4000 | 82
P3FPKF7P | Eaton (formerly Cooper Lighting) | Metalux | 4SKBLED-[ALL MOUNTING ARRANGEMENTS]-LD1-6-W-[ALL VOLTAGES]-[ALL OPTIONS]-L840-5LTD1-[ALL WIRING]-[ALL MOTION SENSORS]-RS-[ALL OPTIONS]-U | Indoor Luminaires | High-Bay | Low-Bay Luminaires for Commercial and Industrial Buildings | Standard | FALSE | [9 empty] | 42229 |  |  | Yes |  | 3 | 6053.08 | 104.38 | 57.99 | 10.6398 | 0.99304 | 4000 | 82
P6VTX2JF | Eaton (formerly Cooper Lighting) | Metalux | 8SKBLED-[ALL MOUNTING ARRANGEMENTS]-LD1-14-N-[ALL VOLTAGES]-[ALL OPTIONS]-L840-5LTD2-[ALL WIRING]-[ALL MOTION SENSORS]--[ALL OPTIONS]-U | Indoor Luminaires | High-Bay | High-Bay Luminaires for Commercial and Industrial Buildings | Standard | FALSE | [9 empty] | 42229 |  |  | Yes |  | 3 | 15862.71 | 128.71 | 123.24 | 10.3066 | 0.99342 | 4000 | 82
PDWRXYWY | Eaton (formerly Cooper Lighting) | Metalux | 8SKBLED-[ALL MOUNTING ARRANGEMENTS]-LD1-14-N-[ALL VOLTAGES]-[ALL OPTIONS]-L840-5LTD2-[ALL WIRING]-[ALL MOTION SENSORS]-RS-[ALL OPTIONS]-U | Indoor Luminaires | High-Bay | High-Bay Luminaires for Commercial and Industrial Buildings | Standard | FALSE | [9 empty] | 42229 |  |  | Yes |  | 3 | 15475.39 | 125.57 | 123.24 | 10.3066 | 0.99342 | 4000 | 82
PYMWU33U | Eaton (formerly Cooper Lighting) | Metalux | 8SKBLED-[ALL MOUNTING ARRANGEMENTS]-LD1-14-W-[ALL VOLTAGES]-[ALL OPTIONS]-L840-5LTD2-[ALL WIRING]-[ALL MOTION SENSORS]--[ALL OPTIONS]-U | Indoor Luminaires | High-Bay | High-Bay Luminaires for Commercial and Industrial Buildings | Standard | FALSE | [9 empty] | 42229 |  |  | Yes |  | 3 | 14581.35 | 118.32 | 123.24 | 10.3066 | 0.99342 | 4000 | 82
P39C8HYP | Eaton (formerly Cooper Lighting) | Metalux | 8SKBLED-[ALL MOUNTING ARRANGEMENTS]-LD1-14-W-[ALL VOLTAGES]-[ALL OPTIONS]-L840-5LTD2-[ALL WIRING]-[ALL MOTION SENSORS]-RS-[ALL OPTIONS]-U | Indoor Luminaires | High-Bay | High-Bay Luminaires for Commercial and Industrial Buildings | Standard | FALSE | [9 empty] | 42229 |  |  | Yes |  | 3 | 14054.24 | 114.04 | 123.24 | 10.3066 | 0.99342 | 4000 | 82
PEK6Y3C6 | Eaton (formerly Cooper Lighting) | Metalux | 4SKBLED-[ALL MOUNTING ARRANGEMENTS]-LD1-7-N-[ALL VOLTAGES]-[ALL OPTIONS]-L840-5LTD1-[ALL WIRING]-[ALL MOTION SENSORS]--[ALL OPTIONS]-U | Indoor Luminaires | High-Bay | Low-Bay Luminaires for Commercial and Industrial Buildings | Standard | FALSE | [9 empty] | 42229 |  |  | Yes |  | 3 | 7931.36 | 128.71 | 61.62 | 10.3066 | 0.99342 | 4000 | 82
P88C41SZ | Eaton (formerly Cooper Lighting) | Metalux | 4SKBLED-[ALL MOUNTING ARRANGEMENTS]-LD1-7-N-[ALL VOLTAGES]-[ALL OPTIONS]-L840-5LTD1-[ALL WIRING]-[ALL MOTION SENSORS]-RS-[ALL OPTIONS]-U | Indoor Luminaires | High-Bay | Low-Bay Luminaires for Commercial and Industrial Buildings | Standard | FALSE | [9 empty] | 42229 |  |  | Yes |  | 3 | 7737.69 | 125.57 | 61.62 | 10.3066 | 0.99342 | 4000 | 82
PU3K6XJ1 | Eaton (formerly Cooper Lighting) | Metalux | 4SKBLED-[ALL MOUNTING ARRANGEMENTS]-LD1-7-W-[ALL VOLTAGES]-[ALL OPTIONS]-L840-5LTD1-[ALL WIRING]-[ALL MOTION SENSORS]--[ALL OPTIONS]-U | Indoor Luminaires | High-Bay | Low-Bay Luminaires for Commercial and Industrial Buildings | Standard | FALSE | [9 empty] | 42229 |  |  | Yes |  | 3 | 7290.67 | 118.32 | 61.62 | 10.3066 | 0.99342 | 4000 | 82
PA8SMRRD | Eaton (formerly Cooper Lighting) | Metalux | 4SKBLED-[ALL MOUNTING ARRANGEMENTS]-LD1-7-W-[ALL VOLTAGES]-[ALL OPTIONS]-L840-5LTD1-[ALL WIRING]-[ALL MOTION SENSORS]-RS-[ALL OPTIONS]-U | Indoor Luminaires | High-Bay | Low-Bay Luminaires for Commercial and Industrial Buildings | Standard | FALSE | [9 empty] | 42229 |  |  | Yes |  | 3 | 7027.12 | 114.04 | 61.62 | 10.3066 | 0.99342 | 4000 | 82
PYG64YX8 | Eaton (formerly Cooper Lighting) | Metalux | 8SKBLED-[ALL MOUNTING ARRANGEMENTS]-LD1-8-N-[ALL VOLTAGES]-[ALL OPTIONS]-L840-5LTD1-[ALL WIRING]-[ALL MOTION SENSORS]--[ALL OPTIONS]-U | Indoor Luminaires | High-Bay | Low-Bay Luminaires for Commercial and Industrial Buildings | Standard | FALSE | [9 empty] | 42229 |  |  | Yes |  | 3 | 9069.83 | 138.52 | 65.47 | 9.9 | 0.994 | 4000 | 82
PUCVNKBN | Eaton (formerly Cooper Lighting) | Metalux | 8SKBLED-[ALL MOUNTING ARRANGEMENTS]-LD1-8-N-[ALL VOLTAGES]-[ALL OPTIONS]-L840-5LTD1-[ALL WIRING]-[ALL MOTION SENSORS]-RS-[ALL OPTIONS]-U | Indoor Luminaires | High-Bay | Low-Bay Luminaires for Commercial and Industrial Buildings | Standard | FALSE | [9 empty] | 42229 |  |  | Yes |  | 3 | 8848.37 | 135.14 | 65.47 | 9.9 | 0.994 | 4000 | 82
P34UBC4J | Eaton (formerly Cooper Lighting) | Metalux | 8SKBLED-[ALL MOUNTING ARRANGEMENTS]-LD1-8-W-[ALL VOLTAGES]-[ALL OPTIONS]-L840-5LTD1-[ALL WIRING]-[ALL MOTION SENSORS]--[ALL OPTIONS]-U | Indoor Luminaires | High-Bay | Low-Bay Luminaires for Commercial and Industrial Buildings | Standard | FALSE | [9 empty] | 42229 |  |  | Yes |  | 3 | 8337.19 | 127.33 | 65.47 | 9.9 | 0.994 | 4000 | 82
P68BX387 | Eaton (formerly Cooper Lighting) | Metalux | 8SKBLED-[ALL MOUNTING ARRANGEMENTS]-LD1-8-W-[ALL VOLTAGES]-[ALL OPTIONS]-L840-5LTD1-[ALL WIRING]-[ALL MOTION SENSORS]-RS-[ALL OPTIONS]-U | Indoor Luminaires | High-Bay | Low-Bay Luminaires for Commercial and Industrial Buildings | Standard | FALSE | [9 empty] | 42229 |  |  | Yes |  | 3 | 8035.8 | 122.73 | 65.47 | 9.9 | 0.994 | 4000 | 82
PVN9A1FT | Eaton (formerly Cooper Lighting) | Metalux | 4SKBLED-[ALL MOUNTING ARRANGEMENTS]-LD1-4-N-[ALL VOLTAGES]-[ALL OPTIONS]-L840-CD1-[ALL WIRING]-[ALL MOTION SENSORS]--[ALL OPTIONS]-U | Indoor Luminaires | High-Bay | Low-Bay Luminaires for Commercial and Industrial Buildings | Standard | FALSE | [9 empty] | 42229 |  |  | Yes |  | 3 | 4535 | 124.59 | 36.4 | 9.1 | 0.99 | 4000 | 82
P655WF9H | Eaton (formerly Cooper Lighting) | Metalux | 4SKBLED-[ALL MOUNTING ARRANGEMENTS]-LD1-5-N-[ALL VOLTAGES]-[ALL OPTIONS]-L840-CD1-[ALL WIRING]-[ALL MOTION SENSORS]--[ALL OPTIONS]-U | Indoor Luminaires | High-Bay | Low-Bay Luminaires for Commercial and Industrial Buildings | Standard | FALSE | [9 empty] | 42229 |  |  | Yes |  | 3 | 5594.07 | 121.03 | 46.22 | 8.3393 | 0.99278 | 4000 | 82
P32P5Q3X | Eaton (formerly Cooper Lighting) | Metalux | 4SKBLED-[ALL MOUNTING ARRANGEMENTS]-LD1-5-N-[ALL VOLTAGES]-[ALL OPTIONS]-L840-CD1-[ALL WIRING]-[ALL MOTION SENSORS]-RS-[ALL OPTIONS]-U | Indoor Luminaires | High-Bay | Low-Bay Luminaires for Commercial and Industrial Buildings | Standard | FALSE | [9 empty] | 42229 |  |  | Yes |  | 3 | 5457.48 | 118.07 | 46.22 | 8.3393 | 0.99278 | 4000 | 82
P46NNTCC | Eaton (formerly Cooper Lighting) | Metalux | 4SKBLED-[ALL MOUNTING ARRANGEMENTS]-LD1-5-W-[ALL VOLTAGES]-[ALL OPTIONS]-L840-CD1-[ALL WIRING]-[ALL MOTION SENSORS]--[ALL OPTIONS]-U | Indoor Luminaires | High-Bay | Low-Bay Luminaires for Commercial and Industrial Buildings | Standard | FALSE | [9 empty] | 42229 |  |  | Yes |  | 3 | 5142.19 | 111.25 | 46.22 | 8.3393 | 0.99278 | 4000 | 82
PT1MGXW8 | Eaton (formerly Cooper Lighting) | Metalux | 4SKBLED-[ALL MOUNTING ARRANGEMENTS]-LD1-5-W-[ALL VOLTAGES]-[ALL OPTIONS]-L840-CD1-[ALL WIRING]-[ALL MOTION SENSORS]-RS-[ALL OPTIONS]-U | Indoor Luminaires | High-Bay | Low-Bay Luminaires for Commercial and Industrial Buildings | Standard | FALSE | [9 empty] | 42229 |  |  | Yes |  | 3 | 4956.3 | 107.23 | 46.22 | 8.3393 | 0.99278 | 4000 | 82
PF13Z5AG | Eaton (formerly Cooper Lighting) | Metalux | 8SKBLED-[ALL MOUNTING ARRANGEMENTS]-LD1-10-N-[ALL VOLTAGES]-[ALL OPTIONS]-L840-5LTD1-[ALL WIRING]-[ALL MOTION SENSORS]--[ALL OPTIONS]-U | Indoor Luminaires | High-Bay | High-Bay Luminaires for Commercial and Industrial Buildings | Standard | FALSE | [9 empty] | 42229 |  |  | Yes |  | 3 | 11188.14 | 131.19 | 85.28 | 7.7 | 0.996 | 4000 | 82
P9CYJHEU | Eaton (formerly Cooper Lighting) | Metalux | 8SKBLED-[ALL MOUNTING ARRANGEMENTS]-LD1-10-N-[ALL VOLTAGES]-[ALL OPTIONS]-L840-5LTD1-[ALL WIRING]-[ALL MOTION SENSORS]-RS-[ALL OPTIONS]-U | Indoor Luminaires | High-Bay | High-Bay Luminaires for Commercial and Industrial Buildings | Standard | FALSE | [9 empty] | 42229 |  |  | Yes |  | 3 | 10914.96 | 127.98 | 85.28 | 7.7 | 0.996 | 4000 | 82
PEZZW2BY | Eaton (formerly Cooper Lighting) | Metalux | 8SKBLED-[ALL MOUNTING ARRANGEMENTS]-LD1-10-W-[ALL VOLTAGES]-[ALL OPTIONS]-L840-5LTD1-[ALL WIRING]-[ALL MOTION SENSORS]--[ALL OPTIONS]-U | Indoor Luminaires | High-Bay | High-Bay Luminaires for Commercial and Industrial Buildings | Standard | FALSE | [9 empty] | 42229 |  |  | Yes |  | 3 | 10284.38 | 120.59 | 85.28 | 7.7 | 0.996 | 4000 | 82
PD5EP7DR | Eaton (formerly Cooper Lighting) | Metalux | 8SKBLED-[ALL MOUNTING ARRANGEMENTS]-LD1-10-W-[ALL VOLTAGES]-[ALL OPTIONS]-L840-5LTD1-[ALL WIRING]-[ALL MOTION SENSORS]-RS-[ALL OPTIONS]-U | Indoor Luminaires | High-Bay | Low-Bay Luminaires for Commercial and Industrial Buildings | Standard | FALSE | [9 empty] | 42229 |  |  | Yes |  | 3 | 9912.6 | 116.23 | 85.28 | 7.7 | 0.996 | 4000 | 82
PEWF82PE | Eaton (formerly Cooper Lighting) | Metalux | 8SKBLED-[ALL MOUNTING ARRANGEMENTS]-LD1-6-N-[ALL VOLTAGES]-[ALL OPTIONS]-L840-CD1-[ALL WIRING]-[ALL MOTION SENSORS]--[ALL OPTIONS]-U | Indoor Luminaires | High-Bay | Low-Bay Luminaires for Commercial and Industrial Buildings | Standard | FALSE | [9 empty] | 42229 |  |  | Yes |  | 3 | 7145.93 | 151.42 | 47.19 | 7.0333 | 0.98467 | 4000 | 82
PRDDTQGT | Eaton (formerly Cooper Lighting) | Metalux | 8SKBLED-[ALL MOUNTING ARRANGEMENTS]-LD1-6-N-[ALL VOLTAGES]-[ALL OPTIONS]-L840-CD1-[ALL WIRING]-[ALL MOTION SENSORS]-RS-[ALL OPTIONS]-U | Indoor Luminaires | High-Bay | Low-Bay Luminaires for Commercial and Industrial Buildings | Standard | FALSE | [9 empty] | 42229 |  |  | Yes |  | 3 | 6971.45 | 147.72 | 47.19 | 7.0333 | 0.98467 | 4000 | 82
PAPCZC3S | Eaton (formerly Cooper Lighting) | Metalux | 8SKBLED-[ALL MOUNTING ARRANGEMENTS]-LD1-6-W-[ALL VOLTAGES]-[ALL OPTIONS]-L840-CD1-[ALL WIRING]-[ALL MOTION SENSORS]--[ALL OPTIONS]-U | Indoor Luminaires | High-Bay | Low-Bay Luminaires for Commercial and Industrial Buildings | Standard | FALSE | [9 empty] | 42229 |  |  | Yes |  | 3 | 6568.69 | 139.19 | 47.19 | 7.0333 | 0.98467 | 4000 | 82
P7RNZGJP | Eaton (formerly Cooper Lighting) | Metalux | 8SKBLED-[ALL MOUNTING ARRANGEMENTS]-LD1-6-W-[ALL VOLTAGES]-[ALL OPTIONS]-L840-CD1-[ALL WIRING]-[ALL MOTION SENSORS]-RS-[ALL OPTIONS]-U | Indoor Luminaires | High-Bay | Low-Bay Luminaires for Commercial and Industrial Buildings | Standard | FALSE | [9 empty] | 42229 |  |  | Yes |  | 3 | 6331.24 | 134.15 | 47.19 | 7.0333 | 0.98467 | 4000 | 82
PD521ZRK | Eaton (formerly Cooper Lighting) | Metalux | 8SKBLED-[ALL MOUNTING ARRANGEMENTS]-LD1-12-N-[ALL VOLTAGES]-[ALL OPTIONS]-L840-CD2-[ALL WIRING]-[ALL MOTION SENSORS]--[ALL OPTIONS]-U | Indoor Luminaires | High-Bay | High-Bay Luminaires for Commercial and Industrial Buildings | Standard | FALSE | [9 empty] | 42229 |  |  | Yes |  | 3 | 13663.96 | 115.54 | 118.27 | 5.8759 | 0.99575 | 4000 | 82
PH95F96A | Eaton (formerly Cooper Lighting) | Metalux | 8SKBLED-[ALL MOUNTING ARRANGEMENTS]-LD1-12-N-[ALL VOLTAGES]-[ALL OPTIONS]-L840-CD2-[ALL WIRING]-[ALL MOTION SENSORS]-RS-[ALL OPTIONS]-U | Indoor Luminaires | High-Bay | High-Bay Luminaires for Commercial and Industrial Buildings | Standard | FALSE | [9 empty] | 42229 |  |  | Yes |  | 3 | 13330.33 | 112.72 | 118.27 | 5.8759 | 0.99575 | 4000 | 82
PVHBDP9Y | Eaton (formerly Cooper Lighting) | Metalux | 8SKBLED-[ALL MOUNTING ARRANGEMENTS]-LD1-12-W-[ALL VOLTAGES]-[ALL OPTIONS]-L840-CD2-[ALL WIRING]-[ALL MOTION SENSORS]--[ALL OPTIONS]-U | Indoor Luminaires | High-Bay | High-Bay Luminaires for Commercial and Industrial Buildings | Standard | FALSE | [9 empty] | 42229 |  |  | Yes |  | 3 | 12560.21 | 106.2 | 118.27 | 5.8759 | 0.99575 | 4000 | 82
PUYB2BAK | Eaton (formerly Cooper Lighting) | Metalux | 8SKBLED-[ALL MOUNTING ARRANGEMENTS]-LD1-12-W-[ALL VOLTAGES]-[ALL OPTIONS]-L840-CD2-[ALL WIRING]-[ALL MOTION SENSORS]-RS-[ALL OPTIONS]-U | Indoor Luminaires | High-Bay | High-Bay Luminaires for Commercial and Industrial Buildings | Standard | FALSE | [9 empty] | 42229 |  |  | Yes |  | 3 | 12106.17 | 102.36 | 118.27 | 5.8759 | 0.99575 | 4000 | 82
P55HAQHF | Eaton (formerly Cooper Lighting) | Metalux | 4SKBLED-[ALL MOUNTING ARRANGEMENTS]-LD1-6-N-[ALL VOLTAGES]-[ALL OPTIONS]-L840-CD1-[ALL WIRING]-[ALL MOTION SENSORS]--[ALL OPTIONS]-U | Indoor Luminaires | High-Bay | Low-Bay Luminaires for Commercial and Industrial Buildings | Standard | FALSE | [9 empty] | 42229 |  |  | Yes |  | 3 | 6831.98 | 115.54 | 59.13 | 5.8759 | 0.99575 | 4000 | 82
P3GPKU17 | Eaton (formerly Cooper Lighting) | Metalux | 4SKBLED-[ALL MOUNTING ARRANGEMENTS]-LD1-6-N-[ALL VOLTAGES]-[ALL OPTIONS]-L840-CD1-[ALL WIRING]-[ALL MOTION SENSORS]-RS-[ALL OPTIONS]-U | Indoor Luminaires | High-Bay | Low-Bay Luminaires for Commercial and Industrial Buildings | Standard | FALSE | [9 empty] | 42229 |  |  | Yes |  | 3 | 6665.16 | 112.72 | 59.13 | 5.8759 | 0.99575 | 4000 | 82
PJHY12ZE | Eaton (formerly Cooper Lighting) | Metalux | 4SKBLED-[ALL MOUNTING ARRANGEMENTS]-LD1-6-W-[ALL VOLTAGES]-[ALL OPTIONS]-L840-CD1-[ALL WIRING]-[ALL MOTION SENSORS]--[ALL OPTIONS]-U | Indoor Luminaires | High-Bay | Low-Bay Luminaires for Commercial and Industrial Buildings | Standard | FALSE | [9 empty] | 42229 |  |  | Yes |  | 3 | 6280.11 | 106.2 | 59.13 | 5.8759 | 0.99575 | 4000 | 82
P1DSQMD5 | Eaton (formerly Cooper Lighting) | Metalux | 4SKBLED-[ALL MOUNTING ARRANGEMENTS]-LD1-6-W-[ALL VOLTAGES]-[ALL OPTIONS]-L840-CD1-[ALL WIRING]-[ALL MOTION SENSORS]-RS-[ALL OPTIONS]-U | Indoor Luminaires | High-Bay | Low-Bay Luminaires for Commercial and Industrial Buildings | Standard | FALSE | [9 empty] | 42229 |  |  | Yes |  | 3 | 6053.08 | 102.36 | 59.13 | 5.8759 | 0.99575 | 4000 | 82
PH8Z5TJN | Eaton (formerly Cooper Lighting) | Metalux | 8SKBLED-[ALL MOUNTING ARRANGEMENTS]-LD1-14-N-[ALL VOLTAGES]-[ALL OPTIONS]-L840-CD2-[ALL WIRING]-[ALL MOTION SENSORS]--[ALL OPTIONS]-U | Indoor Luminaires | High-Bay | High-Bay Luminaires for Commercial and Industrial Buildings | Standard | FALSE | [9 empty] | 42229 |  |  | Yes |  | 3 | 15862.71 | 126.33 | 125.57 | 5.7081 | 0.99634 | 4000 | 82
PSNNHN2S | Eaton (formerly Cooper Lighting) | Metalux | 8SKBLED-[ALL MOUNTING ARRANGEMENTS]-LD1-14-N-[ALL VOLTAGES]-[ALL OPTIONS]-L840-CD2-[ALL WIRING]-[ALL MOTION SENSORS]-RS-[ALL OPTIONS]-U | Indoor Luminaires | High-Bay | High-Bay Luminaires for Commercial and Industrial Buildings | Standard | FALSE | [9 empty] | 42229 |  |  | Yes |  | 3 | 15475.39 | 123.24 | 125.57 | 5.7081 | 0.99634 | 4000 | 82
PQ92C5KT | Eaton (formerly Cooper Lighting) | Metalux | 8SKBLED-[ALL MOUNTING ARRANGEMENTS]-LD1-14-W-[ALL VOLTAGES]-[ALL OPTIONS]-L840-CD2-[ALL WIRING]-[ALL MOTION SENSORS]--[ALL OPTIONS]-U | Indoor Luminaires | High-Bay | High-Bay Luminaires for Commercial and Industrial Buildings | Standard | FALSE | [9 empty] | 42229 |  |  | Yes |  | 3 | 14581.35 | 116.12 | 125.57 | 5.7081 | 0.99634 | 4000 | 82
PB2U5Q5G | Eaton (formerly Cooper Lighting) | Metalux | 8SKBLED-[ALL MOUNTING ARRANGEMENTS]-LD1-14-W-[ALL VOLTAGES]-[ALL OPTIONS]-L840-CD2-[ALL WIRING]-[ALL MOTION SENSORS]-RS-[ALL OPTIONS]-U | Indoor Luminaires | High-Bay | High-Bay Luminaires for Commercial and Industrial Buildings | Standard | FALSE | [9 empty] | 42229 |  |  | Yes |  | 3 | 14054.24 | 111.92 | 125.57 | 5.7081 | 0.99634 | 4000 | 82
PATUBDWY | Eaton (formerly Cooper Lighting) | Metalux | 4SKBLED-[ALL MOUNTING ARRANGEMENTS]-LD1-7-N-[ALL VOLTAGES]-[ALL OPTIONS]-L840-CD1-[ALL WIRING]-[ALL MOTION SENSORS]--[ALL OPTIONS]-U | Indoor Luminaires | High-Bay | Low-Bay Luminaires for Commercial and Industrial Buildings | Standard | FALSE | [9 empty] | 42229 |  |  | Yes |  | 3 | 7931.36 | 126.33 | 62.78 | 5.7081 | 0.99634 | 4000 | 82
P2DDK952 | Eaton (formerly Cooper Lighting) | Metalux | 4SKBLED-[ALL MOUNTING ARRANGEMENTS]-LD1-7-N-[ALL VOLTAGES]-[ALL OPTIONS]-L840-CD1-[ALL WIRING]-[ALL MOTION SENSORS]-RS-[ALL OPTIONS]-U | Indoor Luminaires | High-Bay | Low-Bay Luminaires for Commercial and Industrial Buildings | Standard | FALSE | [9 empty] | 42229 |  |  | Yes |  | 3 | 7737.69 | 123.24 | 62.78 | 5.7081 | 0.99634 | 4000 | 82
P5TQ4919 | Eaton (formerly Cooper Lighting) | Metalux | 4SKBLED-[ALL MOUNTING ARRANGEMENTS]-LD1-7-W-[ALL VOLTAGES]-[ALL OPTIONS]-L840-CD1-[ALL WIRING]-[ALL MOTION SENSORS]--[ALL OPTIONS]-U | Indoor Luminaires | High-Bay | Low-Bay Luminaires for Commercial and Industrial Buildings | Standard | FALSE | [9 empty] | 42229 |  |  | Yes |  | 3 | 7290.67 | 116.12 | 62.78 | 5.7081 | 0.99634 | 4000 | 82
PUS6FA8H | Eaton (formerly Cooper Lighting) | Metalux | 4SKBLED-[ALL MOUNTING ARRANGEMENTS]-LD1-7-W-[ALL VOLTAGES]-[ALL OPTIONS]-L840-CD1-[ALL WIRING]-[ALL MOTION SENSORS]-RS-[ALL OPTIONS]-U | Indoor Luminaires | High-Bay | Low-Bay Luminaires for Commercial and Industrial Buildings | Standard | FALSE | [9 empty] | 42229 |  |  | Yes |  | 3 | 7027.12 | 111.92 | 62.78 | 5.7081 | 0.99634 | 4000 | 82
P53U5M2X | Eaton (formerly Cooper Lighting) | Metalux | 8SKBLED-[ALL MOUNTING ARRANGEMENTS]-LD1-8-N-[ALL VOLTAGES]-[ALL OPTIONS]-L840-CD1-[ALL WIRING]-[ALL MOTION SENSORS]--[ALL OPTIONS]-U | Indoor Luminaires | High-Bay | Low-Bay Luminaires for Commercial and Industrial Buildings | Standard | FALSE | [9 empty] | 42229 |  |  | Yes |  | 3 | 9069.83 | 136 | 66.69 | 5.5333 | 0.99667 | 4000 | 82
P493H4FN | Eaton (formerly Cooper Lighting) | Metalux | 8SKBLED-[ALL MOUNTING ARRANGEMENTS]-LD1-8-N-[ALL VOLTAGES]-[ALL OPTIONS]-L840-CD1-[ALL WIRING]-[ALL MOTION SENSORS]-RS-[ALL OPTIONS]-U | Indoor Luminaires | High-Bay | Low-Bay Luminaires for Commercial and Industrial Buildings | Standard | FALSE | [9 empty] | 42229 |  |  | Yes |  | 3 | 8848.37 | 132.68 | 66.69 | 5.5333 | 0.99667 | 4000 | 82
P2785ZWD | Eaton (formerly Cooper Lighting) | Metalux | 8SKBLED-[ALL MOUNTING ARRANGEMENTS]-LD1-8-W-[ALL VOLTAGES]-[ALL OPTIONS]-L840-CD1-[ALL WIRING]-[ALL MOTION SENSORS]--[ALL OPTIONS]-U | Indoor Luminaires | High-Bay | Low-Bay Luminaires for Commercial and Industrial Buildings | Standard | FALSE | [9 empty] | 42229 |  |  | Yes |  | 3 | 8337.19 | 125.01 | 66.69 | 5.5333 | 0.99667 | 4000 | 82
P2KZVZ26 | Eaton (formerly Cooper Lighting) | Metalux | 8SKBLED-[ALL MOUNTING ARRANGEMENTS]-LD1-8-W-[ALL VOLTAGES]-[ALL OPTIONS]-L840-CD1-[ALL WIRING]-[ALL MOTION SENSORS]-RS-[ALL OPTIONS]-U | Indoor Luminaires | High-Bay | Low-Bay Luminaires for Commercial and Industrial Buildings | Standard | FALSE | [9 empty] | 42229 |  |  | Yes |  | 3 | 8035.8 | 120.49 | 66.69 | 5.5333 | 0.99667 | 4000 | 82
PEF4YCJF | Eaton (formerly Cooper Lighting) | Metalux | 8SKBLED-[ALL MOUNTING ARRANGEMENTS]-LD1-10-N-[ALL VOLTAGES]-[ALL OPTIONS]-L840-CD1-[ALL WIRING]-[ALL MOTION SENSORS]--[ALL OPTIONS]-U | Indoor Luminaires | High-Bay | High-Bay Luminaires for Commercial and Industrial Buildings | Standard | FALSE | [9 empty] | 42229 |  |  | Yes |  | 3 | 11188.14 | 128.98 | 86.74 | 5.3 | 0.989 | 4000 | 82
PDJTRG4X | Eaton (formerly Cooper Lighting) | Metalux | 8SKBLED-[ALL MOUNTING ARRANGEMENTS]-LD1-10-N-[ALL VOLTAGES]-[ALL OPTIONS]-L840-CD1-[ALL WIRING]-[ALL MOTION SENSORS]-RS-[ALL OPTIONS]-U | Indoor Luminaires | High-Bay | High-Bay Luminaires for Commercial and Industrial Buildings | Standard | FALSE | [9 empty] | 42229 |  |  | Yes |  | 3 | 10914.96 | 125.83 | 86.74 | 5.3 | 0.989 | 4000 | 82
P8UA74HM | Eaton (formerly Cooper Lighting) | Metalux | 8SKBLED-[ALL MOUNTING ARRANGEMENTS]-LD1-10-W-[ALL VOLTAGES]-[ALL OPTIONS]-L840-CD1-[ALL WIRING]-[ALL MOTION SENSORS]--[ALL OPTIONS]-U | Indoor Luminaires | High-Bay | High-Bay Luminaires for Commercial and Industrial Buildings | Standard | FALSE | [9 empty] | 42229 |  |  | Yes |  | 3 | 10284.38 | 118.56 | 86.74 | 5.3 | 0.989 | 4000 | 82
P9GWBPYD | Eaton (formerly Cooper Lighting) | Metalux | 8SKBLED-[ALL MOUNTING ARRANGEMENTS]-LD1-10-W-[ALL VOLTAGES]-[ALL OPTIONS]-L840-CD1-[ALL WIRING]-[ALL MOTION SENSORS]-RS-[ALL OPTIONS]-U | Indoor Luminaires | High-Bay | Low-Bay Luminaires for Commercial and Industrial Buildings | Standard | FALSE | [9 empty] | 42229 |  |  | Yes |  | 3 | 9912.6 | 114.28 | 86.74 | 5.3 | 0.989 | 4000 | 82
P7H7VVXA | Eaton (formerly Cooper Lighting) | Metalux | 4SKBLED-[ALL MOUNTING ARRANGEMENTS]-LD1-5-N-[ALL VOLTAGES]-[ALL OPTIONS]-L835-5LTD1-[ALL WIRING]-[ALL MOTION SENSORS]--[ALL OPTIONS]-U | Indoor Luminaires | High-Bay | Low-Bay Luminaires for Commercial and Industrial Buildings | Standard | FALSE | [9 empty] | 42229 |  |  | Yes |  | 3 | 5447 | 119.75 | 45.49 | 12.7885 | 0.99007 | 3500 | 82
PHAW6ZS7 | Eaton (formerly Cooper Lighting) | Metalux | 4SKBLED-[ALL MOUNTING ARRANGEMENTS]-LD1-5-N-[ALL VOLTAGES]-[ALL OPTIONS]-L835-5LTD1-[ALL WIRING]-[ALL MOTION SENSORS]-RS-[ALL OPTIONS]-U | Indoor Luminaires | High-Bay | Low-Bay Luminaires for Commercial and Industrial Buildings | Standard | FALSE | [9 empty] | 42229 |  |  | Yes |  | 3 | 5314 | 116.82 | 45.49 | 12.7885 | 0.99007 | 3500 | 82
PRDP4FRJ | Eaton (formerly Cooper Lighting) | Metalux | 4SKBLED-[ALL MOUNTING ARRANGEMENTS]-LD1-5-W-[ALL VOLTAGES]-[ALL OPTIONS]-L835-5LTD1-[ALL WIRING]-[ALL MOTION SENSORS]--[ALL OPTIONS]-U | Indoor Luminaires | High-Bay | Low-Bay Luminaires for Commercial and Industrial Buildings | Standard | FALSE | [9 empty] | 42229 |  |  | Yes |  | 3 | 5007 | 110.07 | 45.49 | 12.7885 | 0.99007 | 3500 | 82
PKHTBPKU | Eaton (formerly Cooper Lighting) | Metalux | 4SKBLED-[ALL MOUNTING ARRANGEMENTS]-LD1-5-W-[ALL VOLTAGES]-[ALL OPTIONS]-L835-5LTD1-[ALL WIRING]-[ALL MOTION SENSORS]-RS-[ALL OPTIONS]-U | Indoor Luminaires | High-Bay | Low-Bay Luminaires for Commercial and Industrial Buildings | Standard | FALSE | [9 empty] | 42229 |  |  | Yes |  | 3 | 4826 | 106.09 | 45.49 | 12.7885 | 0.99007 | 3500 | 82
PYHJSX5U | Eaton (formerly Cooper Lighting) | Metalux | 8SKBLED-[ALL MOUNTING ARRANGEMENTS]-LD1-6-N-[ALL VOLTAGES]-[ALL OPTIONS]-L835-5LTD1-[ALL WIRING]-[ALL MOTION SENSORS]--[ALL OPTIONS]-U | Indoor Luminaires | High-Bay | Low-Bay Luminaires for Commercial and Industrial Buildings | Standard | FALSE | [9 empty] | 42229 |  |  | Yes |  | 3 | 6958.06 | 151.57 | 45.91 | 12.6 | 0.99 | 3500 | 82
PBFXUF7B | Eaton (formerly Cooper Lighting) | Metalux | 8SKBLED-[ALL MOUNTING ARRANGEMENTS]-LD1-6-N-[ALL VOLTAGES]-[ALL OPTIONS]-L835-5LTD1-[ALL WIRING]-[ALL MOTION SENSORS]-RS-[ALL OPTIONS]-U | Indoor Luminaires | High-Bay | Low-Bay Luminaires for Commercial and Industrial Buildings | Standard | FALSE | [9 empty] | 42229 |  |  | Yes |  | 3 | 6788.17 | 147.87 | 45.91 | 12.6 | 0.99 | 3500 | 82
PFQ9WSGW | Eaton (formerly Cooper Lighting) | Metalux | 8SKBLED-[ALL MOUNTING ARRANGEMENTS]-LD1-6-W-[ALL VOLTAGES]-[ALL OPTIONS]-L835-5LTD1-[ALL WIRING]-[ALL MOTION SENSORS]--[ALL OPTIONS]-U | Indoor Luminaires | High-Bay | Low-Bay Luminaires for Commercial and Industrial Buildings | Standard | FALSE | [9 empty] | 42229 |  |  | Yes |  | 3 | 6396 | 139.32 | 45.91 | 12.6 | 0.99 | 3500 | 82
P9T9MYHD | Eaton (formerly Cooper Lighting) | Metalux | 8SKBLED-[ALL MOUNTING ARRANGEMENTS]-LD1-6-W-[ALL VOLTAGES]-[ALL OPTIONS]-L835-5LTD1-[ALL WIRING]-[ALL MOTION SENSORS]-RS-[ALL OPTIONS]-U | Indoor Luminaires | High-Bay | Low-Bay Luminaires for Commercial and Industrial Buildings | Standard | FALSE | [9 empty] | 42229 |  |  | Yes |  | 3 | 6164.79 | 134.29 | 45.91 | 12.6 | 0.99 | 3500 | 82
P318Z94R | Eaton (formerly Cooper Lighting) | Metalux | 8SKBLED-[ALL MOUNTING ARRANGEMENTS]-LD1-12-N-[ALL VOLTAGES]-[ALL OPTIONS]-L835-5LTD2-[ALL WIRING]-[ALL MOTION SENSORS]--[ALL OPTIONS]-U | Indoor Luminaires | High-Bay | High-Bay Luminaires for Commercial and Industrial Buildings | Standard | FALSE | [9 empty] | 42229 |  |  | Yes |  | 3 | 13304.74 | 114.72 | 115.98 | 10.6398 | 0.99304 | 3500 | 82
PT1XJEE4 | Eaton (formerly Cooper Lighting) | Metalux | 8SKBLED-[ALL MOUNTING ARRANGEMENTS]-LD1-12-N-[ALL VOLTAGES]-[ALL OPTIONS]-L835-5LTD2-[ALL WIRING]-[ALL MOTION SENSORS]-RS-[ALL OPTIONS]-U | Indoor Luminaires | High-Bay | High-Bay Luminaires for Commercial and Industrial Buildings | Standard | FALSE | [9 empty] | 42229 |  |  | Yes |  | 3 | 12979.87 | 111.92 | 115.98 | 10.6398 | 0.99304 | 3500 | 82
P6PJT3GY | Eaton (formerly Cooper Lighting) | Metalux | 8SKBLED-[ALL MOUNTING ARRANGEMENTS]-LD1-12-W-[ALL VOLTAGES]-[ALL OPTIONS]-L835-5LTD2-[ALL WIRING]-[ALL MOTION SENSORS]--[ALL OPTIONS]-U | Indoor Luminaires | High-Bay | High-Bay Luminaires for Commercial and Industrial Buildings | Standard | FALSE | [9 empty] | 42229 |  |  | Yes |  | 3 | 12230 | 105.45 | 115.98 | 10.6398 | 0.99304 | 3500 | 82
PHT3697B | Eaton (formerly Cooper Lighting) | Metalux | 8SKBLED-[ALL MOUNTING ARRANGEMENTS]-LD1-12-W-[ALL VOLTAGES]-[ALL OPTIONS]-L835-5LTD2-[ALL WIRING]-[ALL MOTION SENSORS]-RS-[ALL OPTIONS]-U | Indoor Luminaires | High-Bay | High-Bay Luminaires for Commercial and Industrial Buildings | Standard | FALSE | [9 empty] | 42229 |  |  | Yes |  | 3 | 11787.89 | 101.64 | 115.98 | 10.6398 | 0.99304 | 3500 | 82
P3UR66UD | Eaton (formerly Cooper Lighting) | Metalux | 4SKBLED-[ALL MOUNTING ARRANGEMENTS]-LD1-6-N-[ALL VOLTAGES]-[ALL OPTIONS]-L835-5LTD1-[ALL WIRING]-[ALL MOTION SENSORS]--[ALL OPTIONS]-U | Indoor Luminaires | High-Bay | Low-Bay Luminaires for Commercial and Industrial Buildings | Standard | FALSE | [9 empty] | 42229 |  |  | Yes |  | 3 | 6652.37 | 114.72 | 57.99 | 10.6398 | 0.99304 | 3500 | 82
PPFXF9YB | Eaton (formerly Cooper Lighting) | Metalux | 4SKBLED-[ALL MOUNTING ARRANGEMENTS]-LD1-6-N-[ALL VOLTAGES]-[ALL OPTIONS]-L835-5LTD1-[ALL WIRING]-[ALL MOTION SENSORS]-RS-[ALL OPTIONS]-U | Indoor Luminaires | High-Bay | Low-Bay Luminaires for Commercial and Industrial Buildings | Standard | FALSE | [9 empty] | 42229 |  |  | Yes |  | 3 | 6489.94 | 111.92 | 57.99 | 10.6398 | 0.99304 | 3500 | 82
PYEF48AD | Eaton (formerly Cooper Lighting) | Metalux | 4SKBLED-[ALL MOUNTING ARRANGEMENTS]-LD1-6-W-[ALL VOLTAGES]-[ALL OPTIONS]-L835-5LTD1-[ALL WIRING]-[ALL MOTION SENSORS]--[ALL OPTIONS]-U | Indoor Luminaires | High-Bay | Low-Bay Luminaires for Commercial and Industrial Buildings | Standard | FALSE | [9 empty] | 42229 |  |  | Yes |  | 3 | 6115 | 105.45 | 57.99 | 10.6398 | 0.99304 | 3500 | 82
P1GKJ14X | Eaton (formerly Cooper Lighting) | Metalux | 4SKBLED-[ALL MOUNTING ARRANGEMENTS]-LD1-6-W-[ALL VOLTAGES]-[ALL OPTIONS]-L835-5LTD1-[ALL WIRING]-[ALL MOTION SENSORS]-RS-[ALL OPTIONS]-U | Indoor Luminaires | High-Bay | Low-Bay Luminaires for Commercial and Industrial Buildings | Standard | FALSE | [9 empty] | 42229 |  |  | Yes |  | 3 | 5893.95 | 101.64 | 57.99 | 10.6398 | 0.99304 | 3500 | 82
P7USHUQY | Eaton (formerly Cooper Lighting) | Metalux | 8SKBLED-[ALL MOUNTING ARRANGEMENTS]-LD1-14-N-[ALL VOLTAGES]-[ALL OPTIONS]-L835-5LTD2-[ALL WIRING]-[ALL MOTION SENSORS]--[ALL OPTIONS]-U | Indoor Luminaires | High-Bay | High-Bay Luminaires for Commercial and Industrial Buildings | Standard | FALSE | [9 empty] | 42229 |  |  | Yes |  | 3 | 15445.68 | 125.33 | 123.24 | 10.3066 | 0.99342 | 3500 | 82
PBEZDFYF | Eaton (formerly Cooper Lighting) | Metalux | 8SKBLED-[ALL MOUNTING ARRANGEMENTS]-LD1-14-N-[ALL VOLTAGES]-[ALL OPTIONS]-L835-5LTD2-[ALL WIRING]-[ALL MOTION SENSORS]-RS-[ALL OPTIONS]-U | Indoor Luminaires | High-Bay | High-Bay Luminaires for Commercial and Industrial Buildings | Standard | FALSE | [9 empty] | 42229 |  |  | Yes |  | 3 | 15068.54 | 122.27 | 123.24 | 10.3066 | 0.99342 | 3500 | 82
PTB738RF | Eaton (formerly Cooper Lighting) | Metalux | 8SKBLED-[ALL MOUNTING ARRANGEMENTS]-LD1-14-W-[ALL VOLTAGES]-[ALL OPTIONS]-L835-5LTD2-[ALL WIRING]-[ALL MOTION SENSORS]--[ALL OPTIONS]-U | Indoor Luminaires | High-Bay | High-Bay Luminaires for Commercial and Industrial Buildings | Standard | FALSE | [9 empty] | 42229 |  |  | Yes |  | 3 | 14198 | 115.21 | 123.24 | 10.3066 | 0.99342 | 3500 | 82
PZTKDAW8 | Eaton (formerly Cooper Lighting) | Metalux | 8SKBLED-[ALL MOUNTING ARRANGEMENTS]-LD1-14-W-[ALL VOLTAGES]-[ALL OPTIONS]-L835-5LTD2-[ALL WIRING]-[ALL MOTION SENSORS]-RS-[ALL OPTIONS]-U | Indoor Luminaires | High-Bay | High-Bay Luminaires for Commercial and Industrial Buildings | Standard | FALSE | [9 empty] | 42229 |  |  | Yes |  | 3 | 13684.75 | 111.04 | 123.24 | 10.3066 | 0.99342 | 3500 | 82
PK8B8VWY | Eaton (formerly Cooper Lighting) | Metalux | 4SKBLED-[ALL MOUNTING ARRANGEMENTS]-LD1-7-N-[ALL VOLTAGES]-[ALL OPTIONS]-L835-5LTD1-[ALL WIRING]-[ALL MOTION SENSORS]--[ALL OPTIONS]-U | Indoor Luminaires | High-Bay | Low-Bay Luminaires for Commercial and Industrial Buildings | Standard | FALSE | [9 empty] | 42229 |  |  | Yes |  | 3 | 7722.84 | 125.33 | 61.62 | 10.3066 | 0.99342 | 3500 | 82
PVV8MFWH | Eaton (formerly Cooper Lighting) | Metalux | 4SKBLED-[ALL MOUNTING ARRANGEMENTS]-LD1-7-N-[ALL VOLTAGES]-[ALL OPTIONS]-L835-5LTD1-[ALL WIRING]-[ALL MOTION SENSORS]-RS-[ALL OPTIONS]-U | Indoor Luminaires | High-Bay | Low-Bay Luminaires for Commercial and Industrial Buildings | Standard | FALSE | [9 empty] | 42229 |  |  | Yes |  | 3 | 7534.27 | 122.27 | 61.62 | 10.3066 | 0.99342 | 3500 | 82
PDF8HXBQ | Eaton (formerly Cooper Lighting) | Metalux | 4SKBLED-[ALL MOUNTING ARRANGEMENTS]-LD1-7-W-[ALL VOLTAGES]-[ALL OPTIONS]-L835-5LTD1-[ALL WIRING]-[ALL MOTION SENSORS]--[ALL OPTIONS]-U | Indoor Luminaires | High-Bay | Low-Bay Luminaires for Commercial and Industrial Buildings | Standard | FALSE | [9 empty] | 42229 |  |  | Yes |  | 3 | 7099 | 115.21 | 61.62 | 10.3066 | 0.99342 | 3500 | 82
PKSGXZP2 | Eaton (formerly Cooper Lighting) | Metalux | 4SKBLED-[ALL MOUNTING ARRANGEMENTS]-LD1-7-W-[ALL VOLTAGES]-[ALL OPTIONS]-L835-5LTD1-[ALL WIRING]-[ALL MOTION SENSORS]-RS-[ALL OPTIONS]-U | Indoor Luminaires | High-Bay | Low-Bay Luminaires for Commercial and Industrial Buildings | Standard | FALSE | [9 empty] | 42229 |  |  | Yes |  | 3 | 6842.38 | 111.04 | 61.62 | 10.3066 | 0.99342 | 3500 | 82
PZD7FC2C | Eaton (formerly Cooper Lighting) | Metalux | 8SKBLED-[ALL MOUNTING ARRANGEMENTS]-LD1-8-N-[ALL VOLTAGES]-[ALL OPTIONS]-L835-5LTD1-[ALL WIRING]-[ALL MOTION SENSORS]--[ALL OPTIONS]-U | Indoor Luminaires | High-Bay | Low-Bay Luminaires for Commercial and Industrial Buildings | Standard | FALSE | [9 empty] | 42229 |  |  | Yes |  | 3 | 8831.39 | 134.88 | 65.47 | 9.9 | 0.994 | 3500 | 82
PFM6K3A1 | Eaton (formerly Cooper Lighting) | Metalux | 8SKBLED-[ALL MOUNTING ARRANGEMENTS]-LD1-8-N-[ALL VOLTAGES]-[ALL OPTIONS]-L835-5LTD1-[ALL WIRING]-[ALL MOTION SENSORS]-RS-[ALL OPTIONS]-U | Indoor Luminaires | High-Bay | Low-Bay Luminaires for Commercial and Industrial Buildings | Standard | FALSE | [9 empty] | 42229 |  |  | Yes |  | 3 | 8615.75 | 131.59 | 65.47 | 9.9 | 0.994 | 3500 | 82
PJCJ1AQD | Eaton (formerly Cooper Lighting) | Metalux | 8SKBLED-[ALL MOUNTING ARRANGEMENTS]-LD1-8-W-[ALL VOLTAGES]-[ALL OPTIONS]-L835-5LTD1-[ALL WIRING]-[ALL MOTION SENSORS]--[ALL OPTIONS]-U | Indoor Luminaires | High-Bay | Low-Bay Luminaires for Commercial and Industrial Buildings | Standard | FALSE | [9 empty] | 42229 |  |  | Yes |  | 3 | 8118 | 123.99 | 65.47 | 9.9 | 0.994 | 3500 | 82
P5V35Q2K | Eaton (formerly Cooper Lighting) | Metalux | 8SKBLED-[ALL MOUNTING ARRANGEMENTS]-LD1-8-W-[ALL VOLTAGES]-[ALL OPTIONS]-L835-5LTD1-[ALL WIRING]-[ALL MOTION SENSORS]-RS-[ALL OPTIONS]-U | Indoor Luminaires | High-Bay | Low-Bay Luminaires for Commercial and Industrial Buildings | Standard | FALSE | [9 empty] | 42229 |  |  | Yes |  | 3 | 7824.54 | 119.5 | 65.47 | 9.9 | 0.994 | 3500 | 82
PAK18SAB | Eaton (formerly Cooper Lighting) | Metalux | 4SKBLED-[ALL MOUNTING ARRANGEMENTS]-LD1-5-N-[ALL VOLTAGES]-[ALL OPTIONS]-L835-CD1-[ALL WIRING]-[ALL MOTION SENSORS]--[ALL OPTIONS]-U | Indoor Luminaires | High-Bay | Low-Bay Luminaires for Commercial and Industrial Buildings | Standard | FALSE | [9 empty] | 42229 |  |  | Yes |  | 3 | 5447 | 117.85 | 46.22 | 8.3393 | 0.99278 | 3500 | 82
PX7PREZK | Eaton (formerly Cooper Lighting) | Metalux | 4SKBLED-[ALL MOUNTING ARRANGEMENTS]-LD1-5-N-[ALL VOLTAGES]-[ALL OPTIONS]-L835-CD1-[ALL WIRING]-[ALL MOTION SENSORS]-RS-[ALL OPTIONS]-U | Indoor Luminaires | High-Bay | Low-Bay Luminaires for Commercial and Industrial Buildings | Standard | FALSE | [9 empty] | 42229 |  |  | Yes |  | 3 | 5314 | 114.97 | 46.22 | 8.3393 | 0.99278 | 3500 | 82
PVZXA2Z7 | Eaton (formerly Cooper Lighting) | Metalux | 4SKBLED-[ALL MOUNTING ARRANGEMENTS]-LD1-5-W-[ALL VOLTAGES]-[ALL OPTIONS]-L835-CD1-[ALL WIRING]-[ALL MOTION SENSORS]--[ALL OPTIONS]-U | Indoor Luminaires | High-Bay | Low-Bay Luminaires for Commercial and Industrial Buildings | Standard | FALSE | [9 empty] | 42229 |  |  | Yes |  | 3 | 5007 | 108.33 | 46.22 | 8.3393 | 0.99278 | 3500 | 82
PCQEMZNR | Eaton (formerly Cooper Lighting) | Metalux | 4SKBLED-[ALL MOUNTING ARRANGEMENTS]-LD1-5-W-[ALL VOLTAGES]-[ALL OPTIONS]-L835-CD1-[ALL WIRING]-[ALL MOTION SENSORS]-RS-[ALL OPTIONS]-U | Indoor Luminaires | High-Bay | Low-Bay Luminaires for Commercial and Industrial Buildings | Standard | FALSE | [9 empty] | 42229 |  |  | Yes |  | 3 | 4826 | 104.41 | 46.22 | 8.3393 | 0.99278 | 3500 | 82
PGPFK3S1 | Eaton (formerly Cooper Lighting) | Metalux | 8SKBLED-[ALL MOUNTING ARRANGEMENTS]-LD1-10-N-[ALL VOLTAGES]-[ALL OPTIONS]-L835-5LTD1-[ALL WIRING]-[ALL MOTION SENSORS]--[ALL OPTIONS]-U | Indoor Luminaires | High-Bay | High-Bay Luminaires for Commercial and Industrial Buildings | Standard | FALSE | [9 empty] | 42229 |  |  | Yes |  | 3 | 10894 | 127.74 | 85.28 | 7.7 | 0.996 | 3500 | 82
PKESC5E6 | Eaton (formerly Cooper Lighting) | Metalux | 8SKBLED-[ALL MOUNTING ARRANGEMENTS]-LD1-10-N-[ALL VOLTAGES]-[ALL OPTIONS]-L835-5LTD1-[ALL WIRING]-[ALL MOTION SENSORS]-RS-[ALL OPTIONS]-U | Indoor Luminaires | High-Bay | High-Bay Luminaires for Commercial and Industrial Buildings | Standard | FALSE | [9 empty] | 42229 |  |  | Yes |  | 3 | 10628 | 124.62 | 85.28 | 7.7 | 0.996 | 3500 | 82
P78D18F5 | Eaton (formerly Cooper Lighting) | Metalux | 8SKBLED-[ALL MOUNTING ARRANGEMENTS]-LD1-10-W-[ALL VOLTAGES]-[ALL OPTIONS]-L835-5LTD1-[ALL WIRING]-[ALL MOTION SENSORS]--[ALL OPTIONS]-U | Indoor Luminaires | High-Bay | High-Bay Luminaires for Commercial and Industrial Buildings | Standard | FALSE | [9 empty] | 42229 |  |  | Yes |  | 3 | 10014 | 117.42 | 85.28 | 7.7 | 0.996 | 3500 | 82
PZETYN6W | Eaton (formerly Cooper Lighting) | Metalux | 8SKBLED-[ALL MOUNTING ARRANGEMENTS]-LD1-10-W-[ALL VOLTAGES]-[ALL OPTIONS]-L835-5LTD1-[ALL WIRING]-[ALL MOTION SENSORS]-RS-[ALL OPTIONS]-U | Indoor Luminaires | High-Bay | Low-Bay Luminaires for Commercial and Industrial Buildings | Standard | FALSE | [9 empty] | 42229 |  |  | Yes |  | 3 | 9652 | 113.18 | 85.28 | 7.7 | 0.996 | 3500 | 82
P3T5PDD5 | Eaton (formerly Cooper Lighting) | Metalux | 8SKBLED-[ALL MOUNTING ARRANGEMENTS]-LD1-6-N-[ALL VOLTAGES]-[ALL OPTIONS]-L835-CD1-[ALL WIRING]-[ALL MOTION SENSORS]--[ALL OPTIONS]-U | Indoor Luminaires | High-Bay | Low-Bay Luminaires for Commercial and Industrial Buildings | Standard | FALSE | [9 empty] | 42229 |  |  | Yes |  | 3 | 6958.06 | 147.44 | 47.19 | 7.0333 | 0.98467 | 3500 | 82
PVJ9ZH51 | Eaton (formerly Cooper Lighting) | Metalux | 8SKBLED-[ALL MOUNTING ARRANGEMENTS]-LD1-6-N-[ALL VOLTAGES]-[ALL OPTIONS]-L835-CD1-[ALL WIRING]-[ALL MOTION SENSORS]-RS-[ALL OPTIONS]-U | Indoor Luminaires | High-Bay | Low-Bay Luminaires for Commercial and Industrial Buildings | Standard | FALSE | [9 empty] | 42229 |  |  | Yes |  | 3 | 6788.17 | 143.84 | 47.19 | 7.0333 | 0.98467 | 3500 | 82
PXBCSDUA | Eaton (formerly Cooper Lighting) | Metalux | 8SKBLED-[ALL MOUNTING ARRANGEMENTS]-LD1-6-W-[ALL VOLTAGES]-[ALL OPTIONS]-L835-CD1-[ALL WIRING]-[ALL MOTION SENSORS]--[ALL OPTIONS]-U | Indoor Luminaires | High-Bay | Low-Bay Luminaires for Commercial and Industrial Buildings | Standard | FALSE | [9 empty] | 42229 |  |  | Yes |  | 3 | 6396 | 135.53 | 47.19 | 7.0333 | 0.98467 | 3500 | 82
P6SVQ6PX | Eaton (formerly Cooper Lighting) | Metalux | 8SKBLED-[ALL MOUNTING ARRANGEMENTS]-LD1-6-W-[ALL VOLTAGES]-[ALL OPTIONS]-L835-CD1-[ALL WIRING]-[ALL MOTION SENSORS]-RS-[ALL OPTIONS]-U | Indoor Luminaires | High-Bay | Low-Bay Luminaires for Commercial and Industrial Buildings | Standard | FALSE | [9 empty] | 42229 |  |  | Yes |  | 3 | 6164.79 | 130.63 | 47.19 | 7.0333 | 0.98467 | 3500 | 82
PGK1GTBN | Eaton (formerly Cooper Lighting) | Metalux | 8SKBLED-[ALL MOUNTING ARRANGEMENTS]-LD1-12-N-[ALL VOLTAGES]-[ALL OPTIONS]-L835-CD2-[ALL WIRING]-[ALL MOTION SENSORS]--[ALL OPTIONS]-U | Indoor Luminaires | High-Bay | High-Bay Luminaires for Commercial and Industrial Buildings | Standard | FALSE | [9 empty] | 42229 |  |  | Yes |  | 3 | 13304.74 | 112.5 | 118.27 | 5.8759 | 0.99575 | 3500 | 82
PJ2HH4XB | Eaton (formerly Cooper Lighting) | Metalux | 8SKBLED-[ALL MOUNTING ARRANGEMENTS]-LD1-12-N-[ALL VOLTAGES]-[ALL OPTIONS]-L835-CD2-[ALL WIRING]-[ALL MOTION SENSORS]-RS-[ALL OPTIONS]-U | Indoor Luminaires | High-Bay | High-Bay Luminaires for Commercial and Industrial Buildings | Standard | FALSE | [9 empty] | 42229 |  |  | Yes |  | 3 | 12979.87 | 109.75 | 118.27 | 5.8759 | 0.99575 | 3500 | 82
PSU2EWZV | Eaton (formerly Cooper Lighting) | Metalux | 8SKBLED-[ALL MOUNTING ARRANGEMENTS]-LD1-12-W-[ALL VOLTAGES]-[ALL OPTIONS]-L835-CD2-[ALL WIRING]-[ALL MOTION SENSORS]--[ALL OPTIONS]-U | Indoor Luminaires | High-Bay | High-Bay Luminaires for Commercial and Industrial Buildings | Standard | FALSE | [9 empty] | 42229 |  |  | Yes |  | 3 | 12230 | 103.41 | 118.27 | 5.8759 | 0.99575 | 3500 | 82
PT12N4R8 | Eaton (formerly Cooper Lighting) | Metalux | 8SKBLED-[ALL MOUNTING ARRANGEMENTS]-LD1-12-W-[ALL VOLTAGES]-[ALL OPTIONS]-L835-CD2-[ALL WIRING]-[ALL MOTION SENSORS]-RS-[ALL OPTIONS]-U | Indoor Luminaires | High-Bay | High-Bay Luminaires for Commercial and Industrial Buildings | Standard | FALSE | [9 empty] | 42229 |  |  | Yes |  | 3 | 11787.89 | 99.67 | 118.27 | 5.8759 | 0.99575 | 3500 | 82
P9X317CN | Eaton (formerly Cooper Lighting) | Metalux | 4SKBLED-[ALL MOUNTING ARRANGEMENTS]-LD1-6-N-[ALL VOLTAGES]-[ALL OPTIONS]-L835-CD1-[ALL WIRING]-[ALL MOTION SENSORS]--[ALL OPTIONS]-U | Indoor Luminaires | High-Bay | Low-Bay Luminaires for Commercial and Industrial Buildings | Standard | FALSE | [9 empty] | 42229 |  |  | Yes |  | 3 | 6652.37 | 112.5 | 59.13 | 5.8759 | 0.99575 | 3500 | 82
PQ3QH8T5 | Eaton (formerly Cooper Lighting) | Metalux | 4SKBLED-[ALL MOUNTING ARRANGEMENTS]-LD1-6-N-[ALL VOLTAGES]-[ALL OPTIONS]-L835-CD1-[ALL WIRING]-[ALL MOTION SENSORS]-RS-[ALL OPTIONS]-U | Indoor Luminaires | High-Bay | Low-Bay Luminaires for Commercial and Industrial Buildings | Standard | FALSE | [9 empty] | 42229 |  |  | Yes |  | 3 | 6489.94 | 109.75 | 59.13 | 5.8759 | 0.99575 | 3500 | 82
PWQRZNQP | Eaton (formerly Cooper Lighting) | Metalux | 4SKBLED-[ALL MOUNTING ARRANGEMENTS]-LD1-6-W-[ALL VOLTAGES]-[ALL OPTIONS]-L835-CD1-[ALL WIRING]-[ALL MOTION SENSORS]--[ALL OPTIONS]-U | Indoor Luminaires | High-Bay | Low-Bay Luminaires for Commercial and Industrial Buildings | Standard | FALSE | [9 empty] | 42229 |  |  | Yes |  | 3 | 6115 | 103.41 | 59.13 | 5.8759 | 0.99575 | 3500 | 82
P6RW87ZD | Eaton (formerly Cooper Lighting) | Metalux | 4SKBLED-[ALL MOUNTING ARRANGEMENTS]-LD1-6-W-[ALL VOLTAGES]-[ALL OPTIONS]-L835-CD1-[ALL WIRING]-[ALL MOTION SENSORS]-RS-[ALL OPTIONS]-U | Indoor Luminaires | High-Bay | Low-Bay Luminaires for Commercial and Industrial Buildings | Standard | FALSE | [9 empty] | 42229 |  |  | Yes |  | 3 | 5893.95 | 99.67 | 59.13 | 5.8759 | 0.99575 | 3500 | 82
PZJEVT67 | Eaton (formerly Cooper Lighting) | Metalux | 8SKBLED-[ALL MOUNTING ARRANGEMENTS]-LD1-14-N-[ALL VOLTAGES]-[ALL OPTIONS]-L835-CD2-[ALL WIRING]-[ALL MOTION SENSORS]--[ALL OPTIONS]-U | Indoor Luminaires | High-Bay | High-Bay Luminaires for Commercial and Industrial Buildings | Standard | FALSE | [9 empty] | 42229 |  |  | Yes |  | 3 | 15445.68 | 123.01 | 125.57 | 5.7081 | 0.99634 | 3500 | 82
P2PCCVJD | Eaton (formerly Cooper Lighting) | Metalux | 8SKBLED-[ALL MOUNTING ARRANGEMENTS]-LD1-14-N-[ALL VOLTAGES]-[ALL OPTIONS]-L835-CD2-[ALL WIRING]-[ALL MOTION SENSORS]-RS-[ALL OPTIONS]-U | Indoor Luminaires | High-Bay | High-Bay Luminaires for Commercial and Industrial Buildings | Standard | FALSE | [9 empty] | 42229 |  |  | Yes |  | 3 | 15068.54 | 120 | 125.57 | 5.7081 | 0.99634 | 3500 | 82
PNSXY4N8 | Eaton (formerly Cooper Lighting) | Metalux | 8SKBLED-[ALL MOUNTING ARRANGEMENTS]-LD1-14-W-[ALL VOLTAGES]-[ALL OPTIONS]-L835-CD2-[ALL WIRING]-[ALL MOTION SENSORS]--[ALL OPTIONS]-U | Indoor Luminaires | High-Bay | High-Bay Luminaires for Commercial and Industrial Buildings | Standard | FALSE | [9 empty] | 42229 |  |  | Yes |  | 3 | 14198 | 113.07 | 125.57 | 5.7081 | 0.99634 | 3500 | 82
PBANC5RG | Eaton (formerly Cooper Lighting) | Metalux | 8SKBLED-[ALL MOUNTING ARRANGEMENTS]-LD1-14-W-[ALL VOLTAGES]-[ALL OPTIONS]-L835-CD2-[ALL WIRING]-[ALL MOTION SENSORS]-RS-[ALL OPTIONS]-U | Indoor Luminaires | High-Bay | High-Bay Luminaires for Commercial and Industrial Buildings | Standard | FALSE | [9 empty] | 42229 |  |  | Yes |  | 3 | 13684.75 | 108.98 | 125.57 | 5.7081 | 0.99634 | 3500 | 82
P51PUMFS | Eaton (formerly Cooper Lighting) | Metalux | 4SKBLED-[ALL MOUNTING ARRANGEMENTS]-LD1-7-N-[ALL VOLTAGES]-[ALL OPTIONS]-L835-CD1-[ALL WIRING]-[ALL MOTION SENSORS]--[ALL OPTIONS]-U | Indoor Luminaires | High-Bay | Low-Bay Luminaires for Commercial and Industrial Buildings | Standard | FALSE | [9 empty] | 42229 |  |  | Yes |  | 3 | 7722.84 | 123.01 | 62.78 | 5.7081 | 0.99634 | 3500 | 82
PEXTHUVY | Eaton (formerly Cooper Lighting) | Metalux | 4SKBLED-[ALL MOUNTING ARRANGEMENTS]-LD1-7-N-[ALL VOLTAGES]-[ALL OPTIONS]-L835-CD1-[ALL WIRING]-[ALL MOTION SENSORS]-RS-[ALL OPTIONS]-U | Indoor Luminaires | High-Bay | Low-Bay Luminaires for Commercial and Industrial Buildings | Standard | FALSE | [9 empty] | 42229 |  |  | Yes |  | 3 | 7534.27 | 120 | 62.78 | 5.7081 | 0.99634 | 3500 | 82
P3PPJ9MG | Eaton (formerly Cooper Lighting) | Metalux | 4SKBLED-[ALL MOUNTING ARRANGEMENTS]-LD1-7-W-[ALL VOLTAGES]-[ALL OPTIONS]-L835-CD1-[ALL WIRING]-[ALL MOTION SENSORS]--[ALL OPTIONS]-U | Indoor Luminaires | High-Bay | Low-Bay Luminaires for Commercial and Industrial Buildings | Standard | FALSE | [9 empty] | 42229 |  |  | Yes |  | 3 | 7099 | 113.07 | 62.78 | 5.7081 | 0.99634 | 3500 | 82
PFTQKYKG | Eaton (formerly Cooper Lighting) | Metalux | 4SKBLED-[ALL MOUNTING ARRANGEMENTS]-LD1-7-W-[ALL VOLTAGES]-[ALL OPTIONS]-L835-CD1-[ALL WIRING]-[ALL MOTION SENSORS]-RS-[ALL OPTIONS]-U | Indoor Luminaires | High-Bay | Low-Bay Luminaires for Commercial and Industrial Buildings | Standard | FALSE | [9 empty] | 42229 |  |  | Yes |  | 3 | 6842.38 | 108.98 | 62.78 | 5.7081 | 0.99634 | 3500 | 82
PTXYQ8MD | Eaton (formerly Cooper Lighting) | Metalux | 8SKBLED-[ALL MOUNTING ARRANGEMENTS]-LD1-8-N-[ALL VOLTAGES]-[ALL OPTIONS]-L835-CD1-[ALL WIRING]-[ALL MOTION SENSORS]--[ALL OPTIONS]-U | Indoor Luminaires | High-Bay | Low-Bay Luminaires for Commercial and Industrial Buildings | Standard | FALSE | [9 empty] | 42229 |  |  | Yes |  | 3 | 8831.39 | 132.42 | 66.69 | 5.5333 | 0.99667 | 3500 | 82
PZDQE72S | Eaton (formerly Cooper Lighting) | Metalux | 8SKBLED-[ALL MOUNTING ARRANGEMENTS]-LD1-8-N-[ALL VOLTAGES]-[ALL OPTIONS]-L835-CD1-[ALL WIRING]-[ALL MOTION SENSORS]-RS-[ALL OPTIONS]-U | Indoor Luminaires | High-Bay | Low-Bay Luminaires for Commercial and Industrial Buildings | Standard | FALSE | [9 empty] | 42229 |  |  | Yes |  | 3 | 8615.75 | 129.19 | 66.69 | 5.5333 | 0.99667 | 3500 | 82
P2FHD15C | Eaton (formerly Cooper Lighting) | Metalux | 8SKBLED-[ALL MOUNTING ARRANGEMENTS]-LD1-8-W-[ALL VOLTAGES]-[ALL OPTIONS]-L835-CD1-[ALL WIRING]-[ALL MOTION SENSORS]--[ALL OPTIONS]-U | Indoor Luminaires | High-Bay | Low-Bay Luminaires for Commercial and Industrial Buildings | Standard | FALSE | [9 empty] | 42229 |  |  | Yes |  | 3 | 8118 | 121.72 | 66.69 | 5.5333 | 0.99667 | 3500 | 82
PPCC6741 | Eaton (formerly Cooper Lighting) | Metalux | 8SKBLED-[ALL MOUNTING ARRANGEMENTS]-LD1-8-W-[ALL VOLTAGES]-[ALL OPTIONS]-L835-CD1-[ALL WIRING]-[ALL MOTION SENSORS]-RS-[ALL OPTIONS]-U | Indoor Luminaires | High-Bay | Low-Bay Luminaires for Commercial and Industrial Buildings | Standard | FALSE | [9 empty] | 42229 |  |  | Yes |  | 3 | 7824.54 | 117.32 | 66.69 | 5.5333 | 0.99667 | 3500 | 82
PE82KFJ5 | Eaton (formerly Cooper Lighting) | Metalux | 8SKBLED-[ALL MOUNTING ARRANGEMENTS]-LD1-10-N-[ALL VOLTAGES]-[ALL OPTIONS]-L835-CD1-[ALL WIRING]-[ALL MOTION SENSORS]--[ALL OPTIONS]-U | Indoor Luminaires | High-Bay | High-Bay Luminaires for Commercial and Industrial Buildings | Standard | FALSE | [9 empty] | 42229 |  |  | Yes |  | 3 | 10894 | 125.59 | 86.74 | 5.3 | 0.989 | 3500 | 82
PJTKRSHF | Eaton (formerly Cooper Lighting) | Metalux | 8SKBLED-[ALL MOUNTING ARRANGEMENTS]-LD1-10-N-[ALL VOLTAGES]-[ALL OPTIONS]-L835-CD1-[ALL WIRING]-[ALL MOTION SENSORS]-RS-[ALL OPTIONS]-U | Indoor Luminaires | High-Bay | High-Bay Luminaires for Commercial and Industrial Buildings | Standard | FALSE | [9 empty] | 42229 |  |  | Yes |  | 3 | 10628 | 122.52 | 86.74 | 5.3 | 0.989 | 3500 | 82
PADDWHMT | Eaton (formerly Cooper Lighting) | Metalux | 8SKBLED-[ALL MOUNTING ARRANGEMENTS]-LD1-10-W-[ALL VOLTAGES]-[ALL OPTIONS]-L835-CD1-[ALL WIRING]-[ALL MOTION SENSORS]--[ALL OPTIONS]-U | Indoor Luminaires | High-Bay | High-Bay Luminaires for Commercial and Industrial Buildings | Standard | FALSE | [9 empty] | 42229 |  |  | Yes |  | 3 | 10014 | 115.45 | 86.74 | 5.3 | 0.989 | 3500 | 82
P26PETQ3 | Eaton (formerly Cooper Lighting) | Metalux | 8SKBLED-[ALL MOUNTING ARRANGEMENTS]-LD1-10-W-[ALL VOLTAGES]-[ALL OPTIONS]-L835-CD1-[ALL WIRING]-[ALL MOTION SENSORS]-RS-[ALL OPTIONS]-U | Indoor Luminaires | High-Bay | Low-Bay Luminaires for Commercial and Industrial Buildings | Standard | FALSE | [9 empty] | 42229 |  |  | Yes |  | 3 | 9652 | 111.27 | 86.74 | 5.3 | 0.989 | 3500 | 82
PZ1UK47G | OSW Lighting Co.LTD | OSWLED | OSW-HN 5700K | Indoor Luminaires | High-Bay | High-Bay Luminaires for Commercial and Industrial Buildings | Standard | FALSE | [9 empty] | 42229 | Not Dimmable | Not Dimmable | NotYetVerified |  | 3 | 16200 | 108 | 150 | 6.96 | 0.995 | 5700 | 83
P8F6RYZS | OSW Lighting Co.LTD | OSWLED | OSW-HN 5000K | Indoor Luminaires | High-Bay | High-Bay Luminaires for Commercial and Industrial Buildings | Standard | FALSE | [9 empty] | 42229 | Not Dimmable | Not Dimmable | NotYetVerified |  | 3 | 16200 | 108 | 150 | 6.96 | 0.995 | 5000 | 83
PCMDEKKU | OSW Lighting Co.LTD | OSWLED | OSW-HN 4500K | Indoor Luminaires | High-Bay | High-Bay Luminaires for Commercial and Industrial Buildings | Standard | FALSE | [9 empty] | 42229 | Not Dimmable | Not Dimmable | NotYetVerified |  | 3 | 16200 | 108 | 150 | 6.96 | 0.995 | 4500 | 83
PW255WMZ | OSW Lighting Co.LTD | OSWLED | OSW-HN 4000K | Indoor Luminaires | High-Bay | High-Bay Luminaires for Commercial and Industrial Buildings | Standard | FALSE | [9 empty] | 42229 | Not Dimmable | Not Dimmable | NotYetVerified |  | 3 | 16200 | 108 | 150 | 6.96 | 0.995 | 4000 | 83
PGW6Q7X3 | OSW Lighting Co.LTD | OSWLED | OSW-HN 3500K | Indoor Luminaires | High-Bay | High-Bay Luminaires for Commercial and Industrial Buildings | Standard | FALSE | [9 empty] | 42229 | Not Dimmable | Not Dimmable | NotYetVerified |  | 3 | 16200 | 108 | 150 | 6.96 | 0.995 | 3500 | 83
P87QDC4T | Shenzhen Aroma Lighting Technology Ltd | AROMA | ARM-HB-7231ME7-300W(5000K) | Indoor Luminaires | High-Bay | High-Bay Luminaires for Commercial and Industrial Buildings | Standard | FALSE | [9 empty] | 42229 | Not Dimmable | Not Dimmable | NotYetVerified |  | 3 | 25589 | 84.59 | 302.5 | 7.52 | 0.9465 | 5000 | 74.4
P9ZNN71Z | Shenzhen Aroma Lighting Technology Ltd | AROMA | ARM-HB-7231ME7-300W(4500K) | Indoor Luminaires | High-Bay | High-Bay Luminaires for Commercial and Industrial Buildings | Standard | FALSE | [9 empty] | 42229 | Not Dimmable | Not Dimmable | NotYetVerified |  | 3 | 24064 | 79.71 | 301.9 | 7.76 | 0.9458 | 4500 | 74.2
PTMJX67V | Hubbell Lighting | Hubbell Industrial | FPH-5K-SPC-[U 1 2 3 4]-CD | Indoor Luminaires | High-Bay | High-Bay Luminaires for Commercial and Industrial Buildings | Standard | TRUE | 22530 | 103.7 | 217.6 | 7.1 | 0.978 | 4816 | 83.23 | 5 |  | 42228 |  |  | No |  | 3 | 21636 | 99.4 | 217.6 | 7.1 | 0.978 | 4816 | 83.2
P8M7NW8A | Philips Optimum | Philips Optimum | OR2 4FT 16L UV 840 (OSOS(DIM)FSP-211OSB) | Indoor Luminaires | High-Bay | High-Bay Luminaires for Commercial and Industrial Buildings | Standard | TRUE | 16403.9 | 117.67 | 139.4 | 10.3 | 0.976 | 4233 | 81.95 | 5 | 50000 | 42228 |  |  | Yes |  | 3 | 16075 | 113.2 | 142 | 20 | 0.9 | 4000 | 80
P7WBXEYK | TG Photoelectric Technology Co. LTD | TG | T6000680W 27 | Indoor Luminaires | High-Bay | Low-Bay Luminaires for Commercial and Industrial Buildings | Standard | TRUE | 6548.4 | 81.33 | 80.52 | 10.93 | 0.9595 | 2747 | 84.3 | 5 | 50000 | 42228 |  |  | NotYetVerified |  | 3 | 6548 | 77.8 | 84.2 | 15 | 0.9 | 2700 | 84
PP3MEFMMB | SIMKAR Corporation | RG2LED | RG2LEDWR12541U1 | Indoor Luminaires | High-Bay | High-Bay Luminaires for Commercial and Industrial Buildings | Standard | TRUE | 13140 | 107.2 | 122.6 | 10.8 | 0.955 | 4065 | 83.7 | 5 | 80000 | 42228 |  |  | NotYetVerified |  | 3
PRCX8QFG | TG Photoelectric Technology Co. LTD | TG | T60012120W (4000K) | Indoor Luminaires | High-Bay | High-Bay Luminaires for Commercial and Industrial Buildings | Premium | TRUE | 16348.79 | 129.69 | 126.06 | 9.7 | 0.951 | 3972 | 84.5 | 5 | 50000 | 42228 |  |  | No |  | 4 | 16520.2 | 130.2 | 126.8 | 9.5 | 0.95 | 3972 | 84.5
PN1HNY39 | TG Photoelectric Technology Co. LTD | TG | T60012160W (4000K) | Indoor Luminaires | High-Bay | High-Bay Luminaires for Commercial and Industrial Buildings | Premium | TRUE | 21087.08 | 127.71 | 165.12 | 10.7 | 0.943 | 3975 | 84.5 | 5 | 50000 | 42228 |  |  | No | Updated on 9/12/2016 | 4 | 21250.5 | 128.1 | 165.8 | 10.6 | 0.94 | 3975 | 84.5
PA9C2E2N | TG Photoelectric Technology Co. LTD | TG | T60012120W 27 | Indoor Luminaires | High-Bay | High-Bay Luminaires for Commercial and Industrial Buildings | Standard | TRUE | 10868 | 89.38 | 121.6 | 9.65 | 0.9422 | 2740 | 94.7 | 5 | 50000 | 42228 |  |  | NotYetVerified |  | 3 | 10860 | 89 | 122 | 15 | 0.9 | 2700 | 84
PWU795VS | TG Photoelectric Technology Co. LTD | TG | T6000680W (4000K) | Indoor Luminaires | High-Bay | High-Bay Luminaires for Commercial and Industrial Buildings | Premium | TRUE | 10540.56 | 127.59 | 82.61 | 11.7 | 0.942 | 3963 | 84.1 | 5 | 50000 | 42228 |  |  | No | Updated on 9/12/2016 | 4 | 10672.1 | 128.8 | 82.8 | 11.6 | 0.94 | 3963 | 84.1
P3W6KGAX | TG Photoelectric Technology Co. LTD | TG | T60015200W (4000K) | Indoor Luminaires | High-Bay | High-Bay Luminaires for Commercial and Industrial Buildings | Premium | TRUE | 26295.96 | 128.49 | 204.65 | 7.9 | 0.939 | 3873 | 83.6 | 5 | 50000 | 42228 |  |  | No | Updated on 9/12/2016 | 4 | 26466.5 | 128.6 | 205.7 | 7.7 | 0.94 | 3873 | 83.6
PJFY8B6G | DALS Lighting Inc. | DALS Lighting | 1360-4K-UNV | Indoor Luminaires | High-Bay | High-Bay Luminaires for Commercial and Industrial Buildings | Standard | TRUE | 11892 | 80.57 | 147.6 | 12.61 | 0.937 | 4125 | 75.3 | 5 | 50000 | 42228 |  |  | NotYetVerified |  | 3 | 11791 | 80.23 | 147 | 12.61 | 0.9338 | 4100 | 75.3
P1UZ5Y67V | ESM | Ecologic | Ecologic RC-52-ID-LED | Indoor Luminaires | High-Bay | Low-Bay Luminaires for Commercial and Industrial Buildings | Standard | TRUE | 5274 | 89.2 | 59.1 | 7.71 | 0.935 | 4234 | 85.7 | 5 | 50000 | 42228 |  |  | NotYetVerified |  | 3 | 6604 |  | 60 |  |  | 5000 | 80
PEDKD7CA | Standard Products Inc. | STANDARD | 63371-LSV/75W/40K/3/DD1/FP/STD | Indoor Luminaires | High-Bay | Low-Bay Luminaires for Commercial and Industrial Buildings | Standard | TRUE | 7131.2 | 97 | 73.52 | 6.28 | 0.934 | 4075 | 84.2 | 5 | 50000 | 42228 |  |  | NotYetVerified |  | 3 | 7131.2 | 97 | 73.52 | 6.28 | 0.934 | 4000 | 84.2
PENVSXEH | DALS Lighting Inc. | DALS Lighting | 1350-4K-UNV | Indoor Luminaires | High-Bay | High-Bay Luminaires for Commercial and Industrial Buildings | Standard | TRUE | 11791 | 80.23 | 147 | 12.61 | 0.9338 | 4127 | 75.3 | 5 | 50000 | 42228 |  |  | NotYetVerified |  | 3 | 11791 | 80.23 | 147 | 12.61 | 0.9338 | 4100 | 75.3
PQ71X9TP3 | SIMKAR Corporation | RG2LED | RG2LEDWR17041U1 | Indoor Luminaires | High-Bay | High-Bay Luminaires for Commercial and Industrial Buildings | Standard | TRUE | 17190 | 100.7 | 170.7 | 17.2 | 0.931 | 4151 | 83.6 | 5 | 80000 | 42228 |  |  | NotYetVerified |  | 3
PHC7E8UX | DALS Lighting Inc. | DALS Lighting | 1360-4K-347-480 | Indoor Luminaires | High-Bay | High-Bay Luminaires for Commercial and Industrial Buildings | Standard | TRUE | 11986 | 81.43 | 147.2 | 11.5 | 0.927 | 4098 | 76.4 | 5 |  | 42228 |  |  | NotYetVerified |  | 3 | 11986 | 81.43 | 147.2 | 11.5 | 0.927 | 4100 | 76.4
PN3K6RR9 | DALS Lighting Inc. | DALS Lighting | 1350-4K-347-480 | Indoor Luminaires | High-Bay | High-Bay Luminaires for Commercial and Industrial Buildings | Standard | TRUE | 11616 | 78.91 | 147.2 | 11.5 | 0.927 | 4100 | 76.4 | 5 |  | 42228 |  |  | NotYetVerified |  | 3 | 11616 | 78.91 | 147.2 | 11.5 | 0.927 | 4100 | 76.4
PNEN4AMW | TG Photoelectric Technology Co. LTD | TG | T60012160W 27 | Indoor Luminaires | High-Bay | High-Bay Luminaires for Commercial and Industrial Buildings | Standard | TRUE | 13233 | 81.99 | 161.4 | 12.32 | 0.9237 | 2751 | 84.7 | 5 | 50000 | 42228 |  |  | NotYetVerified |  | 3 | 13230 | 81.7 | 162 | 15 | 0.9 | 2700 | 84
P8261AFG | TG Photoelectric Technology Co. LTD | TG | T60015200W 27 | Indoor Luminaires | High-Bay | High-Bay Luminaires for Commercial and Industrial Buildings | Standard | TRUE | 17289 | 85 | 203.4 | 10.46 | 0.9191 | 2767 | 84.4 | 5 | 50000 | 42228 |  |  | NotYetVerified |  | 3 | 17280 | 84.3 | 205 | 15 | 0.9 | 2700 | 83
PJBABFUH | DALS Lighting Inc. | DALS Lighting | 1364-4K-UNV | Indoor Luminaires | High-Bay | High-Bay Luminaires for Commercial and Industrial Buildings | Standard | TRUE | 15140 | 77.89 | 194.4 | 13.1 | 0.911 | 4129 | 75.4 | 5 | 50000 | 42228 |  |  | NotYetVerified |  | 3 | 15140 | 77.89 | 194.4 | 13.1 | 0.911 | 4100 | 75.4
PYT3S1MW | DALS Lighting Inc. | DALS Lighting | 1354-4K-UNV | Indoor Luminaires | High-Bay | High-Bay Luminaires for Commercial and Industrial Buildings | Standard | TRUE | 15214 | 77.78 | 195.6 | 13.1 | 0.9105 | 4129 | 75.4 | 5 | 50000 | 42228 |  |  | NotYetVerified |  | 3 | 15240 | 78.07 | 195.2 | 13.1 | 0.9105 | 4100 | 75.4
PQEYDH7XS | Peerless Electric Company Ltd. | Peerless | AP2-W-4-64-50K-PCLRF-X-X-347V | Indoor Luminaires | High-Bay | Low-Bay Luminaires for Commercial and Industrial Buildings | Standard | FALSE | [9 empty] | 42228 |  |  | NotYetVerified |  | 3 | 6398 | 102.7 | 62.3 | 9.35 | 0.9693 | 5161 | 84.26
PD4K2PC5P | SIMKAR Corporation | RG2LED | RG2LEDWR17050U1 | Indoor Luminaires | High-Bay | High-Bay Luminaires for Commercial and Industrial Buildings | Standard | FALSE | [9 empty] | 42228 |  |  | NotYetVerified |  | 3 | 17970 | 107 | 168.6 | 5.02 | 0.995 | 5324 | 85
P2RV5UA1Q | SIMKAR Corporation | RG2LED | RG2LEDWR12550U1 | Indoor Luminaires | High-Bay | High-Bay Luminaires for Commercial and Industrial Buildings | Standard | FALSE | [9 empty] | 42228 |  |  | NotYetVerified |  | 3 | 13670 | 113 | 120.6 | 9.37 | 0.992 | 5176 | 85
PD5VXV86 | Hubbell Lighting | Hubbell Industrial | FPH-5K-DLR-[U 1 2 3 4]-ND | Indoor Luminaires | High-Bay | High-Bay Luminaires for Commercial and Industrial Buildings | Standard | FALSE | [9 empty] | 42228 |  |  | No |  | 3 | 22484 | 103.2 | 217.9 | 9.47 | 0.973 | 4987 | 83.7
PSBH28S7 | Hubbell Lighting | Hubbell Industrial | FPH-5K-DLR-[U 1 2 3 4]-CD | Indoor Luminaires | High-Bay | High-Bay Luminaires for Commercial and Industrial Buildings | Standard | FALSE | [9 empty] | 42228 |  |  | No |  | 3 | 22484 | 103.2 | 217.9 | 9.47 | 0.973 | 4987 | 83.7
PVHXKPPE | Hubbell Lighting | Hubbell Industrial | FPH-5K-CDL-[U 1 2 3 4]-ND | Indoor Luminaires | High-Bay | High-Bay Luminaires for Commercial and Industrial Buildings | Standard | FALSE | [9 empty] | 42228 |  |  | No |  | 3 | 23122 | 106.1 | 217.9 | 9.4 | 0.973 | 4917 | 82.8
PHRDVH81 | Hubbell Lighting | Hubbell Industrial | FPH-5K-CDL-[U 1 2 3 4]-CD | Indoor Luminaires | High-Bay | High-Bay Luminaires for Commercial and Industrial Buildings | Standard | FALSE | [9 empty] | 42228 |  |  | No |  | 3 | 23122 | 106.1 | 217.9 | 9.4 | 0.973 | 4917 | 82.8
PSEZJF5S | Hubbell Lighting | Hubbell Industrial | FPH-5K-P95-[U 1 2 3 4]-ND | Indoor Luminaires | High-Bay | High-Bay Luminaires for Commercial and Industrial Buildings | Standard | FALSE | [9 empty] | 42228 |  |  | No |  | 3 | 24628 | 112.9 | 218.1 | 9.8 | 0.974 | 4898 | 82.5
PPK89KGX | Hubbell Lighting | Hubbell Industrial | FPH-5K-P95-[U 1 2 3 4]-CD | Indoor Luminaires | High-Bay | High-Bay Luminaires for Commercial and Industrial Buildings | Standard | FALSE | [9 empty] | 42228 |  |  | No |  | 3 | 24628 | 112.9 | 218.1 | 9.8 | 0.974 | 4898 | 82.5
PHGWPNUF | Hubbell Lighting | Hubbell Industrial | FPH-5K-SPC-[U 1 2 3 4]-ND | Indoor Luminaires | High-Bay | High-Bay Luminaires for Commercial and Industrial Buildings | Standard | FALSE | [9 empty] | 42228 |  |  | No |  | 3 | 21636 | 99.4 | 217.6 | 7.1 | 0.978 | 4816 | 83.2
PKUJ5QKR | DALS Lighting Inc. | DALS Lighting | 1360-5K-347-480 | Indoor Luminaires | High-Bay | High-Bay Luminaires for Commercial and Industrial Buildings | Standard | FALSE | [9 empty] | 42228 |  |  | NotYetVerified |  | 3 | 11986 | 81.43 | 147.2 | 11.5 | 0.927 | 5000 | 76.4
PTZBYEQ7 | DALS Lighting Inc. | DALS Lighting | 1350-5K-347-480 | Indoor Luminaires | High-Bay | High-Bay Luminaires for Commercial and Industrial Buildings | Standard | FALSE | [9 empty] | 42228 |  |  | NotYetVerified |  | 3 | 11616 | 78.91 | 147.2 | 11.5 | 0.927 | 5000 | 76.4
PYTYKPZB | DALS Lighting Inc. | DALS Lighting | 1354-5K-UNV | Indoor Luminaires | High-Bay | High-Bay Luminaires for Commercial and Industrial Buildings | Standard | FALSE | [9 empty] | 42228 |  |  | NotYetVerified |  | 3 | 15240 | 78.07 | 195.2 | 13.1 | 0.9105 | 5000 | 75.4
PTPZDUZ3 | DALS Lighting Inc. | DALS Lighting | 1364-5K-UNV | Indoor Luminaires | High-Bay | High-Bay Luminaires for Commercial and Industrial Buildings | Standard | FALSE | [9 empty] | 42228 |  |  | NotYetVerified |  | 3 | 15140 | 77.89 | 194.4 | 13.1 | 0.911 | 5000 | 75.4
PQGP6MYX | DALS Lighting Inc. | DALS Lighting | 1360-5K-UNV | Indoor Luminaires | High-Bay | High-Bay Luminaires for Commercial and Industrial Buildings | Standard | FALSE | [9 empty] | 42228 |  |  | NotYetVerified |  | 3 | 11791 | 80.23 | 147 | 12.61 | 0.9338 | 5000 | 75.3
P42R4J8N | DALS Lighting Inc. | DALS Lighting | 1350-5K-UNV | Indoor Luminaires | High-Bay | High-Bay Luminaires for Commercial and Industrial Buildings | Standard | FALSE | [9 empty] | 42228 |  |  | NotYetVerified |  | 3 | 11791 | 80.23 | 147 | 12.61 | 0.9338 | 5000 | 75.3
PV233F46 | Philips Optimum | Philips Optimum | OR2 4FT 16L UV 850 (OSOS(DIM)FSP-211OSB) | Indoor Luminaires | High-Bay | High-Bay Luminaires for Commercial and Industrial Buildings | Standard | FALSE | [9 empty] | 42228 | Dimmable | Continuous Above 10 | Yes |  | 3 | 16396.5 | 115.5 | 142 | 20 | 0.9 | 5000 | 80
P1MJQVEA | Philips Optimum | Philips Optimum | OR3 4FT 16L UV 850 (OSOS(DIM)FSP-211OSB) | Indoor Luminaires | High-Bay | High-Bay Luminaires for Commercial and Industrial Buildings | Standard | FALSE | [9 empty] | 42228 | Dimmable | Continuous Above 10 | Yes |  | 3 | 16396.5 | 115.5 | 142 | 20 | 0.9 | 5000 | 80
PGDDH2H7 | Philips Optimum | Philips Optimum | OR3 4FT 16L UV 840 (OSOS(DIM)FSP-211OSB) | Indoor Luminaires | High-Bay | High-Bay Luminaires for Commercial and Industrial Buildings | Standard | FALSE | [9 empty] | 42228 | Dimmable | Continuous Above 10 | Yes |  | 3 | 16075 | 113.2 | 142 | 20 | 0.9 | 4000 | 80
PGDVKVHS | TG Photoelectric Technology Co. LTD | TG | T60012160W (5700K) | Indoor Luminaires | High-Bay | High-Bay Luminaires for Commercial and Industrial Buildings | Premium | FALSE | [9 empty] | 42228 | Dimmable | Continuous Below 10 | No | Updated on 9/12/2016 | 3 | 21995.5 | 132.5 | 165.9 | 10.7 | 0.94 | 5776 | 86.9
PNFR81ZC | TG Photoelectric Technology Co. LTD | TG | T6000680W (5700K) | Indoor Luminaires | High-Bay | High-Bay Luminaires for Commercial and Industrial Buildings | Premium | FALSE | [9 empty] | 42228 | Dimmable | Continuous Below 10 | No | Updated on 9/12/2016 | 3 | 10859.5 | 131.7 | 82.4 | 11.7 | 0.94 | 5728 | 86.9
PQTBKMSP | TG Photoelectric Technology Co. LTD | TG | T60012120W (5700K) | Indoor Luminaires | High-Bay | High-Bay Luminaires for Commercial and Industrial Buildings | Premium | FALSE | [9 empty] | 42228 | Dimmable | Continuous Below 10 | No |  | 3 | 16808.5 | 133.5 | 125.9 | 9.7 | 0.95 | 5724 | 87
P1BXVNBK | TG Photoelectric Technology Co. LTD | TG | T60012160W (5000K) | Indoor Luminaires | High-Bay | High-Bay Luminaires for Commercial and Industrial Buildings | Premium | FALSE | [9 empty] | 42228 | Dimmable | Continuous Below 10 | No | Updated on 9/12/2016 | 3 | 21250.5 | 128.1 | 165.8 | 10.6 | 0.94 | 5000 | 84.5
PC9MNRE5 | TG Photoelectric Technology Co. LTD | TG | T60012120W (5000K) | Indoor Luminaires | High-Bay | High-Bay Luminaires for Commercial and Industrial Buildings | Premium | FALSE | [9 empty] | 42228 | Dimmable | Continuous Below 10 | No |  | 3 | 16520.2 | 130.2 | 126.8 | 9.5 | 0.95 | 5000 | 84.5
PQ4YV9TH | TG Photoelectric Technology Co. LTD | TG | T6000680W (5000K) | Indoor Luminaires | High-Bay | High-Bay Luminaires for Commercial and Industrial Buildings | Premium | FALSE | [9 empty] | 42228 | Dimmable | Continuous Below 10 | No | Updated on 9/12/2016 | 3 | 10672.1 | 128.8 | 82.8 | 11.6 | 0.94 | 5000 | 84.1
PJHGXJ4Z | TG Photoelectric Technology Co. LTD | TG | T60015200W (5000K) | Indoor Luminaires | High-Bay | High-Bay Luminaires for Commercial and Industrial Buildings | Premium | FALSE | [9 empty] | 42228 | Dimmable | Continuous Below 10 | No | Updated on 9/12/2016 | 3 | 26466.5 | 128.6 | 205.7 | 7.7 | 0.94 | 5000 | 83.6
PU1P6VTZ | TG Photoelectric Technology Co. LTD | TG | T60012160W 30 | Indoor Luminaires | High-Bay | High-Bay Luminaires for Commercial and Industrial Buildings | Standard | FALSE | [9 empty] | 42228 | Not Dimmable | Not Dimmable | NotYetVerified |  | 3 | 13550 | 83.6 | 162 | 15 | 0.9 | 3000 | 84
P7FF2S7Y | TG Photoelectric Technology Co. LTD | TG | T60012120W 30 | Indoor Luminaires | High-Bay | High-Bay Luminaires for Commercial and Industrial Buildings | Standard | FALSE | [9 empty] | 42228 | Not Dimmable | Not Dimmable | NotYetVerified |  | 3 | 11150 | 91.4 | 122 | 15 | 0.9 | 3000 | 84
P21FMXKW | TG Photoelectric Technology Co. LTD | TG | T6000680W 30 | Indoor Luminaires | High-Bay | Low-Bay Luminaires for Commercial and Industrial Buildings | Standard | FALSE | [9 empty] | 42228 | Not Dimmable | Not Dimmable | NotYetVerified |  | 3 | 6750 | 81.2 | 84.2 | 15 | 0.9 | 3000 | 84
PRFH8VZ2 | TG Photoelectric Technology Co. LTD | TG | T60015200W 30 | Indoor Luminaires | High-Bay | High-Bay Luminaires for Commercial and Industrial Buildings | Standard | FALSE | [9 empty] | 42228 | Not Dimmable | Not Dimmable | NotYetVerified |  | 3 | 17700 | 86.3 | 205 | 15 | 0.9 | 3000 | 83
P18MYYM56 | MHT Lighting | MHT Lighting | MHTL-HB-220E-4K-U-DB | Indoor Luminaires | High-Bay | High-Bay Luminaires for Commercial and Industrial Buildings | Standard | TRUE | 20000 | 90.6 | 220.7 | 10.86 | 0.949 | 3964 | 85.8 | 5 | 100000 | 42227 |  |  | NotYetVerified |  | 3
PRN2E646 | Shenzhen sunpzone lighting electronic co. ltd | Sunpzone | SPZTP440L(3000K) | Indoor Luminaires | High-Bay | Low-Bay Luminaires for Commercial and Industrial Buildings | Standard | TRUE | 4702.23 | 111.56 | 42.15 | 19.4 | 0.895 | 3119 | 85.3 | 5 | 50000 | 42227 |  |  | NotYetVerified |  | 3 | 4702.23 | 111.56 | 42.15 | 12.9 | 0.982 | 3119 | 85
PF6NQ3QC | Shenzhen sunpzone lighting electronic co. ltd | Sunpzone | SPZTP690L(3000K) | Indoor Luminaires | High-Bay | Low-Bay Luminaires for Commercial and Industrial Buildings | Standard | TRUE | 8958.5 | 101.94 | 87.88 | 19.3 | 0.874 | 3128 | 85.2 | 5 | 50000 | 42227 |  |  | NotYetVerified |  | 3 | 8958.5 | 101.94 | 87.88 | 13.3 | 0.982 | 3128 | 85
P7AUY8ZD | Shenzhen sunpzone lighting electronic co. ltd | Sunpzone | SPZTP690L(5700K) | Indoor Luminaires | High-Bay | Low-Bay Luminaires for Commercial and Industrial Buildings | Standard | FALSE | [9 empty] | 42227 | Not Dimmable | Not Dimmable | NotYetVerified |  | 3 | 9200 | 102.2 | 90 | 13.3 | 0.982 | 5700 | 85
PNDTWPXS | Shenzhen sunpzone lighting electronic co. ltd | Sunpzone | SPZTP440L(5700K) | Indoor Luminaires | High-Bay | Low-Bay Luminaires for Commercial and Industrial Buildings | Standard | FALSE | [9 empty] | 42227 | Not Dimmable | Not Dimmable | NotYetVerified |  | 3 | 5100 | 127.5 | 40 | 12.9 | 0.982 | 5700 | 85
PG4QHSNG | Shenzhen sunpzone lighting electronic co. ltd | Sunpzone | SPZTP690L(5000K) | Indoor Luminaires | High-Bay | Low-Bay Luminaires for Commercial and Industrial Buildings | Standard | FALSE | [9 empty] | 42227 | Not Dimmable | Not Dimmable | NotYetVerified |  | 3 | 9200 | 102.2 | 90 | 13.3 | 0.982 | 5000 | 85
P3UD9R3U | Shenzhen sunpzone lighting electronic co. ltd | Sunpzone | SPZTP440L(5000K) | Indoor Luminaires | High-Bay | Low-Bay Luminaires for Commercial and Industrial Buildings | Standard | FALSE | [9 empty] | 42227 | Not Dimmable | Not Dimmable | NotYetVerified |  | 3 | 5100 | 127.5 | 40 | 12.9 | 0.982 | 5000 | 85
PCG1WA1X | Shenzhen sunpzone lighting electronic co. ltd | Sunpzone | SPZTP690L(4500K) | Indoor Luminaires | High-Bay | Low-Bay Luminaires for Commercial and Industrial Buildings | Standard | FALSE | [9 empty] | 42227 | Not Dimmable | Not Dimmable | NotYetVerified |  | 3 | 9200 | 102.2 | 90 | 13.3 | 0.982 | 4500 | 85
PYY4DBCJ | Shenzhen sunpzone lighting electronic co. ltd | Sunpzone | SPZTP440L(4500K) | Indoor Luminaires | High-Bay | Low-Bay Luminaires for Commercial and Industrial Buildings | Standard | FALSE | [9 empty] | 42227 | Not Dimmable | Not Dimmable | NotYetVerified |  | 3 | 5100 | 127.5 | 40 | 12.9 | 0.982 | 4500 | 85
PBYFYUAX | Shenzhen sunpzone lighting electronic co. ltd | Sunpzone | SPZTP690L(4000K) | Indoor Luminaires | High-Bay | Low-Bay Luminaires for Commercial and Industrial Buildings | Standard | FALSE | [9 empty] | 42227 | Not Dimmable | Not Dimmable | NotYetVerified |  | 3 | 9200 | 102.2 | 90 | 13.3 | 0.982 | 4000 | 85
PBMUUSC1 | Shenzhen sunpzone lighting electronic co. ltd | Sunpzone | SPZTP440L(4000K) | Indoor Luminaires | High-Bay | Low-Bay Luminaires for Commercial and Industrial Buildings | Standard | FALSE | [9 empty] | 42227 | Not Dimmable | Not Dimmable | NotYetVerified |  | 3 | 5100 | 127.5 | 40 | 12.9 | 0.982 | 4000 | 85
PZGXSQ3F | Shenzhen sunpzone lighting electronic co. ltd | Sunpzone | SPZTP690L(3500K) | Indoor Luminaires | High-Bay | Low-Bay Luminaires for Commercial and Industrial Buildings | Standard | FALSE | [9 empty] | 42227 | Not Dimmable | Not Dimmable | NotYetVerified |  | 3 | 9200 | 102.2 | 90 | 13.3 | 0.982 | 3500 | 85
P8C1EQYM | Shenzhen sunpzone lighting electronic co. ltd | Sunpzone | SPZTP440L(3500K) | Indoor Luminaires | High-Bay | Low-Bay Luminaires for Commercial and Industrial Buildings | Standard | FALSE | [9 empty] | 42227 | Not Dimmable | Not Dimmable | NotYetVerified |  | 3 | 5100 | 127.5 | 40 | 12.9 | 0.982 | 3500 | 85
P5Y2G24B | Lighting Solutions Group LLc D.B.A.SpecGradeLED | SpecGrade | HBF-150-5000K-150-120-277v-BL | Indoor Luminaires | High-Bay | High-Bay Luminaires for Commercial and Industrial Buildings | Standard | TRUE | 23612.47 | 146 | 162.15 | 12 | 0.95 | 5062 | 74 | 5 | 50000 | 42226 |  |  | NotYetVerified |  | 3 | 23612.47 | 146 | 162.15 | 12 | 0.95 | 5062 | 74
PGF1WF79 | Enduralite Global(HK) Ltd. | Enduralite | ExHB 144 | Indoor Luminaires | High-Bay | High-Bay Luminaires for Commercial and Industrial Buildings | Standard | TRUE | 13750.179 | 77.84 | 176.64 | 20.05 | 0.948 | 6008 | 68.8 | 5 | 50000 | 42226 |  |  | NotYetVerified |  | 3 | 13750.179 | 77.84 | 176.64 | 20.05 | 0.948 | 6008 | 68.8
PAQJ2GGR | Enduralite Global(HK) Ltd. | Enduralite | ExHB 56 | Indoor Luminaires | High-Bay | Low-Bay Luminaires for Commercial and Industrial Buildings | Standard | TRUE | 5449.429 | 88.927 | 61.28 | 24.63 | 0.932 | 5944 | 68.9 | 5 | 50000 | 42226 |  |  | NotYetVerified |  | 3 | 5449.429 | 88.927 | 61.28 | 24.63 | 0.932 | 5944 | 68.9
PN688SKZ | AOK LED Light Co. Ltd | AOK | AOK-400Wi(3000K) [277-528V Only] | Indoor Luminaires | High-Bay | High-Bay Luminaires for Commercial and Industrial Buildings | Standard | TRUE | 40328 | 104.29 | 393.3 | 15.64 | 0.9236 | 3117 | 73.2 | 5 | 50000 | 42226 |  |  | NotYetVerified |  | 3 | 41057 | 104.92 | 391.3 | 8.38 | 0.9791 | 3000 | 73.2
PS5KDCWM | Lighting Solutions Group LLc D.B.A.SpecGradeLED | SpecGrade | HBF-200-5000K-150-120-277v-BL | Indoor Luminaires | High-Bay | High-Bay Luminaires for Commercial and Industrial Buildings | Standard | TRUE | 29674.71 | 143 | 207.68 | 24 | 0.92 | 5108 | 75 | 5 | 50000 | 42226 |  |  | NotYetVerified |  | 3 | 29674.71 | 143 | 207.68 | 24 | 0.92 | 5108 | 75
PB3VJXMV | AOK LED Light Co. Ltd | AOK | AOK-400Wi(5700K) [277-528V Only] | Indoor Luminaires | High-Bay | High-Bay Luminaires for Commercial and Industrial Buildings | Standard | FALSE | [9 empty] | 42226 | Not Dimmable | Not Dimmable | NotYetVerified |  | 3 | 44259 | 112.91 | 393.6 | 8.14 | 0.9804 | 5700 | 74.9
PZGZBJDH | AOK LED Light Co. Ltd | AOK | AOK-400Wi(5000K) [277-528V Only] | Indoor Luminaires | High-Bay | High-Bay Luminaires for Commercial and Industrial Buildings | Standard | FALSE | [9 empty] | 42226 | Not Dimmable | Not Dimmable | NotYetVerified |  | 3 | 41057 | 104.92 | 391.3 | 8.38 | 0.9791 | 5000 | 73.2
PTTNPUNX | AOK LED Light Co. Ltd | AOK | AOK-400Wi(4500K) [277-528V Only] | Indoor Luminaires | High-Bay | High-Bay Luminaires for Commercial and Industrial Buildings | Standard | FALSE | [9 empty] | 42226 | Not Dimmable | Not Dimmable | NotYetVerified |  | 3 | 41057 | 104.92 | 391.3 | 8.38 | 0.9791 | 4500 | 73.2
P5TPDC7U | AOK LED Light Co. Ltd | AOK | AOK-400Wi(4000K) [277-528V Only] | Indoor Luminaires | High-Bay | High-Bay Luminaires for Commercial and Industrial Buildings | Standard | FALSE | [9 empty] | 42226 | Not Dimmable | Not Dimmable | NotYetVerified |  | 3 | 41057 | 104.92 | 391.3 | 8.38 | 0.9791 | 4000 | 73.2
PB92R67Q | AOK LED Light Co. Ltd | AOK | AOK-400Wi(3500K) [277-528V Only] | Indoor Luminaires | High-Bay | High-Bay Luminaires for Commercial and Industrial Buildings | Standard | FALSE | [9 empty] | 42226 | Not Dimmable | Not Dimmable | NotYetVerified |  | 3 | 41057 | 104.92 | 391.3 | 8.38 | 0.9791 | 3500 | 73.2
P9X671XP5 | GE Lighting Solutions | GE Lumination | DS-[IC]-08-0-A3-[M C]V-xxx | Indoor Luminaires | High-Bay | Low-Bay Luminaires for Commercial and Industrial Buildings | Premium | TRUE | 8240.6 | 112.7 | 73.1 | 9.4 | 0.98 | 4001 | 83.7 | 5 | 50000 | 42223 | Dimmable | Continuous Below 10 | No |  | 3 | 8000 | 111 | 72 |  | 0.9 | 4000 | 83
P1GY6CUP9 | GE Lighting Solutions | GE Lumination | DS-[I C]-08-0-A3-[M C]V-xxx-EL | Indoor Luminaires | High-Bay | Low-Bay Luminaires for Commercial and Industrial Buildings | Standard | TRUE | 8209.7 | 105.1 | 78.1 | 13.9 | 0.97 | 4017 | 83.8 | 5 | 50000 | 42223 |  |  | No |  | 3 | 8000 | 111 | 72 |  | 0.9 | 4000 | 83
PFH29TDG | Atlas Lighting Products | Atlas Lighting Products Inc. | ILH210LED4L | Indoor Luminaires | High-Bay | High-Bay Luminaires for Commercial and Industrial Buildings | Premium | TRUE | 25660 | 126.16 | 203.4 | 12.53 | 0.957 | 4523 | 82.3 | 5 | 100000 | 42222 |  |  | Yes |  | 3 | 25660 | 126.16 | 203.4 | 12.53 | 0.957 | 4523 | 82.3
PF688ENQ | HiLumz USA LLC | HiLumz | DZ130-50K-DV150-480-V | Indoor Retrofit Kit | High-Bay | Retrofit Kits for High-Bay Luminaires for Commercial and Industrial Buildings | Standard | FALSE | [9 empty] | 42222 |  |  | NotYetVerified |  | 3 | 14100 | 108.5 | 130 |  |  | 5300 | 75
P2D5T3EX | HiLumz USA LLC | HiLumz | DZ130-50K-DV150-480D-V | Indoor Retrofit Kit | High-Bay | Retrofit Kits for High-Bay Luminaires for Commercial and Industrial Buildings | Standard | FALSE | [9 empty] | 42222 |  |  | NotYetVerified |  | 3 | 14100 | 108.5 | 130 |  |  | 5300 | 75
PRD7HPKC | Tamlite Lighting | Tamlite Lighting | SCH18-39600D9L830-XXX | Indoor Luminaires | High-Bay | High-Bay Luminaires for Commercial and Industrial Buildings | Standard | TRUE | 31560 | 82 | 384.2 | 15.1 | 0.959 | 3111 | 83.4 | 5 |  | 42221 |  |  | NotYetVerified |  | 3 | 31560 | 82 | 384.9 | 15.1 | 0.959 | 3111 | 83.4
PQ2UU49Y | Tamlite Lighting | Tamlite Lighting | CTWLED4-17600D4L830 | Indoor Luminaires | High-Bay | High-Bay Luminaires for Commercial and Industrial Buildings | Standard | TRUE | 14790 | 96.5 | 152.9 | 14.8 | 0.954 | 3084 | 83.3 | 5 |  | 42221 |  |  | NotYetVerified |  | 3 | 14790 | 96.5 | 154.7 | 14.8 | 0.954 | 3084 | 83.3
PDWTUQDG | Tamlite Lighting | Tamlite Lighting | SCH12-13200D3L830-XXX | Indoor Luminaires | High-Bay | High-Bay Luminaires for Commercial and Industrial Buildings | Standard | TRUE | 11670 | 97.9 | 119.2 | 14.1 | 0.953 | 3063 | 82.9 | 5 |  | 42221 |  |  | NotYetVerified |  | 3 | 11670 | 97.9 | 119.8 | 14.1 | 0.953 | 3063 | 82.9
P57T3H5R | Tamlite Lighting | Tamlite Lighting | CTWLED4-8800D2L830 | Indoor Luminaires | High-Bay | Low-Bay Luminaires for Commercial and Industrial Buildings | Standard | TRUE | 7380 | 96 | 77.63 | 15.4 | 0.952 | 3074 | 83.4 | 5 |  | 42221 |  |  | NotYetVerified |  | 3 | 7380 | 96 | 77.63 | 15.4 | 0.952 | 3073 | 83.4
PWVHNHUE | Lamar Lighting | HBL3 Series | HBL3-48-40 | Indoor Luminaires | High-Bay | High-Bay Luminaires for Commercial and Industrial Buildings | Standard | TRUE | 15383.1 | 98.5 | 156.18 | 8.6 | 0.945 | 4085 | 83 | 5 | 50000 | 42221 |  |  | NotYetVerified |  | 3 | 15383.13 | 98.496 | 156.18 | 8.6 | 0.998 | 4085 | 82.5
PMJ131ZH | Atlas Lighting Products | Atlas Lighting Products Inc. | ILH150LED4S | Indoor Luminaires | High-Bay | High-Bay Luminaires for Commercial and Industrial Buildings | Standard | TRUE | 18590 | 119.76 | 155.23 | 14.05 | 0.941 | 4592 | 82.3 | 5 | 100000 | 42221 |  |  | Yes |  | 3 | 18590 | 119.7 | 155.2 | 14.05 | 0.941 | 4592 | 82.3
PP5PMWB9 | Titan LED Inc. | Titan LED | 33D-BR-3P-84-7-80 | Indoor Luminaires | High-Bay | High-Bay Luminaires for Commercial and Industrial Buildings | Standard | TRUE | 16680.06 | 90 | 185.25 | 13 | 0.92 | 5368 | 76 | 6 | 50000 | 42221 |  |  | NotYetVerified |  | 3 | 16680 | 93 | 180 | 13 | 1 | 5700 | 76
P6AYYPSQ | Guangzhou Ledia Lighting Technology Company Limited | LEDIA | LD-PD-C054-RD30 | Indoor Luminaires | High-Bay | Low-Bay Luminaires for Commercial and Industrial Buildings | Standard | TRUE | 5138.54 | 104.65 | 49.1 | 6.8 | 0.917 | 2914 | 82.6 | 5 | 50000 | 42221 |  |  | NotYetVerified |  | 3 | 5138.54 | 104.65 | 49.1 | 10.1 | 0.99 | 2914 | 83
PDY5XPW9 | Tamlite Lighting | Tamlite Lighting | CTWLED4-10560D2L850 | Indoor Luminaires | High-Bay | Low-Bay Luminaires for Commercial and Industrial Buildings | Standard | FALSE | [9 empty] | 42221 |  |  | NotYetVerified |  | 3 | 10550 | 119 | 88.41 | 14.8 | 0.962 | 5176 | 84.7
PCGP8DB3 | Tamlite Lighting | Tamlite Lighting | SCH12-13200D3L850-XXX | Indoor Luminaires | High-Bay | High-Bay Luminaires for Commercial and Industrial Buildings | Standard | FALSE | [9 empty] | 42221 |  |  | NotYetVerified |  | 3 | 13530 | 113.9 | 118.4 | 6.76 | 0.996 | 5153 | 84.1
PV1M87V5 | Tamlite Lighting | Tamlite Lighting | CTWLED4-17600D4L850 | Indoor Luminaires | High-Bay | High-Bay Luminaires for Commercial and Industrial Buildings | Standard | FALSE | [9 empty] | 42221 |  |  | NotYetVerified |  | 3 | 17000 | 119 | 142 | 14.5 | 0.952 | 5050 | 83.6
PY425X2H | Tamlite Lighting | Tamlite Lighting | SCH18-39600D9L850-XXX | Indoor Luminaires | High-Bay | High-Bay Luminaires for Commercial and Industrial Buildings | Standard | FALSE | [9 empty] | 42221 |  |  | NotYetVerified |  | 3 | 39600 | 110 | 360 | 6 | 0.994 | 5000 | 84
PC613UGJ | Tamlite Lighting | Tamlite Lighting | SCH18-19800D4L850-XXX | Indoor Luminaires | High-Bay | High-Bay Luminaires for Commercial and Industrial Buildings | Standard | FALSE | [9 empty] | 42221 |  |  | NotYetVerified |  | 3 | 18000 | 112 | 160 | 6 | 0.995 | 5000 | 84
PCHNER5B | Tamlite Lighting | Tamlite Lighting | CTWLED4-8800D2L850 | Indoor Luminaires | High-Bay | Low-Bay Luminaires for Commercial and Industrial Buildings | Standard | FALSE | [9 empty] | 42221 |  |  | NotYetVerified |  | 3 | 8700 | 116 | 75 | 15 | 0.953 | 5000 | 83.5
PAVMHW1N | Tamlite Lighting | Tamlite Lighting | SCH15-33000D8L850-XXX | Indoor Luminaires | High-Bay | High-Bay Luminaires for Commercial and Industrial Buildings | Standard | FALSE | [9 empty] | 42221 |  |  | NotYetVerified |  | 3 | 33000 | 100 | 320 | 6 | 0.994 | 5000 | 83
P9MTA84X | Tamlite Lighting | Tamlite Lighting | SCH15-16500D4L850-XXX | Indoor Luminaires | High-Bay | High-Bay Luminaires for Commercial and Industrial Buildings | Standard | FALSE | [9 empty] | 42221 |  |  | NotYetVerified |  | 3 | 16300 | 103 | 160 | 6 | 0.994 | 5000 | 83
PEUZKRX2 | Tamlite Lighting | Tamlite Lighting | SCH12-26400D6L850-XXX | Indoor Luminaires | High-Bay | High-Bay Luminaires for Commercial and Industrial Buildings | Standard | FALSE | [9 empty] | 42221 |  |  | NotYetVerified |  | 3 | 26400 | 110 | 240 | 5 | 0.995 | 5000 | 83
P5SEVYHZ | Tamlite Lighting | Tamlite Lighting | CTWLED4-17600D4L840 | Indoor Luminaires | High-Bay | High-Bay Luminaires for Commercial and Industrial Buildings | Standard | FALSE | [9 empty] | 42221 |  |  | NotYetVerified |  | 3 | 16500 | 107 | 153 | 14.6 | 0.954 | 4055 | 84.5
PPUXTVGH | Tamlite Lighting | Tamlite Lighting | SCH18-39600D9L840-XXX | Indoor Luminaires | High-Bay | High-Bay Luminaires for Commercial and Industrial Buildings | Standard | FALSE | [9 empty] | 42221 |  |  | NotYetVerified |  | 3 | 38322 | 112.2 | 341.63 | 5.87 | 0.997 | 4045 | 83
P99YJHX3 | Tamlite Lighting | Tamlite Lighting | CTWLED4-10560D2L840 | Indoor Luminaires | High-Bay | Low-Bay Luminaires for Commercial and Industrial Buildings | Standard | FALSE | [9 empty] | 42221 |  |  | NotYetVerified |  | 3 | 9600 | 109 | 89 | 14.8 | 0.952 | 4025 | 82.4
PD5UH9YN | Tamlite Lighting | Tamlite Lighting | SCH12-13200D3L840-XXX | Indoor Luminaires | High-Bay | High-Bay Luminaires for Commercial and Industrial Buildings | Standard | FALSE | [9 empty] | 42221 |  |  | NotYetVerified |  | 3 | 13200 | 110 | 120 | 16 | 0.968 | 4000 | 84
PA7RTX41 | Tamlite Lighting | Tamlite Lighting | SCH12-26400D6L840-XXX | Indoor Luminaires | High-Bay | High-Bay Luminaires for Commercial and Industrial Buildings | Standard | FALSE | [9 empty] | 42221 |  |  | NotYetVerified |  | 3 | 26000 | 108 | 240 | 9 | 0.968 | 4000 | 84
PCSKNYKY | Tamlite Lighting | Tamlite Lighting | CTWLED4-8800D2L840 | Indoor Luminaires | High-Bay | Low-Bay Luminaires for Commercial and Industrial Buildings | Standard | FALSE | [9 empty] | 42221 |  |  | NotYetVerified |  | 3 | 8800 | 110 | 80 | 15 | 0.951 | 4000 | 83.5
P1WUHN2Q | Tamlite Lighting | Tamlite Lighting | SCH15-16500D4L840-XXX | Indoor Luminaires | High-Bay | High-Bay Luminaires for Commercial and Industrial Buildings | Standard | FALSE | [9 empty] | 42221 |  |  | NotYetVerified |  | 3 | 16000 | 103 | 155 | 8 | 0.968 | 4000 | 83
PN75GQG9 | Tamlite Lighting | Tamlite Lighting | SCH18-19800D4L840-XXX | Indoor Luminaires | High-Bay | High-Bay Luminaires for Commercial and Industrial Buildings | Standard | FALSE | [9 empty] | 42221 |  |  | NotYetVerified |  | 3 | 17000 | 106 | 160 | 6 | 0.996 | 4000 | 83
PN5H18ZU | Tamlite Lighting | Tamlite Lighting | SCH15-33000D8L840-XXX | Indoor Luminaires | High-Bay | High-Bay Luminaires for Commercial and Industrial Buildings | Standard | FALSE | [9 empty] | 42221 |  |  | NotYetVerified |  | 3 | 32000 | 100 | 320 | 8 | 0.968 | 4000 | 82
PPY5ZGWB | Tamlite Lighting | Tamlite Lighting | CTWLED4-17600D4L835 | Indoor Luminaires | High-Bay | High-Bay Luminaires for Commercial and Industrial Buildings | Standard | FALSE | [9 empty] | 42221 |  |  | NotYetVerified |  | 3 | 15420 | 101 | 153.6 | 14.5 | 0.954 | 3523 | 83.9
P4P9HRJ1 | Tamlite Lighting | Tamlite Lighting | CTWLED4-10560D2L835 | Indoor Luminaires | High-Bay | Low-Bay Luminaires for Commercial and Industrial Buildings | Standard | FALSE | [9 empty] | 42221 |  |  | NotYetVerified |  | 3 | 9200 | 103 | 89 | 14.8 | 0.952 | 3515 | 82.5
PXNTFM6S | Tamlite Lighting | Tamlite Lighting | SCH12-26400D6L835-XXX | Indoor Luminaires | High-Bay | High-Bay Luminaires for Commercial and Industrial Buildings | Standard | FALSE | [9 empty] | 42221 |  |  | NotYetVerified |  | 3 | 26000 | 108 | 240 | 16 | 0.953 | 3500 | 84
PT1D7XGC | Tamlite Lighting | Tamlite Lighting | SCH18-39600D9L835-XXX | Indoor Luminaires | High-Bay | High-Bay Luminaires for Commercial and Industrial Buildings | Standard | FALSE | [9 empty] | 42221 |  |  | NotYetVerified |  | 3 | 39600 | 110 | 360 | 17 | 0.967 | 3500 | 83
PDJC6SHV | Tamlite Lighting | Tamlite Lighting | SCH15-33000D8L835-XXX | Indoor Luminaires | High-Bay | High-Bay Luminaires for Commercial and Industrial Buildings | Standard | FALSE | [9 empty] | 42221 |  |  | NotYetVerified |  | 3 | 32000 | 100 | 320 | 17 | 0.953 | 3500 | 83
PCDA35XJ | Tamlite Lighting | Tamlite Lighting | SCH15-16500D4L835-XXX | Indoor Luminaires | High-Bay | High-Bay Luminaires for Commercial and Industrial Buildings | Standard | FALSE | [9 empty] | 42221 |  |  | NotYetVerified |  | 3 | 16000 | 103 | 155 | 16 | 0.953 | 3500 | 83
PBBBYXGH | Tamlite Lighting | Tamlite Lighting | CTWLED4-8800D2L835 | Indoor Luminaires | High-Bay | Low-Bay Luminaires for Commercial and Industrial Buildings | Standard | FALSE | [9 empty] | 42221 |  |  | NotYetVerified |  | 3 | 7996 | 104 | 82.4 | 15.1 | 0.953 | 3500 | 82.4
P5AZQZWN | Tamlite Lighting | Tamlite Lighting | SCH12-13200D3L835-XXX | Indoor Luminaires | High-Bay | High-Bay Luminaires for Commercial and Industrial Buildings | Standard | FALSE | [9 empty] | 42221 |  |  | NotYetVerified |  | 3 | 12580 | 106 | 119.8 | 18 | 0.924 | 3486 | 83.5
PH9X7W72 | Tamlite Lighting | Tamlite Lighting | SCH18-19800D4L835-XXX | Indoor Luminaires | High-Bay | High-Bay Luminaires for Commercial and Industrial Buildings | Standard | FALSE | [9 empty] | 42221 |  |  | NotYetVerified |  | 3 | 14680 | 109 | 134.7 | 17.1 | 0.953 | 3464 | 83.6
PTRGVVZW | Tamlite Lighting | Tamlite Lighting | CTWLED4-10560D2L830 | Indoor Luminaires | High-Bay | Low-Bay Luminaires for Commercial and Industrial Buildings | Standard | FALSE | [9 empty] | 42221 |  |  | NotYetVerified |  | 3 | 8969 | 97 | 92.25 | 15 | 0.953 | 3080 | 83.5
P1RPZV5E | Tamlite Lighting | Tamlite Lighting | SCH18-19800D4L830-XXX | Indoor Luminaires | High-Bay | High-Bay Luminaires for Commercial and Industrial Buildings | Standard | FALSE | [9 empty] | 42221 |  |  | NotYetVerified |  | 3 | 17160 | 93.3 | 183.4 | 14.7 | 0.963 | 3065 | 83
PBM75M7A | Tamlite Lighting | Tamlite Lighting | SCH15-16500D4L830-XXX | Indoor Luminaires | High-Bay | High-Bay Luminaires for Commercial and Industrial Buildings | Standard | FALSE | [9 empty] | 42221 |  |  | NotYetVerified |  | 3 | 15500 | 96.87 | 160 | 14 | 0.941 | 3030 | 82
PXUQTXJU | Tamlite Lighting | Tamlite Lighting | SCH15-33000D8L830-XXX | Indoor Luminaires | High-Bay | High-Bay Luminaires for Commercial and Industrial Buildings | Standard | FALSE | [9 empty] | 42221 |  |  | NotYetVerified |  | 3 | 32000 | 85 | 375 | 14 | 0.953 | 3025 | 83
P9VX3RMN | Tamlite Lighting | Tamlite Lighting | SCH12-26400D6L830-XXX | Indoor Luminaires | High-Bay | High-Bay Luminaires for Commercial and Industrial Buildings | Standard | FALSE | [9 empty] | 42221 |  |  | NotYetVerified |  | 3 | 24000 | 97.9 | 245 | 14 | 0.953 | 3020 | 83
PMZUH46S | Lamar Lighting | HBL3 Series | HBL3-48-50 | Indoor Luminaires | High-Bay | High-Bay Luminaires for Commercial and Industrial Buildings | Standard | FALSE | [9 empty] | 42221 |  |  | NotYetVerified |  | 3 | 15614.621 | 99.908 | 156.29 | 8.6 | 0.999 | 5214 | 83.3
PGV6JTYJ | Guangzhou Ledia Lighting Technology Company Limited | LEDIA | LD-PD-C054-RX50 | Indoor Luminaires | High-Bay | Low-Bay Luminaires for Commercial and Industrial Buildings | Standard | FALSE | [9 empty] | 42221 |  |  | NotYetVerified |  | 3 | 5940 | 110 | 54 | 10.1 | 0.99 | 5000 | 83
PNJRV9YA | Guangzhou Ledia Lighting Technology Company Limited | LEDIA | LD-PD-C054-RD50 | Indoor Luminaires | High-Bay | Low-Bay Luminaires for Commercial and Industrial Buildings | Standard | FALSE | [9 empty] | 42221 |  |  | NotYetVerified |  | 3 | 5940 | 110 | 54 | 10.1 | 0.99 | 5000 | 83
PSZ7MRMT | Guangzhou Ledia Lighting Technology Company Limited | LEDIA | LD-PD-C054-RX45 | Indoor Luminaires | High-Bay | Low-Bay Luminaires for Commercial and Industrial Buildings | Standard | FALSE | [9 empty] | 42221 |  |  | NotYetVerified |  | 3 | 5940 | 110 | 54 | 10.1 | 0.99 | 4500 | 83
PDYQRTWR | Guangzhou Ledia Lighting Technology Company Limited | LEDIA | LD-PD-C054-RD45 | Indoor Luminaires | High-Bay | Low-Bay Luminaires for Commercial and Industrial Buildings | Standard | FALSE | [9 empty] | 42221 |  |  | NotYetVerified |  | 3 | 5940 | 110 | 54 | 10.1 | 0.99 | 4500 | 83
P4YBV4C2 | Guangzhou Ledia Lighting Technology Company Limited | LEDIA | LD-PD-C054-RX40 | Indoor Luminaires | High-Bay | Low-Bay Luminaires for Commercial and Industrial Buildings | Standard | FALSE | [9 empty] | 42221 |  |  | NotYetVerified |  | 3 | 5940 | 110 | 54 | 10.1 | 0.99 | 4000 | 83
P4ZEQGY6 | Guangzhou Ledia Lighting Technology Company Limited | LEDIA | LD-PD-C054-RD40 | Indoor Luminaires | High-Bay | Low-Bay Luminaires for Commercial and Industrial Buildings | Standard | FALSE | [9 empty] | 42221 |  |  | NotYetVerified |  | 3 | 5940 | 110 | 54 | 10.1 | 0.99 | 4000 | 83
PVH1WAN6 | Guangzhou Ledia Lighting Technology Company Limited | LEDIA | LD-PD-C054-RX35 | Indoor Luminaires | High-Bay | Low-Bay Luminaires for Commercial and Industrial Buildings | Standard | FALSE | [9 empty] | 42221 |  |  | NotYetVerified |  | 3 | 5940 | 110 | 54 | 10.1 | 0.99 | 3500 | 83
PC4MHT45 | Guangzhou Ledia Lighting Technology Company Limited | LEDIA | LD-PD-C054-RD35 | Indoor Luminaires | High-Bay | Low-Bay Luminaires for Commercial and Industrial Buildings | Standard | FALSE | [9 empty] | 42221 |  |  | NotYetVerified |  | 3 | 5940 | 110 | 54 | 10.1 | 0.99 | 3500 | 83
PC36YTU2 | Guangzhou Ledia Lighting Technology Company Limited | LEDIA | LD-PD-C054-RX30 | Indoor Luminaires | High-Bay | Low-Bay Luminaires for Commercial and Industrial Buildings | Standard | FALSE | [9 empty] | 42221 |  |  | NotYetVerified |  | 3 | 5138.54 | 104.65 | 49.1 | 10.1 | 0.99 | 2914 | 83
PJ3KSR7M | GE Lighting Solutions | GE Lumination | IS-[1 C S]8-D-F5-M-X-XXXX | Indoor Luminaires | High-Bay | Low-Bay Luminaires for Commercial and Industrial Buildings | Premium | FALSE | [9 empty] | 42221 |  |  | No |  | 3 | 11000 | 122 | 90 | 20 | 0.9 | 5000 | 82
P5V3QWTS | GE Lighting Solutions | GE Lumination | IS-[1 C S]8-D-K5-M-X-XXXX | Indoor Luminaires | High-Bay | Low-Bay Luminaires for Commercial and Industrial Buildings | Premium | FALSE | [9 empty] | 42221 | Dimmable | Continuous Below 10 | No |  | 3 | 11000 | 122 | 90 | 20 | 0.9 | 5000 | 82
PF178FMD | GE Lighting Solutions | GE Lumination | IS-[1 C S]8-D-B5-M-X-XXXX | Indoor Luminaires | High-Bay | Low-Bay Luminaires for Commercial and Industrial Buildings | Premium | FALSE | [9 empty] | 42221 |  |  | No |  | 3 | 10400 | 116 | 90 | 20 | 0.9 | 5000 | 82
PRDDEPC2 | GE Lighting Solutions | GE Lumination | IS-[1 C S]8-D-J5-M-X-XXXX | Indoor Luminaires | High-Bay | Low-Bay Luminaires for Commercial and Industrial Buildings | Premium | FALSE | [9 empty] | 42221 |  |  | No |  | 3 | 8600 | 123 | 70 | 20 | 0.9 | 5000 | 82
PB6QCSQ3 | GE Lighting Solutions | GE Lumination | IS-[1 C S]8-D-E5-M-X-XXXX | Indoor Luminaires | High-Bay | Low-Bay Luminaires for Commercial and Industrial Buildings | Premium | FALSE | [9 empty] | 42221 | Dimmable | Continuous Below 10 | No |  | 3 | 8600 | 123 | 70 | 20 | 0.9 | 5000 | 82
P3CYECCH | GE Lighting Solutions | GE Lumination | IS-[1 C S]8-D-A5-M-X-XXXX | Indoor Luminaires | High-Bay | Low-Bay Luminaires for Commercial and Industrial Buildings | Premium | FALSE | [9 empty] | 42221 | Dimmable | Continuous Below 10 | No |  | 3 | 8400 | 120 | 70 | 20 | 0.9 | 5000 | 82
PM2F72DN | GE Lighting Solutions | GE Lumination | IS-[1 C S]8-D-F3-M-X-XXXX | Indoor Luminaires | High-Bay | Low-Bay Luminaires for Commercial and Industrial Buildings | Premium | FALSE | [9 empty] | 42221 |  |  | No |  | 3 | 10400 | 116 | 90 | 20 | 0.9 | 4000 | 83
PCEWBSS3 | GE Lighting Solutions | GE Lumination | IS-[1 C S]8-D-K3-M-X-XXXX | Indoor Luminaires | High-Bay | Low-Bay Luminaires for Commercial and Industrial Buildings | Premium | FALSE | [9 empty] | 42221 | Dimmable | Continuous Below 10 | No |  | 3 | 10400 | 116 | 90 | 20 | 0.9 | 4000 | 83
PQAZEW16 | GE Lighting Solutions | GE Lumination | IS-[1 C S]8-D-B3-M-X-XXXX | Indoor Luminaires | High-Bay | Low-Bay Luminaires for Commercial and Industrial Buildings | Premium | FALSE | [9 empty] | 42221 |  |  | No |  | 3 | 10100 | 112 | 90 | 20 | 0.9 | 4000 | 83
PC8PC9XY | GE Lighting Solutions | GE Lumination | IS-[1 C S]8-D-E3-M-X-XXXX | Indoor Luminaires | High-Bay | Low-Bay Luminaires for Commercial and Industrial Buildings | Premium | FALSE | [9 empty] | 42221 | Dimmable | Continuous Below 10 | No |  | 3 | 8400 | 120 | 70 | 20 | 0.9 | 4000 | 83
P5S5Z7KK | GE Lighting Solutions | GE Lumination | IS-[1 C S]8-D-J3-M-X-XXXX | Indoor Luminaires | High-Bay | Low-Bay Luminaires for Commercial and Industrial Buildings | Premium | FALSE | [9 empty] | 42221 | Dimmable | Continuous Below 10 | No |  | 3 | 8400 | 120 | 70 | 20 | 0.9 | 4000 | 83
PH654AJZ | GE Lighting Solutions | GE Lumination | IS-[1 C S]8-D-A3-M-X-XXXX | Indoor Luminaires | High-Bay | Low-Bay Luminaires for Commercial and Industrial Buildings | Premium | FALSE | [9 empty] | 42221 |  |  | No |  | 3 | 8200 | 117 | 70 | 20 | 0.9 | 4000 | 83
PGGFHTM3 | GE Lighting Solutions | GE Lumination | IS-[1 C S]8-D-K2-M-X-XXXX | Indoor Luminaires | High-Bay | Low-Bay Luminaires for Commercial and Industrial Buildings | Premium | FALSE | [9 empty] | 42221 |  |  | No |  | 3 | 9900 | 110 | 90 | 20 | 0.9 | 3500 | 83
P5EYPT3W | GE Lighting Solutions | GE Lumination | IS-[1 C S]8-D-F2-M-X-XXXX | Indoor Luminaires | High-Bay | Low-Bay Luminaires for Commercial and Industrial Buildings | Premium | FALSE | [9 empty] | 42221 | Dimmable | Continuous Below 10 | No |  | 3 | 9900 | 110 | 90 | 20 | 0.9 | 3500 | 83
PT5V4FXX | GE Lighting Solutions | GE Lumination | IS-[1 C S]8-D-B2-M-X-XXXX | Indoor Luminaires | High-Bay | Low-Bay Luminaires for Commercial and Industrial Buildings | Premium | FALSE | [9 empty] | 42221 |  |  | No |  | 3 | 9800 | 109 | 90 | 20 | 0.9 | 3500 | 83
PG7SJJEB | GE Lighting Solutions | GE Lumination | IS-[1 C S]8-D-A2-M-X-XXXX | Indoor Luminaires | High-Bay | Low-Bay Luminaires for Commercial and Industrial Buildings | Premium | FALSE | [9 empty] | 42221 |  |  | No |  | 3 | 8000 | 114 | 70 | 20 | 0.9 | 3500 | 83
PEW2TYGZ | GE Lighting Solutions | GE Lumination | IS-[1 C S]8-D-E2-M-X-XXXX | Indoor Luminaires | High-Bay | Low-Bay Luminaires for Commercial and Industrial Buildings | Premium | FALSE | [9 empty] | 42221 |  |  | No |  | 3 | 8000 | 114 | 70 | 20 | 0.9 | 3500 | 83
PCKCWDGD | GE Lighting Solutions | GE Lumination | IS-[1 C S]8-D-J2-M-X-XXXX | Indoor Luminaires | High-Bay | Low-Bay Luminaires for Commercial and Industrial Buildings | Premium | FALSE | [9 empty] | 42221 | Dimmable | Continuous Below 10 | No |  | 3 | 8000 | 114 | 70 | 20 | 0.9 | 3500 | 83
PRHTZ3V6 | Aimlite Lighting Products | AimLite | WPFH-LA3-2/35K/XX [120V ONLY] | Indoor Luminaires | High-Bay | High-Bay Luminaires for Commercial and Industrial Buildings | Standard | TRUE | 17763 | 119.2 | 149.05 | 12.42 | 0.993 | 3544 | 83.03 | 5 | 50000 | 42219 |  |  | NotYetVerified |  | 3 | 17763 | 119.2 | 149.05 | 12.42 | 0.993 | 3544 | 83.03
P4U766C1 | Universal Lighting Technologies | Everline | VTL4-16K850-U | Indoor Luminaires | High-Bay | High-Bay Luminaires for Commercial and Industrial Buildings | Standard | TRUE | 20630 | 121 | 169.9 | 9.4 | 0.984 | 5046 | 82.5 | 5 | 60000 | 42219 |  |  | NotYetVerified |  | 3 | 20630 | 121 | 169.9 | 9.4 | 0.984 | 5046 | 82.5
P274ZSG6 | Aimlite Lighting Products | AimLite | WPFH-LA3-8/35K/XX | Indoor Luminaires | High-Bay | High-Bay Luminaires for Commercial and Industrial Buildings | Standard | TRUE | 17808 | 122.7 | 145.1 | 7.52 | 0.979 | 3529 | 82.99 | 5 | 50000 | 42219 |  |  | NotYetVerified |  | 3 | 17808 | 122.7 | 145.1 | 7.52 | 0.979 | 3529 | 82.99
PZ2DB4HC | Aimlite Lighting Products | AimLite | WPFH-LA4-8/50K/XX | Indoor Luminaires | High-Bay | High-Bay Luminaires for Commercial and Industrial Buildings | Standard | TRUE | 20985 | 99.5 | 210.88 | 12.24 | 0.976 | 5122 | 84.34 | 5 | 50000 | 42219 |  |  | NotYetVerified |  | 3 | 20985 | 99.5 | 210.88 | 7.04 | 0.993 | 5122 | 84.34
PMTY8XDB | NANJING JISHAN LIGHTING TECHNOLOGY CO. LTD | Jishan | JS(I)-(LIN-1204-200W)(3000K) | Indoor Luminaires | High-Bay | High-Bay Luminaires for Commercial and Industrial Buildings | Standard | TRUE | 24366.48 | 112.28 | 217.01 | 9.1 | 0.946 | 2997 | 81.5 | 5 | 50000 | 42219 |  |  | NotYetVerified |  | 3 | 24366.48 | 112.28 | 217.01 | 5.2 | 0.997 | 2997 | 82
P783QHA1 | Neptun Light Inc. | Neptun | LED-17100-PC-UNV-850-X-[C3 or PC3] | Indoor Luminaires | High-Bay | Low-Bay Luminaires for Commercial and Industrial Buildings | Standard | TRUE | 9736.831 | 99.345 | 97.92 | 11.41 | 0.932 | 4898 | 83.5 | 5 | 75000 | 42219 |  |  | NotYetVerified |  | 3 | 9736.83 | 99.35 | 98.01 | 6.89 | 0.995 | 4898 | 83.5
PR3UHTDJ | Neptun Light Inc. | Neptun | LED-17050-PC-UNV-850-X-[C3 or PC3] | Indoor Luminaires | High-Bay | Low-Bay Luminaires for Commercial and Industrial Buildings | Standard | TRUE | 5630.196 | 113.079 | 49.79 | 11.41 | 0.932 | 4811 | 83.2 | 5 | 75000 | 42219 |  |  | NotYetVerified |  | 3 | 5630.2 | 113.08 | 49.79 | 6.69 | 0.985 | 4811 | 83.2
P1D1QF7J | NANJING JISHAN LIGHTING TECHNOLOGY CO. LTD | Jishan | JS(I)-(LIN-0604-100W)(3000K) | Indoor Luminaires | High-Bay | High-Bay Luminaires for Commercial and Industrial Buildings | Standard | TRUE | 11487.73 | 112.67 | 101.96 | 23.1 | 0.925 | 2932 | 81 | 5 | 50000 | 42219 |  |  | NotYetVerified |  | 3 | 11487.73 | 112.67 | 101.96 | 7.9 | 0.992 | 2932 | 81
PN4B27MZ | NANJING JISHAN LIGHTING TECHNOLOGY CO. LTD | Jishan | JS(I)-(LIN-0904-150W)(3000K) | Indoor Luminaires | High-Bay | High-Bay Luminaires for Commercial and Industrial Buildings | Standard | TRUE | 18012.44 | 112.92 | 159.51 | 11.6 | 0.92 | 2939 | 81 | 5 | 50000 | 42219 |  |  | NotYetVerified |  | 3 | 18012.44 | 112.92 | 159.51 | 5.7 | 0.994 | 2939 | 81
P2QTN6P9 | Neptun Light Inc. | Neptun | LED-17100-PC-UNV-0-10VDIM-850-X-[C3 or PC3] | Indoor Luminaires | High-Bay | Low-Bay Luminaires for Commercial and Industrial Buildings | Standard | FALSE | [9 empty] | 42219 |  |  | NotYetVerified |  | 3 | 9736.83 | 99.35 | 98.01 | 6.89 | 0.995 | 4898 | 83.5
PGNUBM33 | Neptun Light Inc. | Neptun | LED-17100-PC-UNV-BL-DIM-850-X-[C3 or PC3] | Indoor Luminaires | High-Bay | Low-Bay Luminaires for Commercial and Industrial Buildings | Standard | FALSE | [9 empty] | 42219 |  |  | NotYetVerified |  | 3 | 9736.83 | 99.35 | 98.01 | 6.89 | 0.995 | 4898 | 83.5
PBHRW4PY | Neptun Light Inc. | Neptun | LED-17080-PC-UNV-0-10VDIM-850-X-[C3 or PC3] | Indoor Luminaires | High-Bay | Low-Bay Luminaires for Commercial and Industrial Buildings | Standard | FALSE | [9 empty] | 42219 |  |  | NotYetVerified |  | 3 | 8252.65 | 102.77 | 80.3 | 6.79 | 0.993 | 4866 | 83.4
PCJ3ZF65 | Neptun Light Inc. | Neptun | LED-17080-PC-UNV-850-X-[C3 or PC3] | Indoor Luminaires | High-Bay | Low-Bay Luminaires for Commercial and Industrial Buildings | Standard | FALSE | [9 empty] | 42219 |  |  | NotYetVerified |  | 3 | 8252.65 | 102.77 | 80.3 | 6.79 | 0.993 | 4866 | 83.4
PDQH3KA2 | Neptun Light Inc. | Neptun | LED-17080-PC-UNV-BL-DIM-850-X-[C3 or PC3] | Indoor Luminaires | High-Bay | Low-Bay Luminaires for Commercial and Industrial Buildings | Standard | FALSE | [9 empty] | 42219 |  |  | NotYetVerified |  | 3 | 8252.65 | 102.77 | 80.3 | 6.79 | 0.993 | 4866 | 83.4
PUAB63G4 | Neptun Light Inc. | Neptun | LED-17050-PC-UNV-0-10VDIM-850-X-[C3 or PC3] | Indoor Luminaires | High-Bay | Low-Bay Luminaires for Commercial and Industrial Buildings | Standard | FALSE | [9 empty] | 42219 |  |  | NotYetVerified |  | 3 | 5630.2 | 113.08 | 49.79 | 6.69 | 0.985 | 4811 | 83.2
P2AD1FG5 | Neptun Light Inc. | Neptun | LED-17050-PC-UNV-BL-DIM-850-X-[C3 or PC3] | Indoor Luminaires | High-Bay | Low-Bay Luminaires for Commercial and Industrial Buildings | Standard | FALSE | [9 empty] | 42219 |  |  | NotYetVerified |  | 3 | 5630.2 | 113.08 | 49.79 | 6.69 | 0.985 | 4811 | 83.2
PJCY5Q6Y | NANJING JISHAN LIGHTING TECHNOLOGY CO. LTD | Jishan | JS(I)-(LIN-1204-200W)(5700K) | Indoor Luminaires | High-Bay | High-Bay Luminaires for Commercial and Industrial Buildings | Standard | FALSE | [9 empty] | 42219 |  |  | NotYetVerified |  | 3 | 26000 | 130 | 200 | 5.2 | 0.997 | 5700 | 82
PJPEHWRD | NANJING JISHAN LIGHTING TECHNOLOGY CO. LTD | Jishan | JS(I)-(LIN-0604-100W)(5700K) | Indoor Luminaires | High-Bay | High-Bay Luminaires for Commercial and Industrial Buildings | Standard | FALSE | [9 empty] | 42219 |  |  | NotYetVerified |  | 3 | 11990 | 119.9 | 100 | 7.9 | 0.992 | 5700 | 81
P2E2RMG1 | NANJING JISHAN LIGHTING TECHNOLOGY CO. LTD | Jishan | JS(I)-(LIN-0904-150W)(5700K) | Indoor Luminaires | High-Bay | High-Bay Luminaires for Commercial and Industrial Buildings | Standard | FALSE | [9 empty] | 42219 |  |  | NotYetVerified |  | 3 | 20000 | 133.33 | 150 | 5.7 | 0.994 | 5700 | 81
PHCP1Q15 | NANJING JISHAN LIGHTING TECHNOLOGY CO. LTD | Jishan | JS(I)-(LIN-1204-200W)(5500K) | Indoor Luminaires | High-Bay | High-Bay Luminaires for Commercial and Industrial Buildings | Standard | FALSE | [9 empty] | 42219 |  |  | NotYetVerified |  | 3 | 25000 | 125 | 200 | 5.2 | 0.997 | 5500 | 82
PVC5CBDT | NANJING JISHAN LIGHTING TECHNOLOGY CO. LTD | Jishan | JS(I)-(LIN-0604-100W)(5500K) | Indoor Luminaires | High-Bay | High-Bay Luminaires for Commercial and Industrial Buildings | Standard | FALSE | [9 empty] | 42219 |  |  | NotYetVerified |  | 3 | 11660 | 116.6 | 100 | 7.9 | 0.992 | 5500 | 81
PCNK3K7S | NANJING JISHAN LIGHTING TECHNOLOGY CO. LTD | Jishan | JS(I)-(LIN-0904-150W)(5500K) | Indoor Luminaires | High-Bay | High-Bay Luminaires for Commercial and Industrial Buildings | Standard | FALSE | [9 empty] | 42219 |  |  | NotYetVerified |  | 3 | 19000 | 126.67 | 150 | 5.7 | 0.994 | 5500 | 81
P16PB1XW | NANJING JISHAN LIGHTING TECHNOLOGY CO. LTD | Jishan | JS(I)-(LIN-1204-200W)(5000K) | Indoor Luminaires | High-Bay | High-Bay Luminaires for Commercial and Industrial Buildings | Standard | FALSE | [9 empty] | 42219 |  |  | NotYetVerified |  | 3 | 25000 | 125 | 200 | 5.2 | 0.997 | 5000 | 82
PDFQ8BX8 | NANJING JISHAN LIGHTING TECHNOLOGY CO. LTD | Jishan | JS(I)-(LIN-0604-100W)(5000K) | Indoor Luminaires | High-Bay | High-Bay Luminaires for Commercial and Industrial Buildings | Standard | FALSE | [9 empty] | 42219 |  |  | NotYetVerified |  | 3 | 11660 | 116.6 | 100 | 7.9 | 0.992 | 5000 | 81
PZY4JH8P | NANJING JISHAN LIGHTING TECHNOLOGY CO. LTD | Jishan | JS(I)-(LIN-0904-150W)(5000K) | Indoor Luminaires | High-Bay | High-Bay Luminaires for Commercial and Industrial Buildings | Standard | FALSE | [9 empty] | 42219 |  |  | NotYetVerified |  | 3 | 19000 | 126.67 | 150 | 5.7 | 0.994 | 5000 | 81
PX2NYZEX | NANJING JISHAN LIGHTING TECHNOLOGY CO. LTD | Jishan | JS(I)-(LIN-1204-200W)(4500K) | Indoor Luminaires | High-Bay | High-Bay Luminaires for Commercial and Industrial Buildings | Standard | FALSE | [9 empty] | 42219 |  |  | NotYetVerified |  | 3 | 25000 | 125 | 200 | 5.2 | 0.997 | 4500 | 82
P8KMZ3JM | NANJING JISHAN LIGHTING TECHNOLOGY CO. LTD | Jishan | JS(I)-(LIN-0604-100W)(4500K) | Indoor Luminaires | High-Bay | High-Bay Luminaires for Commercial and Industrial Buildings | Standard | FALSE | [9 empty] | 42219 |  |  | NotYetVerified |  | 3 | 11600 | 116 | 100 | 7.9 | 0.992 | 4500 | 81
PCH85KJP | NANJING JISHAN LIGHTING TECHNOLOGY CO. LTD | Jishan | JS(I)-(LIN-0904-150W)(4500K) | Indoor Luminaires | High-Bay | High-Bay Luminaires for Commercial and Industrial Buildings | Standard | FALSE | [9 empty] | 42219 |  |  | NotYetVerified |  | 3 | 19000 | 126.67 | 150 | 5.7 | 0.994 | 4500 | 81
P9EXYKAD | NANJING JISHAN LIGHTING TECHNOLOGY CO. LTD | Jishan | JS(I)-(LIN-1204-200W)(4000K) | Indoor Luminaires | High-Bay | High-Bay Luminaires for Commercial and Industrial Buildings | Standard | FALSE | [9 empty] | 42219 |  |  | NotYetVerified |  | 3 | 25000 | 125 | 200 | 5.2 | 0.997 | 4000 | 82
PXRY1RHR | NANJING JISHAN LIGHTING TECHNOLOGY CO. LTD | Jishan | JS(I)-(LIN-0604-100W)(4000K) | Indoor Luminaires | High-Bay | High-Bay Luminaires for Commercial and Industrial Buildings | Standard | FALSE | [9 empty] | 42219 |  |  | NotYetVerified |  | 3 | 11600 | 116 | 100 | 7.9 | 0.992 | 4000 | 81
PUMVDA11 | NANJING JISHAN LIGHTING TECHNOLOGY CO. LTD | Jishan | JS(I)-(LIN-0904-150W)(4000K) | Indoor Luminaires | High-Bay | High-Bay Luminaires for Commercial and Industrial Buildings | Standard | FALSE | [9 empty] | 42219 |  |  | NotYetVerified |  | 3 | 19000 | 126.67 | 150 | 5.7 | 0.994 | 4000 | 81
PPQ1X5XM | NANJING JISHAN LIGHTING TECHNOLOGY CO. LTD | Jishan | JS(I)-(LIN-1204-200W)(3500K) | Indoor Luminaires | High-Bay | High-Bay Luminaires for Commercial and Industrial Buildings | Standard | FALSE | [9 empty] | 42219 |  |  | NotYetVerified |  | 3 | 25000 | 125 | 200 | 5.2 | 0.997 | 3500 | 82
PVD6XCKB | NANJING JISHAN LIGHTING TECHNOLOGY CO. LTD | Jishan | JS(I)-(LIN-0604-100W)(3500K) | Indoor Luminaires | High-Bay | High-Bay Luminaires for Commercial and Industrial Buildings | Standard | FALSE | [9 empty] | 42219 |  |  | NotYetVerified |  | 3 | 11600 | 116 | 100 | 7.9 | 0.992 | 3500 | 81
P1MJ89QX | NANJING JISHAN LIGHTING TECHNOLOGY CO. LTD | Jishan | JS(I)-(LIN-0904-150W)(3500K) | Indoor Luminaires | High-Bay | High-Bay Luminaires for Commercial and Industrial Buildings | Standard | FALSE | [9 empty] | 42219 |  |  | NotYetVerified |  | 3 | 19000 | 126.67 | 150 | 5.7 | 0.994 | 3500 | 81
P1HP9QM4 | Aimlite Lighting Products | AimLite | WPFH-LA3-2/50K/XX [ODIM] [120V ONLY] | Indoor Luminaires | High-Bay | High-Bay Luminaires for Commercial and Industrial Buildings | Standard | FALSE | [9 empty] | 42219 | Dimmable | Stepped | NotYetVerified |  | 3 | 17763 | 119.2 | 149.05 | 12.42 | 0.993 | 5122 | 84.34
P74MC6TX | Aimlite Lighting Products | AimLite | WPFH-LA4-2/50K/XX [ODIM] | Indoor Luminaires | High-Bay | High-Bay Luminaires for Commercial and Industrial Buildings | Standard | FALSE | [9 empty] | 42219 | Dimmable | Stepped | NotYetVerified |  | 3 | 20985 | 107.5 | 195.06 | 12.24 | 0.976 | 5122 | 84.34
PX411A7R | Aimlite Lighting Products | AimLite | WPFH-LA3-8/50K/XX [ODIM] | Indoor Luminaires | High-Bay | High-Bay Luminaires for Commercial and Industrial Buildings | Standard | FALSE | [9 empty] | 42219 | Dimmable | Stepped | NotYetVerified |  | 3 | 17808 | 122.7 | 145.1 | 7.52 | 0.979 | 5122 | 84.34
PB6N8XAK | Aimlite Lighting Products | AimLite | WPFH-LA4-8/50K/XX [ODIM] | Indoor Luminaires | High-Bay | High-Bay Luminaires for Commercial and Industrial Buildings | Standard | FALSE | [9 empty] | 42219 | Dimmable | Stepped | NotYetVerified |  | 3 | 20985 | 99.5 | 210.88 | 7.04 | 0.993 | 5122 | 84.34
P7CXZGYN | Aimlite Lighting Products | AimLite | WPFH-LA3-2/50K/XX [120V ONLY] | Indoor Luminaires | High-Bay | High-Bay Luminaires for Commercial and Industrial Buildings | Standard | FALSE | [9 empty] | 42219 | Dimmable | Continuous Below 10 | NotYetVerified |  | 3 | 17763 | 119.2 | 149.05 | 12.42 | 0.993 | 5122 | 84.34
PG5JZ2NU | Aimlite Lighting Products | AimLite | WPFH-LA4-2/50K/XX | Indoor Luminaires | High-Bay | High-Bay Luminaires for Commercial and Industrial Buildings | Standard | FALSE | [9 empty] | 42219 | Dimmable | Continuous Below 10 | NotYetVerified |  | 3 | 20985 | 107.5 | 195.06 | 12.24 | 0.976 | 5122 | 84.34
P7BQVCGM | Aimlite Lighting Products | AimLite | WPFH-LA3-8/50K/XX | Indoor Luminaires | High-Bay | High-Bay Luminaires for Commercial and Industrial Buildings | Standard | FALSE | [9 empty] | 42219 | Dimmable | Continuous Below 10 | NotYetVerified |  | 3 | 17808 | 122.7 | 145.1 | 7.52 | 0.979 | 5122 | 84.34
PNS9FP6S | Aimlite Lighting Products | AimLite | WPFH-LA4-2/40K/XX [ODIM] | Indoor Luminaires | High-Bay | High-Bay Luminaires for Commercial and Industrial Buildings | Standard | FALSE | [9 empty] | 42219 | Dimmable | Stepped | NotYetVerified |  | 3 | 21310 | 109.2 | 195.06 | 12.24 | 0.976 | 4000 | 83.34
PVKD1TKV | Aimlite Lighting Products | AimLite | WPFH-LA4-8/40K/XX [ODIM] | Indoor Luminaires | High-Bay | High-Bay Luminaires for Commercial and Industrial Buildings | Standard | FALSE | [9 empty] | 42219 | Dimmable | Stepped | NotYetVerified |  | 3 | 21310 | 102.2 | 208.5 | 7.04 | 0.993 | 4000 | 83.34
PGY4BJ6D | Aimlite Lighting Products | AimLite | WPFH-LA3-2/40K/XX [ODIM] [120V ONLY] | Indoor Luminaires | High-Bay | High-Bay Luminaires for Commercial and Industrial Buildings | Standard | FALSE | [9 empty] | 42219 | Dimmable | Stepped | NotYetVerified |  | 3 | 17763 | 119.2 | 149.05 | 12.42 | 0.993 | 4000 | 83.03
PMPUY88H | Aimlite Lighting Products | AimLite | WPFH-LA3-8/40K/XX [ODIM] | Indoor Luminaires | High-Bay | High-Bay Luminaires for Commercial and Industrial Buildings | Standard | FALSE | [9 empty] | 42219 | Dimmable | Stepped | NotYetVerified |  | 3 | 17808 | 122.7 | 145.1 | 7.52 | 0.979 | 4000 | 82.99
PKFDM2MD | Aimlite Lighting Products | AimLite | WPFH-LA4-2/40K/XX | Indoor Luminaires | High-Bay | High-Bay Luminaires for Commercial and Industrial Buildings | Standard | FALSE | [9 empty] | 42219 | Dimmable | Continuous Below 10 | NotYetVerified |  | 3 | 21310 | 109.2 | 195.06 | 12.24 | 0.976 | 4000 | 83.34
PRV3GA44 | Aimlite Lighting Products | AimLite | WPFH-LA4-8/40K/XX | Indoor Luminaires | High-Bay | High-Bay Luminaires for Commercial and Industrial Buildings | Standard | FALSE | [9 empty] | 42219 | Dimmable | Continuous Below 10 | NotYetVerified |  | 3 | 21310 | 102.2 | 208.5 | 7.04 | 0.993 | 4000 | 83.34
PS58NAHG | Aimlite Lighting Products | AimLite | WPFH-LA3-2/40K/XX [120V ONLY] | Indoor Luminaires | High-Bay | High-Bay Luminaires for Commercial and Industrial Buildings | Standard | FALSE | [9 empty] | 42219 | Dimmable | Continuous Below 10 | NotYetVerified |  | 3 | 17763 | 119.2 | 149.05 | 12.42 | 0.993 | 4000 | 83.03
PZUX2XEF | Aimlite Lighting Products | AimLite | WPFH-LA3-8/40K/XX | Indoor Luminaires | High-Bay | High-Bay Luminaires for Commercial and Industrial Buildings | Standard | FALSE | [9 empty] | 42219 | Dimmable | Continuous Below 10 | NotYetVerified |  | 3 | 17808 | 122.7 | 145.1 | 7.52 | 0.979 | 4000 | 82.99
PW4NN4ZU | Aimlite Lighting Products | AimLite | WPFH-LA4-2/35K/XX [ODIM] | Indoor Luminaires | High-Bay | High-Bay Luminaires for Commercial and Industrial Buildings | Standard | FALSE | [9 empty] | 42219 | Dimmable | Stepped | NotYetVerified |  | 3 | 21310 | 109.2 | 195.06 | 12.24 | 0.976 | 3571 | 83.34
PWWJFYA4 | Aimlite Lighting Products | AimLite | WPFH-LA4-8/35K/XX [ODIM] | Indoor Luminaires | High-Bay | High-Bay Luminaires for Commercial and Industrial Buildings | Standard | FALSE | [9 empty] | 42219 | Dimmable | Stepped | NotYetVerified |  | 3 | 21310 | 102.2 | 208.5 | 7.04 | 0.993 | 3571 | 83.34
PKEQAXWW | Aimlite Lighting Products | AimLite | WPFH-LA4-2/35K/XX | Indoor Luminaires | High-Bay | High-Bay Luminaires for Commercial and Industrial Buildings | Standard | FALSE | [9 empty] | 42219 | Dimmable | Continuous Below 10 | NotYetVerified |  | 3 | 21310 | 109.2 | 195.06 | 12.24 | 0.976 | 3571 | 83.34
PXT31R8V | Aimlite Lighting Products | AimLite | WPFH-LA4-8/35K/XX | Indoor Luminaires | High-Bay | High-Bay Luminaires for Commercial and Industrial Buildings | Standard | FALSE | [9 empty] | 42219 | Dimmable | Continuous Below 10 | NotYetVerified |  | 3 | 21310 | 102.2 | 208.5 | 7.04 | 0.993 | 3571 | 83.34
PFDDYF8K | Aimlite Lighting Products | AimLite | WPFH-LA3-2/35K/XX [ODIM] [120V ONLY] | Indoor Luminaires | High-Bay | High-Bay Luminaires for Commercial and Industrial Buildings | Standard | FALSE | [9 empty] | 42219 | Dimmable | Stepped | NotYetVerified |  | 3 | 17763 | 119.2 | 149.05 | 12.42 | 0.993 | 3544 | 83.03
PU91C3AG | Aimlite Lighting Products | AimLite | WPFH-LA3-8/35K/XX [ODIM] | Indoor Luminaires | High-Bay | High-Bay Luminaires for Commercial and Industrial Buildings | Standard | FALSE | [9 empty] | 42219 | Dimmable | Stepped | NotYetVerified |  | 3 | 17808 | 122.7 | 145.1 | 7.52 | 0.979 | 3529 | 82.99
PVFCQ9HUR | Universal Lighting Technologies | Everline | VTL8-8K850-U-XXXXX | Indoor Luminaires | High-Bay | High-Bay Luminaires for Commercial and Industrial Buildings | Standard | TRUE | 10550 | 102 | 103.1 | 8.5 | 0.977 | 5134 | 83 | 5 | 50000 | 42216 |  |  | No |  | 3 | 10550 | 102 | 103.1 | 8.5 | 0.977 | 5000 | 85
P8G4ER6W | Atlas Lighting Products | Atlas Lighting Products Inc. | ILH104LED4LS | Indoor Luminaires | High-Bay | High-Bay Luminaires for Commercial and Industrial Buildings | Premium | TRUE | 12330 | 122.38 | 100.75 | 12.58 | 0.958 | 4481 | 82.6 | 5 | 100000 | 42216 | Dimmable | Continuous Below 10 | Yes |  | 3 | 12330 | 122.38 | 100.75 | 12.58 | 0.958 | 4481 | 82.6
PJ38D8W2 | Atlas Lighting Products | Atlas Lighting Products Inc. | ILH210LED4 | Indoor Luminaires | High-Bay | High-Bay Luminaires for Commercial and Industrial Buildings | Premium | TRUE | 27500 | 134.76 | 204.06 | 12.49 | 0.958 | 4529 | 82.2 | 5 | 50000 | 42216 |  |  | Yes |  | 3 | 27500 | 134.75 | 204.06 | 12.49 | 0.958 | 4529 | 82.2
PPSJ2Y1G | Atlas Lighting Products | Atlas Lighting Products Inc. | ILH104LED4S | Indoor Luminaires | High-Bay | High-Bay Luminaires for Commercial and Industrial Buildings | Premium | TRUE | 13640 | 134.77 | 101.21 | 12.4 | 0.958 | 4489 | 82.5 | 5 | 100000 | 42216 |  |  | Yes |  | 3 | 13640 | 134.77 | 101.2 | 12.4 | 0.958 | 4489 | 82.5
PH8U2SE4B | Grandlite International Corp | Grandlite | LED467480 | Indoor Luminaires | High-Bay | High-Bay Luminaires for Commercial and Industrial Buildings | Standard | TRUE | 22682.53 | 108 | 209.55 | 13 | 0.95 | 5108 | 73 | 5 | 50000 | 42216 |  |  | NotYetVerified |  | 3 | 24000 | 100 | 240 | 20 | 0.9 | 5000 | 70
PYYV8D82 | Atlas Lighting Products | Atlas Lighting Products Inc. | ILH150LED4LS | Indoor Luminaires | High-Bay | High-Bay Luminaires for Commercial and Industrial Buildings | Standard | TRUE | 17410 | 112.69 | 154.5 | 14.16 | 0.941 | 4587 | 82.4 | 5 | 100000 | 42216 |  |  | Yes |  | 3 | 17410 | 112.6 | 154.5 | 14.16 | 0.941 | 4587 | 82.4
PQJUD2TS5 | Shenzhen Aroma Lighting Technology Ltd | AROMA | ARM-HB-0411M50-200W(3000K) | Indoor Luminaires | High-Bay | High-Bay Luminaires for Commercial and Industrial Buildings | Standard | TRUE | 17882 | 89.08 | 200.7 | 17.1 | 0.914 | 3120 | 72 | 5 | 50000 | 42216 |  |  | NotYetVerified |  | 3 | 17882 | 89.08 | 200.7 | 17.1 | 0.914 | 3000 | 71.8
PFP839WKF | Shenzhen Aroma Lighting Technology Ltd | AROMA | ARM-HB-0411M20-200W(3000K) | Indoor Luminaires | High-Bay | High-Bay Luminaires for Commercial and Industrial Buildings | Standard | TRUE | 17566 | 88.9 | 197.6 | 16.5 | 0.911 | 3126 | 72 | 5 | 50000 | 42216 |  |  | NotYetVerified |  | 3 | 17566 | 88.9 | 197.6 | 16.5 | 0.911 | 3000 | 71.9
PPA7BAZHE | Shenzhen Aroma Lighting Technology Ltd | AROMA | ARM-HB-0411M20-200W(5000K) | Indoor Luminaires | High-Bay | High-Bay Luminaires for Commercial and Industrial Buildings | Standard | FALSE | [9 empty] | 42216 | Not Dimmable | Not Dimmable | NotYetVerified |  | 3 | 18887 | 90.98 | 207.6 | 16.8 | 0.932 | 5000 | 72.5
PW88N56J3 | Shenzhen Aroma Lighting Technology Ltd | AROMA | ARM-HB-0411M50-200W(5000K) | Indoor Luminaires | High-Bay | High-Bay Luminaires for Commercial and Industrial Buildings | Standard | FALSE | [9 empty] | 42216 | Not Dimmable | Not Dimmable | NotYetVerified |  | 3 | 20711 | 99.27 | 208.6 | 17.4 | 0.927 | 5000 | 72.3
PNHPVACFP | Shenzhen Aroma Lighting Technology Ltd | AROMA | ARM-HB-0411M20-200W (4500K) | Indoor Luminaires | High-Bay | High-Bay Luminaires for Commercial and Industrial Buildings | Standard | FALSE | [9 empty] | 42216 | Not Dimmable | Not Dimmable | NotYetVerified |  | 3 | 17566 | 88.9 | 197.6 | 16.5 | 0.911 | 4500 | 71.9
P67TUQX9H | Shenzhen Aroma Lighting Technology Ltd | AROMA | ARM-HB-0411M50-200W(4500K) | Indoor Luminaires | High-Bay | High-Bay Luminaires for Commercial and Industrial Buildings | Standard | FALSE | [9 empty] | 42216 | Not Dimmable | Not Dimmable | NotYetVerified |  | 3 | 17882 | 89.08 | 200.7 | 17.1 | 0.914 | 4500 | 71.8
PT83NMA4J | Shenzhen Aroma Lighting Technology Ltd | AROMA | ARM-HB-0411M20-200W (4000K) | Indoor Luminaires | High-Bay | High-Bay Luminaires for Commercial and Industrial Buildings | Standard | FALSE | [9 empty] | 42216 | Not Dimmable | Not Dimmable | NotYetVerified |  | 3 | 17566 | 88.9 | 197.6 | 16.5 | 0.911 | 4000 | 71.9
P67X4DACM | Shenzhen Aroma Lighting Technology Ltd | AROMA | ARM-HB-0411M50-200W(4000K) | Indoor Luminaires | High-Bay | High-Bay Luminaires for Commercial and Industrial Buildings | Standard | FALSE | [9 empty] | 42216 | Not Dimmable | Not Dimmable | NotYetVerified |  | 3 | 17882 | 89.08 | 200.7 | 17.1 | 0.914 | 4000 | 71.8
P3UARWM9E | Shenzhen Aroma Lighting Technology Ltd | AROMA | ARM-HB-0411M20-200W (3500K) | Indoor Luminaires | High-Bay | High-Bay Luminaires for Commercial and Industrial Buildings | Standard | FALSE | [9 empty] | 42216 | Not Dimmable | Not Dimmable | NotYetVerified |  | 3 | 17566 | 88.9 | 197.6 | 16.5 | 0.911 | 3500 | 71.9
PSJWUFRRU | Shenzhen Aroma Lighting Technology Ltd | AROMA | ARM-HB-0411M50-200W(3500K) | Indoor Luminaires | High-Bay | High-Bay Luminaires for Commercial and Industrial Buildings | Standard | FALSE | [9 empty] | 42216 | Not Dimmable | Not Dimmable | NotYetVerified |  | 3 | 17882 | 89.08 | 200.7 | 17.1 | 0.914 | 3500 | 71.8
PN9JF34R | Universal Lighting Technologies | Everline | VTL4-10K850-U | Indoor Luminaires | High-Bay | High-Bay Luminaires for Commercial and Industrial Buildings | Standard | TRUE | 10620 | 97.6 | 108.8 | 7.9 | 0.977 | 5134 | 83.5 | 5 | 50000 | 42215 |  |  | NotYetVerified |  | 3 | 10620 | 100.5 | 105.7 | 7.9 | 0.977 | 5134 | 83.5
PZAU6E6Y3 | Universal Lighting Technologies | Everline | VTL8-7K850-U-XXXXX | Indoor Luminaires | High-Bay | Low-Bay Luminaires for Commercial and Industrial Buildings | Standard | TRUE | 8344 | 109 | 76.69 | 8.69 | 0.967 | 5103 | 83 | 5 | 50000 | 42215 |  |  | No |  | 3 | 8344 | 109 | 76.69 | 8.69 | 0.967 | 5000 | 85
P3NZ5XJ7 | Acuity Brands Lighting | Lithonia Lighting | VAP12000LMPCLMDXXXXXGZ1040K90CRI | Indoor Luminaires | High-Bay | High-Bay Luminaires for Commercial and Industrial Buildings | Standard | TRUE | 9259 | 85.04 | 108.88 | 20.78 | 0.959 | 4117 | 96.27 | 5 |  | 42215 |  |  | NotYetVerified |  | 2.1 | 9259 | 85.04 | 108.88 | 18.73 | 0.918 | 4117 | 96.27
PEV6B8P9 | WEST DEER TECHNOLOGY CO.LTD | WestDeer | WD-HB03-150W-30K | Indoor Luminaires | High-Bay | High-Bay Luminaires for Commercial and Industrial Buildings | Standard | TRUE | 11728.83 | 78.8 | 148.85 | 19.27 | 0.943 | 3089 | 81.4 | 5 | 36000 | 42215 |  |  | NotYetVerified |  | 3 | 12300 | 78.8 | 150 | 20 | 0.9 | 3000 | 70
PCJHSBC9 | WEST DEER TECHNOLOGY CO.LTD | WestDeer | WD-HB03-200W-30K | Indoor Luminaires | High-Bay | High-Bay Luminaires for Commercial and Industrial Buildings | Standard | TRUE | 15589.38 | 78.52 | 198.55 | 18.72 | 0.937 | 3206 | 82.4 | 5 | 36000 | 42215 |  |  | NotYetVerified |  | 3 | 15795 | 78.52 | 200 | 20 | 0.9 | 3000 | 70
PJ4C7YQB | Acuity Brands Lighting | Lithonia Lighting | VAP12000LMPCLMDXXXXXGZ1050K90CRI | Indoor Luminaires | High-Bay | High-Bay Luminaires for Commercial and Industrial Buildings | Standard | FALSE | [9 empty] | 42215 | Dimmable | Continuous Below 10 | NotYetVerified |  | 3 | 9561 | 87.81 | 108.88 | 18.73 | 0.918 | 5293 | 96.72
PR9HPG8X | Acuity Brands Lighting | Lithonia Lighting | VAP12000LMPCLMDXXXXXGZ1050K80CRI [Qualified at 120-277V Only] | Indoor Luminaires | High-Bay | High-Bay Luminaires for Commercial and Industrial Buildings | Standard | FALSE | [9 empty] | 42215 | Dimmable | Continuous Below 10 | NotYetVerified | Updated on 3/7/2017 | 4.1 | 12280 | 112.76 | 108.9 | 18.73 | 0.918 | 5253 | 84.16
PMHD267F | Acuity Brands Lighting | Lithonia Lighting | VAP12000LMFSTMDXXXXXGZ1050K80CRI | Indoor Luminaires | High-Bay | High-Bay Luminaires for Commercial and Industrial Buildings | Standard | FALSE | [9 empty] | 42215 | Dimmable | Continuous Below 10 | NotYetVerified |  | 3 | 10542 | 96.8 | 108.9 | 18.73 | 0.918 | 5253 | 84.16
PP8KZ9H2 | Acuity Brands Lighting | Lithonia Lighting | VAP12000LMFSTWDXXXXXGZ1050K80CRI | Indoor Luminaires | High-Bay | High-Bay Luminaires for Commercial and Industrial Buildings | Standard | FALSE | [9 empty] | 42215 | Dimmable | Continuous Below 10 | NotYetVerified |  | 3 | 10418 | 95.66 | 108.9 | 18.73 | 0.918 | 5253 | 84.16
PVN47CHR | Acuity Brands Lighting | Lithonia Lighting | VAP12000LMPCLMDXXXXXGZ1040K80CRI [Qualified at 120-277V Only] | Indoor Luminaires | High-Bay | High-Bay Luminaires for Commercial and Industrial Buildings | Standard | TRUE | 11270 | 105.3 | 107.03 | 18.73 | 0.918 | 4051 | 82.92 | 5 | 50000 | 42215 | Dimmable | Continuous Below 10 | NotYetVerified | Updated on 3/7/2017 | 4.1 | 11270 | 105.3 | 107.03 | 18.73 | 0.918 | 4051 | 82.92
PAPMGN6B | Acuity Brands Lighting | Lithonia Lighting | VAP12000LMFSTMDXXXXXGZ1040K80CRI | Indoor Luminaires | High-Bay | High-Bay Luminaires for Commercial and Industrial Buildings | Standard | FALSE | [9 empty] | 42215 | Dimmable | Continuous Below 10 | NotYetVerified |  | 3 | 9675 | 88.81 | 108.94 | 18.73 | 0.918 | 4010 | 84.69
PNV9STJ2 | Acuity Brands Lighting | Lithonia Lighting | VAP12000LMFSTWDXXXXXGZ1040K80CRI | Indoor Luminaires | High-Bay | High-Bay Luminaires for Commercial and Industrial Buildings | Standard | FALSE | [9 empty] | 42215 | Dimmable | Continuous Below 10 | NotYetVerified |  | 3 | 9561 | 86.93 | 109.98 | 18.73 | 0.918 | 4005 | 84.95
PRTUF7US | Acuity Brands Lighting | Lithonia Lighting | VAP12000LMPCLMDXXXXXGZ1035K80CRI | Indoor Luminaires | High-Bay | High-Bay Luminaires for Commercial and Industrial Buildings | Standard | FALSE | [9 empty] | 42215 | Dimmable | Continuous Below 10 | NotYetVerified |  | 3 | 11250 | 105.1 | 107.04 | 18.73 | 0.918 | 3485 | 83.56
P73FT9M3 | Acuity Brands Lighting | Lithonia Lighting | VAP12000LMFSTMDXXXXXGZ1035K80CRI | Indoor Luminaires | High-Bay | High-Bay Luminaires for Commercial and Industrial Buildings | Standard | FALSE | [9 empty] | 42215 | Dimmable | Continuous Below 10 | NotYetVerified |  | 3 | 9658 | 88.65 | 108.94 | 18.73 | 0.918 | 3485 | 83.56
PSMFKVE4 | Acuity Brands Lighting | Lithonia Lighting | VAP12000LMFSTWDXXXXXGZ1035K80CRI | Indoor Luminaires | High-Bay | High-Bay Luminaires for Commercial and Industrial Buildings | Standard | FALSE | [9 empty] | 42215 | Dimmable | Continuous Below 10 | NotYetVerified |  | 3 | 9544 | 89.16 | 107.04 | 18.73 | 0.918 | 3485 | 83.56
P5PB36FE | Universal Lighting Technologies | Everline | VTL8-20K850-U | Indoor Luminaires | High-Bay | High-Bay Luminaires for Commercial and Industrial Buildings | Standard | FALSE | [9 empty] | 42215 | Dimmable | Continuous Below 10 | NotYetVerified |  | 3 | 22890 | 108 | 212.1 | 7.89 | 0.978 | 5114 | 83.1
PP2ZT4UN | Universal Lighting Technologies | Everline | VTL8-12K850-U | Indoor Luminaires | High-Bay | High-Bay Luminaires for Commercial and Industrial Buildings | Standard | FALSE | [9 empty] | 42215 | Dimmable | Continuous Below 10 | NotYetVerified |  | 3 | 15220 | 127 | 119.9 | 7.88 | 0.98 | 5015 | 82.5
P5YNXH73 | WEST DEER TECHNOLOGY CO.LTD | WestDeer | WD-HB03-150W-57K | Indoor Luminaires | High-Bay | High-Bay Luminaires for Commercial and Industrial Buildings | Standard | FALSE | [9 empty] | 42215 | Not Dimmable | Not Dimmable | NotYetVerified |  | 3 | 11854.9 | 79.11 | 149.85 | 18.56 | 0.997 | 5992 | 77.3
PK6HD3ZD | WEST DEER TECHNOLOGY CO.LTD | WestDeer | WD-HB03-200W-57K | Indoor Luminaires | High-Bay | High-Bay Luminaires for Commercial and Industrial Buildings | Standard | FALSE | [9 empty] | 42215 | Not Dimmable | Not Dimmable | NotYetVerified |  | 3 | 15836.4 | 79.75 | 198.58 | 17.24 | 0.995 | 5872 | 77.6
PPFECFHD | WEST DEER TECHNOLOGY CO.LTD | WestDeer | WD-HB03-200W-50K | Indoor Luminaires | High-Bay | High-Bay Luminaires for Commercial and Industrial Buildings | Standard | FALSE | [9 empty] | 42215 | Not Dimmable | Not Dimmable | NotYetVerified |  | 3 | 15822.3 | 79.68 | 198.57 | 17.45 | 0.995 | 5257 | 78.7
P257E2E8 | WEST DEER TECHNOLOGY CO.LTD | WestDeer | WD-HB03-150W-50K | Indoor Luminaires | High-Bay | High-Bay Luminaires for Commercial and Industrial Buildings | Standard | FALSE | [9 empty] | 42215 | Not Dimmable | Not Dimmable | NotYetVerified |  | 3 | 11818.4 | 79.09 | 149.43 | 18.62 | 0.997 | 5076 | 77.1
PWYUKTAH | WEST DEER TECHNOLOGY CO.LTD | WestDeer | WD-HB03-200W-45K | Indoor Luminaires | High-Bay | High-Bay Luminaires for Commercial and Industrial Buildings | Standard | FALSE | [9 empty] | 42215 | Not Dimmable | Not Dimmable | NotYetVerified |  | 3 | 15809.2 | 79.62 | 198.56 | 17.73 | 0.994 | 4659 | 79.8
PFVDZE5Y | WEST DEER TECHNOLOGY CO.LTD | WestDeer | WD-HB03-150W-45K | Indoor Luminaires | High-Bay | High-Bay Luminaires for Commercial and Industrial Buildings | Standard | FALSE | [9 empty] | 42215 | Not Dimmable | Not Dimmable | NotYetVerified |  | 3 | 11801.2 | 79.07 | 149.25 | 18.81 | 0.996 | 4607 | 76.9
P93M3TKR | WEST DEER TECHNOLOGY CO.LTD | WestDeer | WD-HB03-200W-40K | Indoor Luminaires | High-Bay | High-Bay Luminaires for Commercial and Industrial Buildings | Standard | FALSE | [9 empty] | 42215 | Not Dimmable | Not Dimmable | NotYetVerified |  | 3 | 15797.4 | 79.56 | 198.56 | 18.11 | 0.994 | 4229 | 80.2
PCBT3MDA | WEST DEER TECHNOLOGY CO.LTD | WestDeer | WD-HB03-150W-40K | Indoor Luminaires | High-Bay | High-Bay Luminaires for Commercial and Industrial Buildings | Standard | FALSE | [9 empty] | 42215 | Not Dimmable | Not Dimmable | NotYetVerified |  | 3 | 11784 | 79.05 | 149.07 | 18.94 | 0.995 | 4113 | 75.6
PYW9QHK8 | WEST DEER TECHNOLOGY CO.LTD | WestDeer | WD-HB03-200W-35K | Indoor Luminaires | High-Bay | High-Bay Luminaires for Commercial and Industrial Buildings | Standard | FALSE | [9 empty] | 42215 | Not Dimmable | Not Dimmable | NotYetVerified |  | 3 | 15770.3 | 79.43 | 198.55 | 18.36 | 0.993 | 3582 | 81.6
PHRWYBX8 | WEST DEER TECHNOLOGY CO.LTD | WestDeer | WD-HB03-150W-35K | Indoor Luminaires | High-Bay | High-Bay Luminaires for Commercial and Industrial Buildings | Standard | FALSE | [9 empty] | 42215 | Not Dimmable | Not Dimmable | NotYetVerified |  | 3 | 11745.8 | 78.9 | 148.87 | 19.09 | 0.995 | 3514 | 74.8
P846T4R4R | P.L. Light Systems Canada Inc. | AGRILED | AGRILED 11 | Indoor Luminaires | High-Bay | Low-Bay Luminaires for Commercial and Industrial Buildings | Standard | TRUE | 9569 | 116.4 | 82.21 | 11.31 | 0.96 | 4109 | 84.7 | 5 | 50000 | 42214 |  |  | NotYetVerified |  | 3 | 9569 | 116.4 | 82.2 | 5.97 | 0.999 | 4109 | 84.7
PCZCNGXFR | P.L. Light Systems Canada Inc. | AGRILED | AGRILED 8 | Indoor Luminaires | High-Bay | Low-Bay Luminaires for Commercial and Industrial Buildings | Standard | TRUE | 7674 | 126.8 | 60.51 | 11.31 | 0.96 | 4042 | 84.49 | 5 | 50000 | 42214 |  |  | NotYetVerified |  | 3 | 7674 | 126.8 | 60.5 | 11.3 | 0.96 | 4042 | 84.5
PRBUQ2FY | Shanghai Yuanming Lighting Technology Co. Ltd | YML | YML-1HB37M-100(3000K) | Indoor Luminaires | High-Bay | High-Bay Luminaires for Commercial and Industrial Buildings | Standard | TRUE | 9568.54 | 93.56 | 102.27 | 13.7 | 0.96 | 3110 | 73.6 | 5 | 50000 | 42214 |  |  | NotYetVerified |  | 3 | 9568.54 | 93.56 | 102.27 | 7.2 | 0.994 | 3110 | 74
PZND5JJ1 | IGT Lighting Inc | IGT | IGTHHBL-370150-LC | Indoor Luminaires | High-Bay | High-Bay Luminaires for Commercial and Industrial Buildings | Standard | TRUE | 14929 | 101.56 | 149.3 | 7.6 | 0.949 | 5294 | 84.2 | 5 | 50000 | 42214 |  |  | NotYetVerified |  | 3 | 14929 | 101.56 | 147 | 4.95 | 0.997 | 5294 | 84
PSVFUF7D | Shanghai Yuanming Lighting Technology Co. Ltd | YML | YML-1HB37M-200(3000K) | Indoor Luminaires | High-Bay | High-Bay Luminaires for Commercial and Industrial Buildings | Standard | TRUE | 16744.9 | 81.92 | 204.4 | 11 | 0.941 | 3098 | 80 | 5 | 50000 | 42214 |  |  | NotYetVerified |  | 3 | 16744.9 | 81.92 | 204.4 | 4.5 | 0.996 | 3098 | 80
PCE8796Y | Titan LED Inc. | Titan LED | 32BR-2P-56-6-80 | Indoor Luminaires | High-Bay | High-Bay Luminaires for Commercial and Industrial Buildings | Standard | TRUE | 10520.69 | 97 | 108.25 | 18 | 0.93 | 5488 | 76.2 | 5 | 50000 | 42214 |  |  | NotYetVerified |  | 3 | 11145 | 97 | 98 | 10 | 0.99 | 5700 | 75
PG18HUH3 | IGT Lighting Inc | IGT | IGTHHBL-370200-LC | Indoor Luminaires | High-Bay | High-Bay Luminaires for Commercial and Industrial Buildings | Standard | TRUE | 19180.18 | 104.35 | 186.1 | 7.92 | 0.921 | 5294 | 84.4 | 5 | 50000 | 42214 |  |  | NotYetVerified |  | 3 | 19180.18 | 104.35 | 183.8 | 5.21 | 0.997 | 5294 | 84
PDM9871N | Shanghai Yuanming Lighting Technology Co. Ltd | YML | YML-1HB37M-120(3000K) | Indoor Luminaires | High-Bay | High-Bay Luminaires for Commercial and Industrial Buildings | Standard | TRUE | 11936.37 | 98.8 | 120.81 | 9.4 | 0.921 | 3105 | 73.5 | 5 | 50000 | 42214 |  |  | NotYetVerified |  | 3 | 11936.37 | 98.8 | 120.81 | 4.5 | 0.997 | 3105 | 74
P95Y7DDX | IGT Lighting Inc | IGT | IGTHHBL-370100-LC | Indoor Luminaires | High-Bay | High-Bay Luminaires for Commercial and Industrial Buildings | Standard | TRUE | 9871.67 | 100.63 | 98.1 | 15.96 | 0.896 | 5292 | 83.6 | 5 | 50000 | 42214 |  |  | NotYetVerified |  | 3 | 9871.67 | 100.63 | 98.1 | 6.15 | 0.993 | 5292 | 84
PWZGMG9Z | Shanghai Yuanming Lighting Technology Co. Ltd | YML | YML-1HB37M-200(5700K) | Indoor Luminaires | High-Bay | High-Bay Luminaires for Commercial and Industrial Buildings | Standard | FALSE | [9 empty] | 42214 |  |  | NotYetVerified |  | 3 | 18600 | 93 | 200 | 4.5 | 0.996 | 5700 | 80
P3ETM88D | Shanghai Yuanming Lighting Technology Co. Ltd | YML | YML-1HB37M-100(5700K) | Indoor Luminaires | High-Bay | High-Bay Luminaires for Commercial and Industrial Buildings | Standard | FALSE | [9 empty] | 42214 |  |  | NotYetVerified |  | 3 | 9500 | 95 | 100 | 7.2 | 0.994 | 5700 | 74
P4D955FB | Shanghai Yuanming Lighting Technology Co. Ltd | YML | YML-1HB37M-120(5700K) | Indoor Luminaires | High-Bay | High-Bay Luminaires for Commercial and Industrial Buildings | Standard | FALSE | [9 empty] | 42214 |  |  | NotYetVerified |  | 3 | 12120 | 101 | 120 | 4.5 | 0.997 | 5700 | 74
PF6PT3PC | Shanghai Yuanming Lighting Technology Co. Ltd | YML | YML-1HB37M-200(5000K) | Indoor Luminaires | High-Bay | High-Bay Luminaires for Commercial and Industrial Buildings | Standard | FALSE | [9 empty] | 42214 |  |  | NotYetVerified |  | 3 | 18600 | 93 | 200 | 4.5 | 0.996 | 5000 | 80
P6BQZFMT | Shanghai Yuanming Lighting Technology Co. Ltd | YML | YML-1HB37M-100(5000K) | Indoor Luminaires | High-Bay | High-Bay Luminaires for Commercial and Industrial Buildings | Standard | FALSE | [9 empty] | 42214 |  |  | NotYetVerified |  | 3 | 9500 | 95 | 100 | 7.2 | 0.994 | 5000 | 74
P5YP2B4D | Shanghai Yuanming Lighting Technology Co. Ltd | YML | YML-1HB37M-120(5000K) | Indoor Luminaires | High-Bay | High-Bay Luminaires for Commercial and Industrial Buildings | Standard | FALSE | [9 empty] | 42214 |  |  | NotYetVerified |  | 3 | 12120 | 101 | 120 | 4.5 | 0.997 | 5000 | 74
PEKDH38E | Shanghai Yuanming Lighting Technology Co. Ltd | YML | YML-1HB37M-200(4500K) | Indoor Luminaires | High-Bay | High-Bay Luminaires for Commercial and Industrial Buildings | Standard | FALSE | [9 empty] | 42214 |  |  | NotYetVerified |  | 3 | 18600 | 93 | 200 | 4.5 | 0.996 | 4500 | 80
P3KCDC4J | Shanghai Yuanming Lighting Technology Co. Ltd | YML | YML-1HB37M-100(4500K) | Indoor Luminaires | High-Bay | High-Bay Luminaires for Commercial and Industrial Buildings | Standard | FALSE | [9 empty] | 42214 |  |  | NotYetVerified |  | 3 | 9500 | 95 | 100 | 7.2 | 0.994 | 4500 | 74
PZ6C17UT | Shanghai Yuanming Lighting Technology Co. Ltd | YML | YML-1HB37M-120(4500K) | Indoor Luminaires | High-Bay | High-Bay Luminaires for Commercial and Industrial Buildings | Standard | FALSE | [9 empty] | 42214 |  |  | NotYetVerified |  | 3 | 12120 | 101 | 120 | 4.5 | 0.997 | 4500 | 74
PQRPZF4B | Shanghai Yuanming Lighting Technology Co. Ltd | YML | YML-1HB37M-200(4000K) | Indoor Luminaires | High-Bay | High-Bay Luminaires for Commercial and Industrial Buildings | Standard | FALSE | [9 empty] | 42214 |  |  | NotYetVerified |  | 3 | 18600 | 93 | 200 | 4.5 | 0.996 | 4000 | 80
PHXQREYC | Shanghai Yuanming Lighting Technology Co. Ltd | YML | YML-1HB37M-100(4000K) | Indoor Luminaires | High-Bay | High-Bay Luminaires for Commercial and Industrial Buildings | Standard | FALSE | [9 empty] | 42214 |  |  | NotYetVerified |  | 3 | 9500 | 95 | 100 | 7.2 | 0.994 | 4000 | 74
P3RH7DC7 | Shanghai Yuanming Lighting Technology Co. Ltd | YML | YML-1HB37M-120(4000K) | Indoor Luminaires | High-Bay | High-Bay Luminaires for Commercial and Industrial Buildings | Standard | FALSE | [9 empty] | 42214 |  |  | NotYetVerified |  | 3 | 12120 | 101 | 120 | 4.5 | 0.997 | 4000 | 74
PEZ6N7VC | Shanghai Yuanming Lighting Technology Co. Ltd | YML | YML-1HB37M-200(3500K) | Indoor Luminaires | High-Bay | High-Bay Luminaires for Commercial and Industrial Buildings | Standard | FALSE | [9 empty] | 42214 |  |  | NotYetVerified |  | 3 | 18600 | 93 | 200 | 4.5 | 0.996 | 3500 | 80
PVZQFNQT | Shanghai Yuanming Lighting Technology Co. Ltd | YML | YML-1HB37M-100(3500K) | Indoor Luminaires | High-Bay | High-Bay Luminaires for Commercial and Industrial Buildings | Standard | FALSE | [9 empty] | 42214 |  |  | NotYetVerified |  | 3 | 9500 | 95 | 100 | 7.2 | 0.994 | 3500 | 74
P6HH34YV | Shanghai Yuanming Lighting Technology Co. Ltd | YML | YML-1HB37M-120(3500K) | Indoor Luminaires | High-Bay | High-Bay Luminaires for Commercial and Industrial Buildings | Standard | FALSE | [9 empty] | 42214 |  |  | NotYetVerified |  | 3 | 12120 | 101 | 120 | 4.5 | 0.997 | 3500 | 74
P5H3S82Q | PA-CO Lighting | PUAC | PUAC-B-48-LED-165-30-MVOLT | Indoor Luminaires | High-Bay | Low-Bay Luminaires for Commercial and Industrial Buildings | Standard | TRUE | 15990 | 107.5 | 148.72 | 14.701 | 0.9751 | 3120 | 82.51 | 5 |  | 42213 |  |  | NotYetVerified |  | 3 | 16000 | 107 | 149 | 20 | 0.9 | 3000 | 82
P99U2XAF | PA-CO Lighting | PUAC | PUAC-A-48-LED-77-30-MVOLT | Indoor Luminaires | High-Bay | Low-Bay Luminaires for Commercial and Industrial Buildings | Standard | TRUE | 7529 | 101.3 | 74.34 | 14.581 | 0.975 | 3124 | 82.62 | 5 |  | 42213 |  |  | NotYetVerified |  | 3 | 7500 | 101 | 73 | 20 | 0.9 | 3000 | 83
PQQPV47Z | PA-CO Lighting | PUAC | PUAC-B-48-LED-200-30-MVOLT | Indoor Luminaires | High-Bay | Low-Bay Luminaires for Commercial and Industrial Buildings | Standard | TRUE | 18227 | 101.5 | 179.43 | 12.086 | 0.967 | 3066 | 83.3 | 5 |  | 42213 |  |  | NotYetVerified |  | 3 | 18200 | 101 | 180 | 20 | 0.9 | 3000 | 82
PRAR252H | PA-CO Lighting | PUAC | PUAC-A-48-LED-70-30-MVOLT | Indoor Luminaires | High-Bay | Low-Bay Luminaires for Commercial and Industrial Buildings | Standard | TRUE | 6619 | 86.3 | 76.67 | 9.502 | 0.9667 | 3088 | 83.72 | 5 |  | 42213 |  |  | NotYetVerified |  | 3 | 6619 | 86.3 | 76.67 | 6.5148 | 0.9969 | 3000 | 83.72
PMC5BGME | Singbee | Singbee | SP-2025-60W-2B-40K-17-MV-N | Indoor Luminaires | High-Bay | Low-Bay Luminaires for Commercial and Industrial Buildings | Premium | TRUE | 6687.2 | 113.15 | 59.1 | 14.06 | 0.9585 | 4007 | 72.3 | 5 | 50000 | 42213 |  |  | No | Updated on 1/13/2017 | 3 | 7157.01 | 121.1 | 59.1 | 4.84 | 0.9966 | 4007 | 72.3
PTFM8QNM | Singbee | Singbee | SP-2025-40W-2B-40K-17-(MVHV)-N | Indoor Luminaires | High-Bay | Low-Bay Luminaires for Commercial and Industrial Buildings | Premium | TRUE | 5347 | 137.14 | 38.99 | 15.27 | 0.9664 | 4021 | 76.7 | 5 | 50000 | 42213 |  |  | No | Updated on 2/9/2017 | 4.1 | 5347.0884 | 137.14 | 38.99 | 10.35 | 0.9965 | 4021 | 76.7
PWXQ9V1J | Fine Technix Co. Ltd | Fine Technix | HU150L1-L850(BP-68R) | Indoor Luminaires | High-Bay | High-Bay Luminaires for Commercial and Industrial Buildings | Standard | TRUE | 15000.55 | 99.14 | 151.3 | 15.9 | 0.9421 | 4949.2 | 85 | 5 | 50000 | 42213 |  |  | NotYetVerified |  | 3 | 15000.55 | 99.14 | 151.3 | 15.9 | 0.9421 | 4949.2 | 85
P11AQEZ3 | Singbee | Singbee | SP-7009-250W-7B-40K-17-MV-N | Indoor Luminaires | High-Bay | High-Bay Luminaires for Commercial and Industrial Buildings | Premium | TRUE | 30064 | 120.45 | 249.6 | 13.11 | 0.9321 | 4124 | 77.5 | 5 | 50000 | 42213 | Not Dimmable | Not Dimmable | No | Updated on 1/13/2017 | 3 | 29839 | 121.1 | 242.2 | 7.48 | 0.9938 | 4019 | 72.3
PCW9EWQW | Singbee | Singbee | SP-7009-100W-3B-40K-17-MV-N | Indoor Luminaires | High-Bay | High-Bay Luminaires for Commercial and Industrial Buildings | Premium | TRUE | 11313 | 116.77 | 96.89 | 14.39 | 0.926 | 4053 | 72.2 | 5 | 50000 | 42213 | Not Dimmable | Not Dimmable | No | Updated on 1/13/2017 | 3 | 11733.379 | 121.1 | 96.89 | 7.46 | 0.9935 | 4007 | 72.2
P337M3E7 | AGC Lighting Co. Ltd | AGC | LHB01-90/T-3000K-3070 | Indoor Luminaires | High-Bay | High-Bay Luminaires for Commercial and Industrial Buildings | Standard | TRUE | 9700.914 | 100.113 | 96.9 | 13.36 | 0.9202 | 3037 | 71.8 | 5 | 50000 | 42213 |  |  | NotYetVerified |  | 3 | 9700.914 | 100.113 | 96.9 | 13.36 | 0.994 | 3037 | 71.8
PBJ6X94E | LIGHTING BEST INTERNATIONAL LIMITED | LightingBest | LB-IM250-WAAA(3000K) | Indoor Luminaires | High-Bay | High-Bay Luminaires for Commercial and Industrial Buildings | Standard | TRUE | 16605.8 | 80.6 | 206.08 | 10.36 | 0.9172 | 3083 | 74.9 | 5 | 50000 | 42213 |  |  | NotYetVerified |  | 3 | 16606 | 83 | 200 | 20 | 0.9 | 3000 | 70
PGMPHZ8P | AGC Lighting Co. Ltd | AGC | LHB01-180/T-5000K-3070 | Indoor Luminaires | High-Bay | High-Bay Luminaires for Commercial and Industrial Buildings | Standard | FALSE | [9 empty] | 42213 |  |  | NotYetVerified |  | 3 | 19923.29 | 107.81 | 184.8 | 13.36 | 0.996 | 5142 | 75.4
P3DZ37CE | AGC Lighting Co. Ltd | AGC | LHB01-120/T-5000K-3070 | Indoor Luminaires | High-Bay | High-Bay Luminaires for Commercial and Industrial Buildings | Standard | FALSE | [9 empty] | 42213 |  |  | NotYetVerified |  | 3 | 13121.38 | 107.105 | 122.51 | 13.36 | 0.996 | 5138 | 74.3
P1P3219T | AGC Lighting Co. Ltd | AGC | LHB01-150/T-5000K-3070 | Indoor Luminaires | High-Bay | High-Bay Luminaires for Commercial and Industrial Buildings | Standard | FALSE | [9 empty] | 42213 |  |  | NotYetVerified |  | 3 | 17013.56 | 110.199 | 154.39 | 13.36 | 0.995 | 5122 | 74.4
PCVEBCS8 | AGC Lighting Co. Ltd | AGC | LHB01-90-5000K-3070 | Indoor Luminaires | High-Bay | High-Bay Luminaires for Commercial and Industrial Buildings | Standard | FALSE | [9 empty] | 42213 |  |  | NotYetVerified |  | 3 | 10294.5 | 107.988 | 95.33 | 13.36 | 0.994 | 5048 | 73.8
PDP5C2RJ | AGC Lighting Co. Ltd | AGC | LHB01-90/T-5000K-3070 | Indoor Luminaires | High-Bay | High-Bay Luminaires for Commercial and Industrial Buildings | Standard | FALSE | [9 empty] | 42213 |  |  | NotYetVerified |  | 3 | 10294.5 | 107.988 | 95.33 | 13.36 | 0.994 | 5048 | 73.8
PTSJM85G | AGC Lighting Co. Ltd | AGC | LHB01-180-5000K-3070 | Indoor Luminaires | High-Bay | High-Bay Luminaires for Commercial and Industrial Buildings | Standard | FALSE | [9 empty] | 42213 |  |  | NotYetVerified |  | 3 | 18645.88 | 101.314 | 184.04 | 13.36 | 0.996 | 5000 | 72.1
P61NNC6Q | AGC Lighting Co. Ltd | AGC | LHB01-180-5000K-6090 | Indoor Luminaires | High-Bay | High-Bay Luminaires for Commercial and Industrial Buildings | Standard | FALSE | [9 empty] | 42213 |  |  | NotYetVerified |  | 3 | 19466.46 | 105.601 | 184.34 | 13.36 | 0.996 | 5000 | 72
P11CGYHN | AGC Lighting Co. Ltd | AGC | LHB01-150-5000K-3070 | Indoor Luminaires | High-Bay | High-Bay Luminaires for Commercial and Industrial Buildings | Standard | FALSE | [9 empty] | 42213 |  |  | NotYetVerified |  | 3 | 17013.56 | 110.199 | 154.39 | 13.36 | 0.996 | 5000 | 71.9
PYWSC5XZ | AGC Lighting Co. Ltd | AGC | LHB01-150-5000K-6090 | Indoor Luminaires | High-Bay | High-Bay Luminaires for Commercial and Industrial Buildings | Standard | FALSE | [9 empty] | 42213 |  |  | NotYetVerified |  | 3 | 16564.596 | 106.607 | 155.38 | 13.36 | 0.995 | 5000 | 71.9
P2RUT1CM | AGC Lighting Co. Ltd | AGC | LHB01-120-5000K-6090 | Indoor Luminaires | High-Bay | High-Bay Luminaires for Commercial and Industrial Buildings | Standard | FALSE | [9 empty] | 42213 |  |  | NotYetVerified |  | 3 | 12963.75 | 104.758 | 123.75 | 13.36 | 0.996 | 5000 | 71.9
PNHT9QQB | AGC Lighting Co. Ltd | AGC | LHB01-120-5000K-3070 | Indoor Luminaires | High-Bay | High-Bay Luminaires for Commercial and Industrial Buildings | Standard | FALSE | [9 empty] | 42213 |  |  | NotYetVerified |  | 3 | 12683.66 | 102.677 | 123.53 | 13.36 | 0.996 | 5000 | 71.9
PCVC4FCZ | AGC Lighting Co. Ltd | AGC | LHB01-90-5000K-6090 | Indoor Luminaires | High-Bay | High-Bay Luminaires for Commercial and Industrial Buildings | Standard | FALSE | [9 empty] | 42213 |  |  | NotYetVerified |  | 3 | 10110.333 | 106.37 | 95.05 | 13.36 | 0.989 | 5000 | 71.9
PYR7R5XA | AGC Lighting Co. Ltd | AGC | LHB01-180/T-5000K-6090 | Indoor Luminaires | High-Bay | High-Bay Luminaires for Commercial and Industrial Buildings | Standard | FALSE | [9 empty] | 42213 |  |  | NotYetVerified |  | 3 | 19466.46 | 105.601 | 184.34 | 13.36 | 0.996 | 5000 | 72
PD1NQQKW | AGC Lighting Co. Ltd | AGC | LHB01-150/T-5000K-6090 | Indoor Luminaires | High-Bay | High-Bay Luminaires for Commercial and Industrial Buildings | Standard | FALSE | [9 empty] | 42213 |  |  | NotYetVerified |  | 3 | 16564.596 | 106.607 | 155.38 | 13.36 | 0.995 | 5000 | 71.9
PJXJ3SQ1 | AGC Lighting Co. Ltd | AGC | LHB01-120/T-5000K-6090 | Indoor Luminaires | High-Bay | High-Bay Luminaires for Commercial and Industrial Buildings | Standard | FALSE | [9 empty] | 42213 |  |  | NotYetVerified |  | 3 | 12963.75 | 104.758 | 123.75 | 13.36 | 0.996 | 5000 | 71.9
PXG6GPFB | AGC Lighting Co. Ltd | AGC | LHB01-90/T-5000K-6090 | Indoor Luminaires | High-Bay | High-Bay Luminaires for Commercial and Industrial Buildings | Standard | FALSE | [9 empty] | 42213 |  |  | NotYetVerified |  | 3 | 10110.333 | 106.37 | 95.05 | 13.36 | 0.989 | 5000 | 71.9
PZ48SE87 | AGC Lighting Co. Ltd | AGC | LHB01-180-4000K-3070 | Indoor Luminaires | High-Bay | High-Bay Luminaires for Commercial and Industrial Buildings | Standard | FALSE | [9 empty] | 42213 |  |  | NotYetVerified |  | 3 | 18645.88 | 101.314 | 184.04 | 13.36 | 0.996 | 4000 | 72.1
PD9GJM5B | AGC Lighting Co. Ltd | AGC | LHB01-180-4000K-6090 | Indoor Luminaires | High-Bay | High-Bay Luminaires for Commercial and Industrial Buildings | Standard | FALSE | [9 empty] | 42213 |  |  | NotYetVerified |  | 3 | 19466.46 | 105.601 | 184.34 | 13.36 | 0.996 | 4000 | 72
PUNM4G67 | AGC Lighting Co. Ltd | AGC | LHB01-150-4000K-6090 | Indoor Luminaires | High-Bay | High-Bay Luminaires for Commercial and Industrial Buildings | Standard | FALSE | [9 empty] | 42213 |  |  | NotYetVerified |  | 3 | 16564.596 | 106.607 | 155.38 | 13.36 | 0.995 | 4000 | 71.9
PZE8MFVV | AGC Lighting Co. Ltd | AGC | LHB01-150-4000K-3070 | Indoor Luminaires | High-Bay | High-Bay Luminaires for Commercial and Industrial Buildings | Standard | FALSE | [9 empty] | 42213 |  |  | NotYetVerified |  | 3 | 16329.39 | 104.918 | 155.64 | 13.36 | 0.996 | 4000 | 71.9
PU12J36U | AGC Lighting Co. Ltd | AGC | LHB01-120-4000K-6090 | Indoor Luminaires | High-Bay | High-Bay Luminaires for Commercial and Industrial Buildings | Standard | FALSE | [9 empty] | 42213 |  |  | NotYetVerified |  | 3 | 12963.75 | 104.758 | 123.75 | 13.36 | 0.996 | 4000 | 71.9
PZFKW71V | AGC Lighting Co. Ltd | AGC | LHB01-120-4000K-3070 | Indoor Luminaires | High-Bay | High-Bay Luminaires for Commercial and Industrial Buildings | Standard | FALSE | [9 empty] | 42213 |  |  | NotYetVerified |  | 3 | 12683.66 | 102.677 | 123.53 | 13.36 | 0.996 | 4000 | 71.9
PC7HU6R4 | AGC Lighting Co. Ltd | AGC | LHB01-90-4000K-6090 | Indoor Luminaires | High-Bay | High-Bay Luminaires for Commercial and Industrial Buildings | Standard | FALSE | [9 empty] | 42213 |  |  | NotYetVerified |  | 3 | 10110.333 | 106.37 | 95.05 | 13.36 | 0.989 | 4000 | 71.9
PSPGU8A3 | AGC Lighting Co. Ltd | AGC | LHB01-90-4000K-3070 | Indoor Luminaires | High-Bay | High-Bay Luminaires for Commercial and Industrial Buildings | Standard | FALSE | [9 empty] | 42213 |  |  | NotYetVerified |  | 3 | 9700.914 | 100.113 | 96.9 | 13.36 | 0.994 | 4000 | 71.8
PGVKM7PR | AGC Lighting Co. Ltd | AGC | LHB01-180/T-4000K-3070 | Indoor Luminaires | High-Bay | High-Bay Luminaires for Commercial and Industrial Buildings | Standard | FALSE | [9 empty] | 42213 |  |  | NotYetVerified |  | 3 | 18645.88 | 101.314 | 184.04 | 13.36 | 0.996 | 4000 | 72.1
PBREHATC | AGC Lighting Co. Ltd | AGC | LHB01-180/T-4000K-6090 | Indoor Luminaires | High-Bay | High-Bay Luminaires for Commercial and Industrial Buildings | Standard | FALSE | [9 empty] | 42213 |  |  | NotYetVerified |  | 3 | 19466.46 | 105.601 | 184.34 | 13.36 | 0.996 | 4000 | 72
PBDN7U8Z | AGC Lighting Co. Ltd | AGC | LHB01-150/T-4000K-6090 | Indoor Luminaires | High-Bay | High-Bay Luminaires for Commercial and Industrial Buildings | Standard | FALSE | [9 empty] | 42213 |  |  | NotYetVerified |  | 3 | 16564.596 | 106.607 | 155.38 | 13.36 | 0.995 | 4000 | 71.9
PG7Y3XAU | AGC Lighting Co. Ltd | AGC | LHB01-150/T-4000K-3070 | Indoor Luminaires | High-Bay | High-Bay Luminaires for Commercial and Industrial Buildings | Standard | FALSE | [9 empty] | 42213 |  |  | NotYetVerified |  | 3 | 16329.39 | 104.918 | 155.64 | 13.36 | 0.996 | 4000 | 71.9
P7RYVJKP | AGC Lighting Co. Ltd | AGC | LHB01-120/T-4000K-6090 | Indoor Luminaires | High-Bay | High-Bay Luminaires for Commercial and Industrial Buildings | Standard | FALSE | [9 empty] | 42213 |  |  | NotYetVerified |  | 3 | 12963.75 | 104.758 | 123.75 | 13.36 | 0.996 | 4000 | 71.9
P9PXWJE1 | AGC Lighting Co. Ltd | AGC | LHB01-120/T-4000K-3070 | Indoor Luminaires | High-Bay | High-Bay Luminaires for Commercial and Industrial Buildings | Standard | FALSE | [9 empty] | 42213 |  |  | NotYetVerified |  | 3 | 12683.66 | 102.677 | 123.53 | 13.36 | 0.996 | 4000 | 71.9
PJWWYH9U | AGC Lighting Co. Ltd | AGC | LHB01-90/T-4000K-6090 | Indoor Luminaires | High-Bay | High-Bay Luminaires for Commercial and Industrial Buildings | Standard | FALSE | [9 empty] | 42213 |  |  | NotYetVerified |  | 3 | 10110.333 | 106.37 | 95.05 | 13.36 | 0.989 | 4000 | 71.9
PA22CV9T | AGC Lighting Co. Ltd | AGC | LHB01-90/T-4000K-3070 | Indoor Luminaires | High-Bay | High-Bay Luminaires for Commercial and Industrial Buildings | Standard | FALSE | [9 empty] | 42213 |  |  | NotYetVerified |  | 3 | 9700.914 | 100.113 | 96.9 | 13.36 | 0.994 | 4000 | 71.8
PQM7H55D | AGC Lighting Co. Ltd | AGC | LHB01-150/T-3000K-3070 | Indoor Luminaires | High-Bay | High-Bay Luminaires for Commercial and Industrial Buildings | Standard | FALSE | [9 empty] | 42213 |  |  | NotYetVerified |  | 3 | 16329.39 | 104.918 | 155.64 | 13.36 | 0.996 | 3057 | 71.9
P8XWJC8Q | AGC Lighting Co. Ltd | AGC | LHB01-120/T-3000K-3070 | Indoor Luminaires | High-Bay | High-Bay Luminaires for Commercial and Industrial Buildings | Standard | FALSE | [9 empty] | 42213 |  |  | NotYetVerified |  | 3 | 12683.66 | 102.677 | 123.53 | 13.36 | 0.996 | 3057 | 71.9
PGQH689A | AGC Lighting Co. Ltd | AGC | LHB01-150/T-3000K-6090 | Indoor Luminaires | High-Bay | High-Bay Luminaires for Commercial and Industrial Buildings | Standard | FALSE | [9 empty] | 42213 |  |  | NotYetVerified |  | 3 | 16564.596 | 106.607 | 155.38 | 13.36 | 0.995 | 3055 | 71.9
PNF4E5XC | AGC Lighting Co. Ltd | AGC | LHB01-120/T-3000K-6090 | Indoor Luminaires | High-Bay | High-Bay Luminaires for Commercial and Industrial Buildings | Standard | FALSE | [9 empty] | 42213 |  |  | NotYetVerified |  | 3 | 12963.75 | 104.758 | 123.75 | 13.36 | 0.996 | 3051 | 71.9
PYR69CDC | AGC Lighting Co. Ltd | AGC | LHB01-180/T-3000K-3070 | Indoor Luminaires | High-Bay | High-Bay Luminaires for Commercial and Industrial Buildings | Standard | FALSE | [9 empty] | 42213 |  |  | NotYetVerified |  | 3 | 18645.88 | 101.314 | 184.04 | 13.36 | 0.996 | 3039 | 72.1
PEBDT6EW | AGC Lighting Co. Ltd | AGC | LHB01-90/T-3000K-6090 | Indoor Luminaires | High-Bay | High-Bay Luminaires for Commercial and Industrial Buildings | Standard | FALSE | [9 empty] | 42213 |  |  | NotYetVerified |  | 3 | 10110.333 | 106.37 | 95.05 | 13.36 | 0.989 | 3038 | 71.9
PZV94PGN | AGC Lighting Co. Ltd | AGC | LHB01-180/T-3000K-6090 | Indoor Luminaires | High-Bay | High-Bay Luminaires for Commercial and Industrial Buildings | Standard | FALSE | [9 empty] | 42213 |  |  | NotYetVerified |  | 3 | 19466.46 | 105.601 | 184.34 | 13.36 | 0.996 | 3028 | 72
PNRWS54B | AGC Lighting Co. Ltd | AGC | LHB01-180-3000K-3070 | Indoor Luminaires | High-Bay | High-Bay Luminaires for Commercial and Industrial Buildings | Standard | FALSE | [9 empty] | 42213 |  |  | NotYetVerified |  | 3 | 18645.88 | 101.314 | 184.04 | 13.36 | 0.996 | 3000 | 72.1
PMVFVS2X | AGC Lighting Co. Ltd | AGC | LHB01-180-3000K-6090 | Indoor Luminaires | High-Bay | High-Bay Luminaires for Commercial and Industrial Buildings | Standard | FALSE | [9 empty] | 42213 |  |  | NotYetVerified |  | 3 | 19466.46 | 105.601 | 184.34 | 13.36 | 0.996 | 3000 | 72
PY5BP7VH | AGC Lighting Co. Ltd | AGC | LHB01-150-3000K-6090 | Indoor Luminaires | High-Bay | High-Bay Luminaires for Commercial and Industrial Buildings | Standard | FALSE | [9 empty] | 42213 |  |  | NotYetVerified |  | 3 | 16564.596 | 106.607 | 155.38 | 13.36 | 0.995 | 3000 | 71.9
PGBE3ZB6 | AGC Lighting Co. Ltd | AGC | LHB01-150-3000K-3070 | Indoor Luminaires | High-Bay | High-Bay Luminaires for Commercial and Industrial Buildings | Standard | FALSE | [9 empty] | 42213 |  |  | NotYetVerified |  | 3 | 16329.39 | 104.918 | 155.64 | 13.36 | 0.996 | 3000 | 71.9
P835MHX8 | AGC Lighting Co. Ltd | AGC | LHB01-120-3000K-6090 | Indoor Luminaires | High-Bay | High-Bay Luminaires for Commercial and Industrial Buildings | Standard | FALSE | [9 empty] | 42213 |  |  | NotYetVerified |  | 3 | 12963.75 | 104.758 | 123.75 | 13.36 | 0.996 | 3000 | 71.9
P2Q6HECE | AGC Lighting Co. Ltd | AGC | LHB01-120-3000K-3070 | Indoor Luminaires | High-Bay | High-Bay Luminaires for Commercial and Industrial Buildings | Standard | FALSE | [9 empty] | 42213 |  |  | NotYetVerified |  | 3 | 12683.66 | 102.677 | 123.53 | 13.36 | 0.996 | 3000 | 71.9
P3TW1Y2H | AGC Lighting Co. Ltd | AGC | LHB01-90-3000K-6090 | Indoor Luminaires | High-Bay | High-Bay Luminaires for Commercial and Industrial Buildings | Standard | FALSE | [9 empty] | 42213 |  |  | NotYetVerified |  | 3 | 10110.333 | 106.37 | 95.05 | 13.36 | 0.989 | 3000 | 71.9
PF6WFSZ8 | AGC Lighting Co. Ltd | AGC | LHB01-90-3000K-3070 | Indoor Luminaires | High-Bay | High-Bay Luminaires for Commercial and Industrial Buildings | Standard | FALSE | [9 empty] | 42213 |  |  | NotYetVerified |  | 3 | 9700.914 | 100.113 | 96.9 | 13.36 | 0.994 | 3000 | 71.8
PRST9KRB | LIGHTING BEST INTERNATIONAL LIMITED | LightingBest | LB-IM250-WAAA(5700K) | Indoor Luminaires | High-Bay | High-Bay Luminaires for Commercial and Industrial Buildings | Standard | FALSE | [9 empty] | 42213 |  |  | NotYetVerified |  | 3 | 18733 | 93.7 | 200 | 20 | 0.9 | 5700 | 70
P6DR6SMM | LIGHTING BEST INTERNATIONAL LIMITED | LightingBest | LB-IM250-DAAA(5700K) | Indoor Luminaires | High-Bay | High-Bay Luminaires for Commercial and Industrial Buildings | Standard | FALSE | [9 empty] | 42213 |  |  | NotYetVerified |  | 3 | 18733 | 93.7 | 200 | 20 | 0.9 | 5700 | 70
P4GVUWY8 | LIGHTING BEST INTERNATIONAL LIMITED | LightingBest | LB-IM250-WAAA(5000K) | Indoor Luminaires | High-Bay | High-Bay Luminaires for Commercial and Industrial Buildings | Standard | FALSE | [9 empty] | 42213 |  |  | NotYetVerified |  | 3 | 18123 | 90.6 | 200 | 20 | 0.9 | 5000 | 70
PAPMUHSB | LIGHTING BEST INTERNATIONAL LIMITED | LightingBest | LB-IM250-DAAA(5000K) | Indoor Luminaires | High-Bay | High-Bay Luminaires for Commercial and Industrial Buildings | Standard | FALSE | [9 empty] | 42213 |  |  | NotYetVerified |  | 3 | 18123 | 90.6 | 200 | 20 | 0.9 | 5000 | 70
P31GZKDE | LIGHTING BEST INTERNATIONAL LIMITED | LightingBest | LB-IM250-WAAA(4500K) | Indoor Luminaires | High-Bay | High-Bay Luminaires for Commercial and Industrial Buildings | Standard | FALSE | [9 empty] | 42213 |  |  | NotYetVerified |  | 3 | 17666 | 88.3 | 200 | 20 | 0.9 | 4500 | 70
PZVSNG3U | LIGHTING BEST INTERNATIONAL LIMITED | LightingBest | LB-IM250-DAAA(4500K) | Indoor Luminaires | High-Bay | High-Bay Luminaires for Commercial and Industrial Buildings | Standard | FALSE | [9 empty] | 42213 |  |  | NotYetVerified |  | 3 | 17666 | 88.3 | 200 | 20 | 0.9 | 4500 | 70
P9S6M4YT | LIGHTING BEST INTERNATIONAL LIMITED | LightingBest | LB-IM250-WAAA(4000K) | Indoor Luminaires | High-Bay | High-Bay Luminaires for Commercial and Industrial Buildings | Standard | FALSE | [9 empty] | 42213 |  |  | NotYetVerified |  | 3 | 17313 | 86.6 | 200 | 20 | 0.9 | 4000 | 70
PTY8Y19X | LIGHTING BEST INTERNATIONAL LIMITED | LightingBest | LB-IM250-DAAA(4000K) | Indoor Luminaires | High-Bay | High-Bay Luminaires for Commercial and Industrial Buildings | Standard | FALSE | [9 empty] | 42213 |  |  | NotYetVerified |  | 3 | 17313 | 86.6 | 200 | 20 | 0.9 | 4000 | 70
PR6FB961 | LIGHTING BEST INTERNATIONAL LIMITED | LightingBest | LB-IM250-WAAA(3500K) | Indoor Luminaires | High-Bay | High-Bay Luminaires for Commercial and Industrial Buildings | Standard | FALSE | [9 empty] | 42213 |  |  | NotYetVerified |  | 3 | 16960 | 84.8 | 200 | 20 | 0.9 | 3500 | 70
PSF1QH4J | LIGHTING BEST INTERNATIONAL LIMITED | LightingBest | LB-IM250-DAAA(3500K) | Indoor Luminaires | High-Bay | High-Bay Luminaires for Commercial and Industrial Buildings | Standard | FALSE | [9 empty] | 42213 |  |  | NotYetVerified |  | 3 | 16960 | 84.8 | 200 | 20 | 0.9 | 3500 | 70
P15DHPW3 | LIGHTING BEST INTERNATIONAL LIMITED | LightingBest | LB-IM250-DAAA(3000K) | Indoor Luminaires | High-Bay | High-Bay Luminaires for Commercial and Industrial Buildings | Standard | FALSE | [9 empty] | 42213 |  |  | NotYetVerified |  | 3 | 16606 | 83 | 200 | 20 | 0.9 | 3000 | 70
PQA93627 | PA-CO Lighting | PUAC | PUAC-A-48-LED-70-50-MVOLT | Indoor Luminaires | High-Bay | Low-Bay Luminaires for Commercial and Industrial Buildings | Standard | FALSE | [9 empty] | 42213 | Not Yet Verified | Not Yet Verified | NotYetVerified |  | 3 | 7163 | 92.5 | 77.468 | 6.47 | 0.997 | 5000 | 84.4
PZ875EVR | PA-CO Lighting | PUAC | PUAC-A-48-LED-77-50-MVOLT | Indoor Luminaires | High-Bay | Low-Bay Luminaires for Commercial and Industrial Buildings | Standard | FALSE | [9 empty] | 42213 | Not Yet Verified | Not Yet Verified | NotYetVerified |  | 3 | 7800 | 106 | 73 | 20 | 0.9 | 5000 | 83
P21JYH18 | PA-CO Lighting | PUAC | PUAC-B-48-LED-200-50-MVOLT | Indoor Luminaires | High-Bay | Low-Bay Luminaires for Commercial and Industrial Buildings | Standard | FALSE | [9 empty] | 42213 | Not Yet Verified | Not Yet Verified | NotYetVerified |  | 3 | 21000 | 116 | 180 | 20 | 0.9 | 5000 | 82
PA7AH1CC | PA-CO Lighting | PUAC | PUAC-B-48-LED-165-50-MVOLT | Indoor Luminaires | High-Bay | Low-Bay Luminaires for Commercial and Industrial Buildings | Standard | FALSE | [9 empty] | 42213 | Not Yet Verified | Not Yet Verified | NotYetVerified |  | 3 | 16750 | 113 | 149 | 20 | 0.9 | 5000 | 82
P5R6Q8AH | PA-CO Lighting | PUAC | PUAC-A-48-LED-77-40-MVOLT | Indoor Luminaires | High-Bay | Low-Bay Luminaires for Commercial and Industrial Buildings | Standard | FALSE | [9 empty] | 42213 | Not Yet Verified | Not Yet Verified | NotYetVerified |  | 3 | 7700 | 105 | 73 | 20 | 0.9 | 4000 | 83
PBB71FRE | PA-CO Lighting | PUAC | PUAC-B-48-LED-200-40-MVOLT | Indoor Luminaires | High-Bay | Low-Bay Luminaires for Commercial and Industrial Buildings | Standard | FALSE | [9 empty] | 42213 | Not Yet Verified | Not Yet Verified | NotYetVerified |  | 3 | 20000 | 111 | 180 | 20 | 0.9 | 4000 | 82
P79X5BVS | PA-CO Lighting | PUAC | PUAC-B-48-LED-165-40-MVOLT | Indoor Luminaires | High-Bay | Low-Bay Luminaires for Commercial and Industrial Buildings | Standard | FALSE | [9 empty] | 42213 | Not Yet Verified | Not Yet Verified | NotYetVerified |  | 3 | 16500 | 111 | 149 | 20 | 0.9 | 4000 | 82
P86M3U4F | PA-CO Lighting | PUAC | PUAC-A-48-LED-70-40-MVOLT | Indoor Luminaires | High-Bay | Low-Bay Luminaires for Commercial and Industrial Buildings | Standard | FALSE | [9 empty] | 42213 | Not Yet Verified | Not Yet Verified | NotYetVerified |  | 3 | 7000 | 90 | 77 | 20 | 0.9 | 4000 | 82
PDS5R138 | Singbee | Singbee | SP-7009-150W-5B-57K-B1-(MVHV)-N | Indoor Luminaires | High-Bay | High-Bay Luminaires for Commercial and Industrial Buildings | Premium | FALSE | [9 empty] | 42213 | Not Dimmable | Not Dimmable | No | Updated on 1/13/2017 | 3 | 18373.617 | 124.23 | 147.9 | 6.62 | 0.9946 | 5755 | 75.3
PZDJ5AMG | Singbee | Singbee | SP-7009-150W-5B-57K-80-(MVHV)-N | Indoor Luminaires | High-Bay | High-Bay Luminaires for Commercial and Industrial Buildings | Premium | FALSE | [9 empty] | 42213 | Not Dimmable | Not Dimmable | No | Updated on 1/13/2017 | 3 | 18191.7 | 123 | 147.9 | 6.62 | 0.9946 | 5755 | 75.3
PU2Z7D96 | Singbee | Singbee | SP-7009-150W-5B-57K-17-HV-N | Indoor Luminaires | High-Bay | High-Bay Luminaires for Commercial and Industrial Buildings | Premium | FALSE | [9 empty] | 42213 | Not Dimmable | Not Dimmable | No | Updated on 1/13/2017 | 3 | 18182.19 | 121.62 | 149.5 | 6.62 | 0.9946 | 5755 | 75.3
P2V1DGC6 | Singbee | Singbee | SP-7009-150W-5B-57K-17-MV-N | Indoor Luminaires | High-Bay | High-Bay Luminaires for Commercial and Industrial Buildings | Premium | FALSE | [9 empty] | 42213 | Not Dimmable | Not Dimmable | No | Updated on 1/13/2017 | 3 | 17987.598 | 121.62 | 147.9 | 6.62 | 0.9946 | 5755 | 75.3
PMVXF77S | Singbee | Singbee | SP-7009-150W-5B-57K-B1-HV-N-DIM | Indoor Luminaires | High-Bay | High-Bay Luminaires for Commercial and Industrial Buildings | Premium | FALSE | [9 empty] | 42213 | Dimmable | Continuous Below 10 | No | Updated on 1/13/2017 | 3 | 18373.617 | 124.23 | 147.9 | 6.62 | 0.9946 | 5755 | 75.3
PGS1ZJ1Z | Singbee | Singbee | SP-7009-150W-5B-57K-80-MV-N-DIM | Indoor Luminaires | High-Bay | High-Bay Luminaires for Commercial and Industrial Buildings | Premium | FALSE | [9 empty] | 42213 | Dimmable | Continuous Below 10 | No | Updated on 1/13/2017 | 3 | 18191.7 | 123 | 147.9 | 6.62 | 0.9946 | 5755 | 75.3
PG3QJTGM | Singbee | Singbee | SP-7009-150W-5B-57K-17-HV-N-DIM | Indoor Luminaires | High-Bay | High-Bay Luminaires for Commercial and Industrial Buildings | Premium | FALSE | [9 empty] | 42213 | Dimmable | Continuous Below 10 | No | Updated on 1/13/2017 | 3 | 18182.19 | 121.62 | 149.5 | 6.62 | 0.9946 | 5755 | 75.3
PQSEXQX7 | Singbee | Singbee | SP-7009-150W-5B-57K-17-MV-N-DIM | Indoor Luminaires | High-Bay | High-Bay Luminaires for Commercial and Industrial Buildings | Premium | FALSE | [9 empty] | 42213 | Dimmable | Continuous Below 10 | No | Updated on 1/13/2017 | 3 | 17987.598 | 121.62 | 147.9 | 6.62 | 0.9946 | 5755 | 75.3
PV1E8ZED | Singbee | Singbee | SP-7009-100W-3B-57K-80-(MVHV)-N | Indoor Luminaires | High-Bay | High-Bay Luminaires for Commercial and Industrial Buildings | Premium | FALSE | [9 empty] | 42213 | Not Dimmable | Not Dimmable | No | Updated on 1/13/2017 | 3 | 12312.3 | 123 | 100.1 | 7.46 | 0.9935 | 5726 | 75.4
PZSWYFNB | Singbee | Singbee | SP-7009-100W-3B-57K-B1-(MVHV)-N | Indoor Luminaires | High-Bay | High-Bay Luminaires for Commercial and Industrial Buildings | Premium | FALSE | [9 empty] | 42213 | Not Dimmable | Not Dimmable | No | Updated on 1/13/2017 | 3 | 12435.423 | 124.23 | 100.1 | 7.46 | 0.9935 | 5726 | 75.4
PT8PT6B1 | Singbee | Singbee | SP-7009-100W-3B-57K-17-MV-N | Indoor Luminaires | High-Bay | High-Bay Luminaires for Commercial and Industrial Buildings | Premium | FALSE | [9 empty] | 42213 | Not Dimmable | Not Dimmable | No | Updated on 1/13/2017 | 3 | 12174.162 | 121.62 | 100.1 | 7.46 | 0.9935 | 5726 | 75.4
PDZW2BTS | Singbee | Singbee | SP-7009-100W-3B-57K-17-HV-N | Indoor Luminaires | High-Bay | High-Bay Luminaires for Commercial and Industrial Buildings | Premium | FALSE | [9 empty] | 42213 | Not Dimmable | Not Dimmable | No | Updated on 1/13/2017 | 3 | 11929.706 | 121.62 | 98.09 | 7.46 | 0.9935 | 5726 | 75.4
P693SSBU | Singbee | Singbee | SP-7009-100W-3B-57K-80-MV-N-DIM | Indoor Luminaires | High-Bay | High-Bay Luminaires for Commercial and Industrial Buildings | Premium | FALSE | [9 empty] | 42213 | Dimmable | Continuous Below 10 | No | Updated on 1/13/2017 | 3 | 12312.3 | 123 | 100.1 | 7.46 | 0.9935 | 5726 | 75.4
P1FCZARM | Singbee | Singbee | SP-7009-100W-3B-57K-B1-HV-N-DIM | Indoor Luminaires | High-Bay | High-Bay Luminaires for Commercial and Industrial Buildings | Premium | FALSE | [9 empty] | 42213 | Dimmable | Continuous Below 10 | No | Updated on 1/13/2017 | 3 | 12435.423 | 124.23 | 100.1 | 7.46 | 0.9935 | 5726 | 75.4
PNYHV5MB | Singbee | Singbee | SP-7009-100W-3B-57K-17-MV-N-DIM | Indoor Luminaires | High-Bay | High-Bay Luminaires for Commercial and Industrial Buildings | Premium | FALSE | [9 empty] | 42213 | Dimmable | Continuous Below 10 | No | Updated on 1/13/2017 | 3 | 12174.162 | 121.62 | 100.1 | 7.46 | 0.9935 | 5726 | 75.4
P17D848A | Singbee | Singbee | SP-7009-100W-3B-57K-17-HV-N-DIM | Indoor Luminaires | High-Bay | High-Bay Luminaires for Commercial and Industrial Buildings | Premium | FALSE | [9 empty] | 42213 | Dimmable | Continuous Below 10 | No | Updated on 1/13/2017 | 3 | 11929.706 | 121.62 | 98.09 | 7.46 | 0.9935 | 5726 | 75.4
PB1E3TRP | Singbee | Singbee | SP-7009-200W-6B-57K-80-(MVHV)-N | Indoor Luminaires | High-Bay | High-Bay Luminaires for Commercial and Industrial Buildings | Premium | FALSE | [9 empty] | 42213 | Not Dimmable | Not Dimmable | No | Updated on 1/13/2017 | 3 | 24440.1 | 123 | 198.7 | 7.2 | 0.9941 | 5712 | 75.5
PX2JPMMB | Singbee | Singbee | SP-7009-200W-6B-57K-B1-(MVHV)-N | Indoor Luminaires | High-Bay | High-Bay Luminaires for Commercial and Industrial Buildings | Premium | FALSE | [9 empty] | 42213 | Not Dimmable | Not Dimmable | No | Updated on 1/13/2017 | 3 | 24684.502 | 124.23 | 198.7 | 7.2 | 0.9941 | 5712 | 75.5
PK7XNDUK | Singbee | Singbee | SP-7009-200W-6B-57K-17-MV-N | Indoor Luminaires | High-Bay | High-Bay Luminaires for Commercial and Industrial Buildings | Premium | FALSE | [9 empty] | 42213 | Not Dimmable | Not Dimmable | No | Updated on 1/13/2017 | 3 | 24165.895 | 121.62 | 198.7 | 7.2 | 0.9941 | 5712 | 75.5
PEB5TYFF | Singbee | Singbee | SP-7009-200W-6B-57K-17-HV-N | Indoor Luminaires | High-Bay | High-Bay Luminaires for Commercial and Industrial Buildings | Premium | FALSE | [9 empty] | 42213 | Not Dimmable | Not Dimmable | No | Updated on 1/13/2017 | 3 | 24251.027 | 121.62 | 199.4 | 7.2 | 0.9941 | 5712 | 75.5
PK9JW67Y | Singbee | Singbee | SP-7009-200W-6B-57K-80-MV-N-DIM | Indoor Luminaires | High-Bay | High-Bay Luminaires for Commercial and Industrial Buildings | Premium | FALSE | [9 empty] | 42213 | Dimmable | Continuous Below 10 | No | Updated on 1/13/2017 | 3 | 24440.1 | 123 | 198.7 | 7.2 | 0.9941 | 5712 | 75.5
PU5D59FU | Singbee | Singbee | SP-7009-200W-6B-57K-B1-HV-N-DIM | Indoor Luminaires | High-Bay | High-Bay Luminaires for Commercial and Industrial Buildings | Premium | FALSE | [9 empty] | 42213 | Dimmable | Continuous Below 10 | No | Updated on 1/13/2017 | 3 | 24684.502 | 124.23 | 198.7 | 7.2 | 0.9941 | 5712 | 75.5
PYNJMJQE | Singbee | Singbee | SP-7009-200W-6B-57K-17-MV-N-DIM | Indoor Luminaires | High-Bay | High-Bay Luminaires for Commercial and Industrial Buildings | Premium | FALSE | [9 empty] | 42213 | Dimmable | Continuous Below 10 | No | Updated on 1/13/2017 | 3 | 24165.895 | 121.62 | 198.7 | 7.2 | 0.9941 | 5712 | 75.5
PHPH5895 | Singbee | Singbee | SP-7009-200W-6B-57K-17-HV-N-DIM | Indoor Luminaires | High-Bay | High-Bay Luminaires for Commercial and Industrial Buildings | Premium | FALSE | [9 empty] | 42213 | Dimmable | Continuous Below 10 | No | Updated on 1/13/2017 | 3 | 24251.027 | 121.62 | 199.4 | 7.2 | 0.9941 | 5712 | 75.5
PC2R2ZPG | Singbee | Singbee | SP-7009-250W-7B-57K-80-(MVHV)-N | Indoor Luminaires | High-Bay | High-Bay Luminaires for Commercial and Industrial Buildings | Premium | FALSE | [9 empty] | 42213 | Not Dimmable | Not Dimmable | No | Updated on 1/13/2017 | 3 | 29962.8 | 123 | 243.6 | 7.48 | 0.9938 | 5708 | 75.3
PP795VE5 | Singbee | Singbee | SP-7009-250W-7B-57K-B1-(MVHV)-N | Indoor Luminaires | High-Bay | High-Bay Luminaires for Commercial and Industrial Buildings | Premium | FALSE | [9 empty] | 42213 | Not Dimmable | Not Dimmable | No | Updated on 1/13/2017 | 3 | 31007.809 | 124.23 | 249.6 | 7.48 | 0.996 | 5708 | 75.3
PUJHVCGR | Singbee | Singbee | SP-7009-250W-7B-57K-17-HV-N | Indoor Luminaires | High-Bay | High-Bay Luminaires for Commercial and Industrial Buildings | Premium | FALSE | [9 empty] | 42213 | Not Dimmable | Not Dimmable | No | Updated on 1/13/2017 | 3 | 30733.373 | 121.62 | 252.7 | 7.48 | 0.996 | 5708 | 75.3
PKMS6ZX5 | Singbee | Singbee | SP-7009-250W-7B-57K-17-MV-N | Indoor Luminaires | High-Bay | High-Bay Luminaires for Commercial and Industrial Buildings | Premium | FALSE | [9 empty] | 42213 | Not Dimmable | Not Dimmable | No | Updated on 1/13/2017 | 3 | 29626.633 | 121.62 | 243.6 | 7.48 | 0.9938 | 5708 | 75.3
PGXPBM8U | Singbee | Singbee | SP-7009-250W-7B-57K-80-MV-N-DIM | Indoor Luminaires | High-Bay | High-Bay Luminaires for Commercial and Industrial Buildings | Premium | FALSE | [9 empty] | 42213 | Dimmable | Continuous Below 10 | No | Updated on 1/13/2017 | 3 | 29962.8 | 123 | 243.6 | 7.48 | 0.9938 | 5708 | 75.3
PVCKMBDR | Singbee | Singbee | SP-7009-250W-7B-57K-B1-HV-N-DIM | Indoor Luminaires | High-Bay | High-Bay Luminaires for Commercial and Industrial Buildings | Premium | FALSE | [9 empty] | 42213 | Dimmable | Continuous Below 10 | No | Updated on 1/13/2017 | 3 | 31007.809 | 124.23 | 249.6 | 7.48 | 0.996 | 5708 | 75.3
P7EKCZUW | Singbee | Singbee | SP-7009-250W-7B-57K-17-HV-N-DIM | Indoor Luminaires | High-Bay | High-Bay Luminaires for Commercial and Industrial Buildings | Premium | FALSE | [9 empty] | 42213 | Dimmable | Continuous Below 10 | No | Updated on 1/13/2017 | 3 | 30733.373 | 121.62 | 252.7 | 7.48 | 0.996 | 5708 | 75.3
PA6BPBAE | Singbee | Singbee | SP-7009-250W-7B-57K-17-MV-N-DIM | Indoor Luminaires | High-Bay | High-Bay Luminaires for Commercial and Industrial Buildings | Premium | FALSE | [9 empty] | 42213 | Dimmable | Continuous Below 10 | No | Updated on 1/13/2017 | 3 | 29626.633 | 121.62 | 243.6 | 7.48 | 0.9938 | 5708 | 75.3
PR2ZH8X1 | Singbee | Singbee | SP-7009-60W-2B-57K-B1-(MVHV)-N | Indoor Luminaires | High-Bay | Low-Bay Luminaires for Commercial and Industrial Buildings | Premium | FALSE | [9 empty] | 42213 | Not Dimmable | Not Dimmable | No | Updated on 1/13/2017 | 3 | 7416.531 | 124.23 | 59.7 | 6.84 | 0.9866 | 5703 | 75.2
P9GUDU1F | Singbee | Singbee | SP-2025-60W-2B-57K-B1-(MVHV)-N | Indoor Luminaires | High-Bay | Low-Bay Luminaires for Commercial and Industrial Buildings | Premium | FALSE | [9 empty] | 42213 | Not Dimmable | Not Dimmable | No | Updated on 1/13/2017 | 3 | 7416.531 | 124.23 | 59.7 | 6.84 | 0.9866 | 5703 | 75.2
P6TK8BTM | Singbee | Singbee | SP-2025-60W-2B-57K-17-HV-N | Indoor Luminaires | High-Bay | Low-Bay Luminaires for Commercial and Industrial Buildings | Premium | FALSE | [9 empty] | 42213 | Not Dimmable | Not Dimmable | No | Updated on 1/13/2017 | 3 | 7114.77 | 121.62 | 58.5 | 6.84 | 0.9866 | 5703 | 75.2
P48DR36V | Singbee | Singbee | SP-7009-60W-2B-57K-17-HV-N | Indoor Luminaires | High-Bay | Low-Bay Luminaires for Commercial and Industrial Buildings | Premium | FALSE | [9 empty] | 42213 | Not Dimmable | Not Dimmable | No | Updated on 1/13/2017 | 3 | 7114.77 | 121.62 | 58.5 | 6.84 | 0.9866 | 5703 | 75.2
PKCSF3Q3 | Singbee | Singbee | SP-2025-60W-2B-57K-80-(MVHV)-N | Indoor Luminaires | High-Bay | Low-Bay Luminaires for Commercial and Industrial Buildings | Premium | FALSE | [9 empty] | 42213 | Not Dimmable | Not Dimmable | No | Updated on 1/13/2017 | 3 | 7343.1 | 123 | 59.7 | 4.84 | 0.9966 | 5703 | 75.2
PE7K97RM | Singbee | Singbee | SP-7009-60W-2B-57K-80-(MVHV)-N | Indoor Luminaires | High-Bay | Low-Bay Luminaires for Commercial and Industrial Buildings | Premium | FALSE | [9 empty] | 42213 | Not Dimmable | Not Dimmable | No | Updated on 1/13/2017 | 3 | 7343.1 | 123 | 59.7 | 4.84 | 0.9966 | 5703 | 75.2
PFMCAZEC | Singbee | Singbee | SP-7009-60W-2B-57K-17-MV-N | Indoor Luminaires | High-Bay | Low-Bay Luminaires for Commercial and Industrial Buildings | Premium | FALSE | [9 empty] | 42213 | Not Dimmable | Not Dimmable | No | Updated on 1/13/2017 | 3 | 7260.714 | 121.62 | 59.7 | 4.84 | 0.9966 | 5703 | 75.2
PCQVMSDF | Singbee | Singbee | SP-2025-60W-2B-57K-17-MV-N | Indoor Luminaires | High-Bay | Low-Bay Luminaires for Commercial and Industrial Buildings | Premium | FALSE | [9 empty] | 42213 | Not Dimmable | Not Dimmable | No | Updated on 1/13/2017 | 3 | 7260.714 | 121.62 | 59.7 | 4.84 | 0.9966 | 5703 | 75.2
PDA9ZDRB | Singbee | Singbee | SP-7009-60W-2B-57K-B1-HV-N-DIM | Indoor Luminaires | High-Bay | Low-Bay Luminaires for Commercial and Industrial Buildings | Premium | FALSE | [9 empty] | 42213 | Dimmable | Continuous Below 10 | No | Updated on 1/13/2017 | 3 | 7416.531 | 124.23 | 59.7 | 6.84 | 0.9866 | 5703 | 75.2
P9G329YG | Singbee | Singbee | SP-2025-60W-2B-57K-B1-HV-N-DIM | Indoor Luminaires | High-Bay | Low-Bay Luminaires for Commercial and Industrial Buildings | Premium | FALSE | [9 empty] | 42213 | Dimmable | Continuous Below 10 | No | Updated on 1/13/2017 | 3 | 7416.531 | 124.23 | 59.7 | 6.84 | 0.9866 | 5703 | 75.2
PZXPBKMF | Singbee | Singbee | SP-7009-60W-2B-57K-17-HV-N-DIM | Indoor Luminaires | High-Bay | Low-Bay Luminaires for Commercial and Industrial Buildings | Premium | FALSE | [9 empty] | 42213 | Dimmable | Continuous Below 10 | No | Updated on 1/13/2017 | 3 | 7114.77 | 121.62 | 58.5 | 6.84 | 0.9866 | 5703 | 75.2
PZVF4UJ2 | Singbee | Singbee | SP-2025-60W-2B-57K-17-HV-N-DIM | Indoor Luminaires | High-Bay | Low-Bay Luminaires for Commercial and Industrial Buildings | Premium | FALSE | [9 empty] | 42213 | Dimmable | Continuous Below 10 | No | Updated on 1/13/2017 | 3 | 7114.77 | 121.62 | 58.5 | 6.84 | 0.9866 | 5703 | 75.2
PRWW5BM4 | Singbee | Singbee | SP-7009-60W-2B-57K-80-MV-N-DIM | Indoor Luminaires | High-Bay | Low-Bay Luminaires for Commercial and Industrial Buildings | Premium | FALSE | [9 empty] | 42213 | Dimmable | Continuous Below 10 | No | Updated on 1/13/2017 | 3 | 7343.1 | 123 | 59.7 | 4.84 | 0.9966 | 5703 | 75.2
P8SBT7ES | Singbee | Singbee | SP-2025-60W-2B-57K-80-MV-N-DIM | Indoor Luminaires | High-Bay | Low-Bay Luminaires for Commercial and Industrial Buildings | Premium | FALSE | [9 empty] | 42213 | Dimmable | Continuous Below 10 | No | Updated on 1/13/2017 | 3 | 7343.1 | 123 | 59.7 | 4.84 | 0.9966 | 5703 | 75.2
PDX24W2A | Singbee | Singbee | SP-2025-60W-2B-57K-17-MV-N-DIM | Indoor Luminaires | High-Bay | Low-Bay Luminaires for Commercial and Industrial Buildings | Premium | FALSE | [9 empty] | 42213 | Dimmable | Continuous Below 10 | No | Updated on 1/13/2017 | 3 | 7260.714 | 121.62 | 59.7 | 4.84 | 0.9966 | 5703 | 75.2
PDGYJHPS | Singbee | Singbee | SP-7009-60W-2B-57K-17-MV-N-DIM | Indoor Luminaires | High-Bay | Low-Bay Luminaires for Commercial and Industrial Buildings | Premium | FALSE | [9 empty] | 42213 | Dimmable | Continuous Below 10 | No | Updated on 1/13/2017 | 3 | 7260.714 | 121.62 | 59.7 | 4.84 | 0.9966 | 5703 | 75.2
PRAVDUCA | Singbee | Singbee | SP-7009-40W-2B-57K-80-(MVHV)-N | Indoor Luminaires | High-Bay | Low-Bay Luminaires for Commercial and Industrial Buildings | Premium | FALSE | [9 empty] | 42213 | Not Dimmable | Not Dimmable | No | Updated on 2/9/2017 | 3 | 5544.14 | 139.3 | 39.8 | 6.46 | 0.9945 | 5699 | 75.1
PB6PS7WN | Singbee | Singbee | SP-2025-40W-2B-57K-80-(MVHV)-N | Indoor Luminaires | High-Bay | Low-Bay Luminaires for Commercial and Industrial Buildings | Premium | FALSE | [9 empty] | 42213 | Not Dimmable | Not Dimmable | No | Updated on 2/9/2017 | 3 | 5544.14 | 139.3 | 39.8 | 6.46 | 0.9945 | 5699 | 75.1
PV64Y15B | Singbee | Singbee | SP-7009-40W-2B-57K-17-(MVHV)-N | Indoor Luminaires | High-Bay | Low-Bay Luminaires for Commercial and Industrial Buildings | Premium | FALSE | [9 empty] | 42213 | Not Dimmable | Not Dimmable | No | Updated on 2/9/2017 | 3 | 5496.38 | 138.1 | 39.8 | 6.46 | 0.9945 | 5699 | 75.1
PU5DD2XW | Singbee | Singbee | SP-2025-40W-2B-57K-17-(MVHV)-N | Indoor Luminaires | High-Bay | Low-Bay Luminaires for Commercial and Industrial Buildings | Premium | FALSE | [9 empty] | 42213 | Not Dimmable | Not Dimmable | No | Updated on 2/9/2017 | 3 | 5496.38 | 138.1 | 39.8 | 6.46 | 0.9945 | 5699 | 75.1
PZ5V5RKP | Singbee | Singbee | SP-7009-40W-2B-57K-80-MV-N-DIM | Indoor Luminaires | High-Bay | Low-Bay Luminaires for Commercial and Industrial Buildings | Premium | FALSE | [9 empty] | 42213 | Dimmable | Continuous Below 10 | No | Updated on 2/9/2017 | 3 | 5544.14 | 139.3 | 39.8 | 6.46 | 0.9945 | 5699 | 75.1
PE2BM9CG | Singbee | Singbee | SP-2025-40W-2B-57K-80-MV-N-DIM | Indoor Luminaires | High-Bay | Low-Bay Luminaires for Commercial and Industrial Buildings | Premium | FALSE | [9 empty] | 42213 | Dimmable | Continuous Below 10 | No | Updated on 2/9/2017 | 3 | 5544.14 | 139.3 | 39.8 | 6.46 | 0.9945 | 5699 | 75.1
PUCAZXFU | Singbee | Singbee | SP-2025-40W-2B-57K-17-MV-N-DIM | Indoor Luminaires | High-Bay | Low-Bay Luminaires for Commercial and Industrial Buildings | Premium | FALSE | [9 empty] | 42213 | Dimmable | Continuous Below 10 | No | Updated on 2/9/2017 | 3 | 5496.38 | 138.1 | 39.8 | 6.46 | 0.9945 | 5699 | 75.1
PJKMGCPY | Singbee | Singbee | SP-7009-40W-2B-57K-17-MV-N-DIM | Indoor Luminaires | High-Bay | Low-Bay Luminaires for Commercial and Industrial Buildings | Premium | FALSE | [9 empty] | 42213 | Dimmable | Continuous Below 10 | No | Updated on 2/9/2017 | 3 | 5496.38 | 138.1 | 39.8 | 6.46 | 0.9945 | 5699 | 75.1
PZ7PX3C9 | Singbee | Singbee | SP-7009-120W-4B-57K-80-(MVHV)-N | Indoor Luminaires | High-Bay | High-Bay Luminaires for Commercial and Industrial Buildings | Premium | FALSE | [9 empty] | 42213 | Not Dimmable | Not Dimmable | No | Updated on 1/13/2017 | 3 | 14624.7 | 123 | 118.9 | 6.26 | 0.9955 | 5682 | 75.1
PMEXCFJ2 | Singbee | Singbee | SP-7009-120W-4B-57K-B1-(MVHV)-N | Indoor Luminaires | High-Bay | High-Bay Luminaires for Commercial and Industrial Buildings | Premium | FALSE | [9 empty] | 42213 | Not Dimmable | Not Dimmable | No | Updated on 1/13/2017 | 3 | 14770.947 | 124.23 | 118.9 | 6.26 | 0.9925 | 5682 | 75.1
PYPJNRNJ | Singbee | Singbee | SP-7009-120W-4B-57K-17-MV-N | Indoor Luminaires | High-Bay | High-Bay Luminaires for Commercial and Industrial Buildings | Premium | FALSE | [9 empty] | 42213 | Not Dimmable | Not Dimmable | No | Updated on 1/13/2017 | 3 | 14460.618 | 121.62 | 118.9 | 6.26 | 0.9955 | 5682 | 75.1
PVYEV82V | Singbee | Singbee | SP-7009-120W-4B-57K-17-HV-N | Indoor Luminaires | High-Bay | High-Bay Luminaires for Commercial and Industrial Buildings | Premium | FALSE | [9 empty] | 42213 | Not Dimmable | Not Dimmable | No | Updated on 1/13/2017 | 3 | 14033.731 | 121.62 | 115.39 | 6.26 | 0.9925 | 5682 | 75.1
PVYJD31A | Singbee | Singbee | SP-7009-120W-4B-57K-80-MV-N-DIM | Indoor Luminaires | High-Bay | High-Bay Luminaires for Commercial and Industrial Buildings | Premium | FALSE | [9 empty] | 42213 | Dimmable | Continuous Below 10 | No | Updated on 1/13/2017 | 3 | 14624.7 | 123 | 118.9 | 6.26 | 0.9955 | 5682 | 75.1
PW9BRC77 | Singbee | Singbee | SP-7009-120W-4B-57K-B1-HV-N-DIM | Indoor Luminaires | High-Bay | High-Bay Luminaires for Commercial and Industrial Buildings | Premium | FALSE | [9 empty] | 42213 | Dimmable | Continuous Below 10 | No | Updated on 1/13/2017 | 3 | 14770.947 | 124.23 | 118.9 | 6.26 | 0.9925 | 5682 | 75.1
PZCY2DND | Singbee | Singbee | SP-7009-120W-4B-57K-17-MV-N-DIM | Indoor Luminaires | High-Bay | High-Bay Luminaires for Commercial and Industrial Buildings | Premium | FALSE | [9 empty] | 42213 | Dimmable | Continuous Below 10 | No | Updated on 1/13/2017 | 3 | 14460.618 | 121.62 | 118.9 | 6.26 | 0.9955 | 5682 | 75.1
PSZPPBWZ | Singbee | Singbee | SP-7009-120W-4B-57K-17-HV-N-DIM | Indoor Luminaires | High-Bay | High-Bay Luminaires for Commercial and Industrial Buildings | Premium | FALSE | [9 empty] | 42213 | Dimmable | Continuous Below 10 | No | Updated on 1/13/2017 | 3 | 14033.731 | 121.62 | 115.39 | 6.26 | 0.9925 | 5682 | 75.1
PNTDX526 | Singbee | Singbee | SP-7009-150W-5B-50K-80-(MVHV)-N | Indoor Luminaires | High-Bay | High-Bay Luminaires for Commercial and Industrial Buildings | Premium | FALSE | [9 empty] | 42213 | Not Dimmable | Not Dimmable | No | Updated on 1/13/2017 | 3 | 18396.36 | 123.3 | 149.2 | 6.62 | 0.9946 | 5007 | 74.3
P77B28F6 | Singbee | Singbee | SP-7009-150W-5B-50K-17-(MVHV)-N | Indoor Luminaires | High-Bay | High-Bay Luminaires for Commercial and Industrial Buildings | Premium | FALSE | [9 empty] | 42213 | Not Dimmable | Not Dimmable | No | Updated on 1/13/2017 | 3 | 18132.479 | 121.94 | 148.7 | 6.62 | 0.9946 | 5007 | 74.3
PTUGNN3D | Singbee | Singbee | SP-7009-150W-5B-50K-80-MV-N-DIM | Indoor Luminaires | High-Bay | High-Bay Luminaires for Commercial and Industrial Buildings | Premium | FALSE | [9 empty] | 42213 | Dimmable | Continuous Below 10 | No | Updated on 1/13/2017 | 3 | 18396.36 | 123.3 | 149.2 | 6.62 | 0.9946 | 5007 | 74.3
P4YPTDJW | Singbee | Singbee | SP-7009-150W-5B-50K-17-MV-N-DIM | Indoor Luminaires | High-Bay | High-Bay Luminaires for Commercial and Industrial Buildings | Premium | FALSE | [9 empty] | 42213 | Dimmable | Continuous Below 10 | No | Updated on 1/13/2017 | 3 | 18132.479 | 121.94 | 148.7 | 6.62 | 0.9946 | 5007 | 74.3
PWGU9WJR | Singbee | Singbee | SP-2025-60W-2B-50K-80-(MVHV)-N | Indoor Luminaires | High-Bay | Low-Bay Luminaires for Commercial and Industrial Buildings | Premium | FALSE | [9 empty] | 42213 | Not Dimmable | Not Dimmable | No | Updated on 1/13/2017 | 3 | 7299.36 | 123.3 | 59.2 | 4.84 | 0.9966 | 5006 | 74.2
P8GZVEUD | Singbee | Singbee | SP-7009-60W-2B-50K-80-(MVHV)-N | Indoor Luminaires | High-Bay | Low-Bay Luminaires for Commercial and Industrial Buildings | Premium | FALSE | [9 empty] | 42213 | Not Dimmable | Not Dimmable | No | Updated on 1/13/2017 | 3 | 7299.36 | 123.3 | 59.2 | 4.84 | 0.9966 | 5006 | 74.2
PQJ3H4E8 | Singbee | Singbee | SP-2025-60W-2B-50K-17-(MVHV)-N | Indoor Luminaires | High-Bay | Low-Bay Luminaires for Commercial and Industrial Buildings | Premium | FALSE | [9 empty] | 42213 | Not Dimmable | Not Dimmable | No | Updated on 1/13/2017 | 3 | 7206.654 | 121.94 | 59.1 | 4.84 | 0.9966 | 5006 | 74.2
P6MCWCYZ | Singbee | Singbee | SP-7009-60W-2B-50K-17-(MVHV)-N | Indoor Luminaires | High-Bay | Low-Bay Luminaires for Commercial and Industrial Buildings | Premium | FALSE | [9 empty] | 42213 | Not Dimmable | Not Dimmable | No | Updated on 1/13/2017 | 3 | 7206.654 | 121.94 | 59.1 | 4.84 | 0.9966 | 5006 | 74.2
P2K5NBDH | Singbee | Singbee | SP-7009-250W-7B-50K-80-(MVHV)-N | Indoor Luminaires | High-Bay | High-Bay Luminaires for Commercial and Industrial Buildings | Premium | FALSE | [9 empty] | 42213 | Not Dimmable | Not Dimmable | No | Updated on 1/13/2017 | 3 | 30233.16 | 123.3 | 245.2 | 7.48 | 0.9938 | 5006 | 74.1
PH85TKYG | Singbee | Singbee | SP-7009-60W-2B-50K-80-MV-N-DIM | Indoor Luminaires | High-Bay | Low-Bay Luminaires for Commercial and Industrial Buildings | Premium | FALSE | [9 empty] | 42213 | Dimmable | Continuous Below 10 | No | Updated on 1/13/2017 | 3 | 7299.36 | 123.3 | 59.2 | 4.84 | 0.9966 | 5006 | 74.2
P7DDTFA5 | Singbee | Singbee | SP-2025-60W-2B-50K-80-MV-N-DIM | Indoor Luminaires | High-Bay | Low-Bay Luminaires for Commercial and Industrial Buildings | Premium | FALSE | [9 empty] | 42213 | Dimmable | Continuous Below 10 | No | Updated on 1/13/2017 | 3 | 7299.36 | 123.3 | 59.2 | 4.84 | 0.9966 | 5006 | 74.2
PSHTP41Y | Singbee | Singbee | SP-7009-60W-2B-50K-17-MV-N-DIM | Indoor Luminaires | High-Bay | Low-Bay Luminaires for Commercial and Industrial Buildings | Premium | FALSE | [9 empty] | 42213 | Dimmable | Continuous Below 10 | No | Updated on 1/13/2017 | 3 | 7206.654 | 121.94 | 59.1 | 4.84 | 0.9966 | 5006 | 74.2
PFVHFFN6 | Singbee | Singbee | SP-2025-60W-2B-50K-17-MV-N-DIM | Indoor Luminaires | High-Bay | Low-Bay Luminaires for Commercial and Industrial Buildings | Premium | FALSE | [9 empty] | 42213 | Dimmable | Continuous Below 10 | No | Updated on 1/13/2017 | 3 | 7206.654 | 121.94 | 59.1 | 4.84 | 0.9966 | 5006 | 74.2
PQYWPD7Y | Singbee | Singbee | SP-7009-250W-7B-50K-80-MV-N-DIM | Indoor Luminaires | High-Bay | High-Bay Luminaires for Commercial and Industrial Buildings | Premium | FALSE | [9 empty] | 42213 | Dimmable | Continuous Below 10 | No | Updated on 1/13/2017 | 3 | 30233.16 | 123.3 | 245.2 | 7.48 | 0.9938 | 5006 | 74.1
PZQCNRJ5 | Singbee | Singbee | SP-7009-100W-3B-50K-80-(MVHV)-N | Indoor Luminaires | High-Bay | High-Bay Luminaires for Commercial and Industrial Buildings | Premium | FALSE | [9 empty] | 42213 | Not Dimmable | Not Dimmable | No | Updated on 1/13/2017 | 3 | 12071.07 | 123.3 | 97.9 | 7.46 | 0.9935 | 5005 | 74.1
PYDYKAMP | Singbee | Singbee | SP-7009-100W-3B-50K-17-(MVHV)-N | Indoor Luminaires | High-Bay | High-Bay Luminaires for Commercial and Industrial Buildings | Premium | FALSE | [9 empty] | 42213 | Not Dimmable | Not Dimmable | No | Updated on 1/13/2017 | 3 | 11814.767 | 121.94 | 96.89 | 7.46 | 0.9935 | 5005 | 74.1
PFM1KTPK | Singbee | Singbee | SP-7009-100W-3B-50K-80-MV-N-DIM | Indoor Luminaires | High-Bay | High-Bay Luminaires for Commercial and Industrial Buildings | Premium | FALSE | [9 empty] | 42213 | Dimmable | Continuous Below 10 | No | Updated on 1/13/2017 | 3 | 12071.07 | 123.3 | 97.9 | 7.46 | 0.9935 | 5005 | 74.1
P2XGRMKF | Singbee | Singbee | SP-7009-100W-3B-50K-17-MV-N-DIM | Indoor Luminaires | High-Bay | High-Bay Luminaires for Commercial and Industrial Buildings | Premium | FALSE | [9 empty] | 42213 | Dimmable | Continuous Below 10 | No | Updated on 1/13/2017 | 3 | 11814.767 | 121.94 | 96.89 | 7.46 | 0.9935 | 5005 | 74.1
PWKZN889 | Singbee | Singbee | SP-7009-250W-7B-50K-17-(MVHV)-N | Indoor Luminaires | High-Bay | High-Bay Luminaires for Commercial and Industrial Buildings | Premium | FALSE | [9 empty] | 42213 | Not Dimmable | Not Dimmable | No | Updated on 1/13/2017 | 3 | 29533.867 | 121.94 | 242.2 | 7.48 | 0.9938 | 5003 | 74.1
PX8ZSAG2 | Singbee | Singbee | SP-7009-250W-7B-50K-17-MV-N-DIM | Indoor Luminaires | High-Bay | High-Bay Luminaires for Commercial and Industrial Buildings | Premium | FALSE | [9 empty] | 42213 | Dimmable | Continuous Below 10 | No | Updated on 1/13/2017 | 3 | 29533.867 | 121.94 | 242.2 | 7.48 | 0.9938 | 5003 | 74.1
PBWF5835 | Singbee | Singbee | SP-7009-120W-4B-50K-80-(MVHV)-N | Indoor Luminaires | High-Bay | High-Bay Luminaires for Commercial and Industrial Buildings | Premium | FALSE | [9 empty] | 42213 | Not Dimmable | Not Dimmable | No | Updated on 1/13/2017 | 3 | 14685.03 | 123.3 | 119.1 | 6.26 | 0.9955 | 4999 | 74.5
P7B9HKAC | Singbee | Singbee | SP-7009-120W-4B-50K-17-(MVHV)-N | Indoor Luminaires | High-Bay | High-Bay Luminaires for Commercial and Industrial Buildings | Premium | FALSE | [9 empty] | 42213 | Not Dimmable | Not Dimmable | No | Updated on 1/13/2017 | 3 | 14535.248 | 121.94 | 119.2 | 6.26 | 0.9955 | 4999 | 74.5
PVZSQT9Y | Singbee | Singbee | SP-7009-120W-4B-50K-80-MV-N-DIM | Indoor Luminaires | High-Bay | High-Bay Luminaires for Commercial and Industrial Buildings | Premium | FALSE | [9 empty] | 42213 | Dimmable | Continuous Below 10 | No | Updated on 1/13/2017 | 3 | 14685.03 | 123.3 | 119.1 | 6.26 | 0.9955 | 4999 | 74.5
PSPPCPMZ | Singbee | Singbee | SP-7009-120W-4B-50K-17-MV-N-DIM | Indoor Luminaires | High-Bay | High-Bay Luminaires for Commercial and Industrial Buildings | Premium | FALSE | [9 empty] | 42213 | Dimmable | Continuous Below 10 | No | Updated on 1/13/2017 | 3 | 14535.248 | 121.94 | 119.2 | 6.26 | 0.9955 | 4999 | 74.5
P3DF1CFM | Singbee | Singbee | SP-7009-200W-6B-50K-80-(MVHV)-N | Indoor Luminaires | High-Bay | High-Bay Luminaires for Commercial and Industrial Buildings | Premium | FALSE | [9 empty] | 42213 | Not Dimmable | Not Dimmable | No | Updated on 1/13/2017 | 3 | 24277.77 | 123.3 | 196.9 | 7.2 | 0.9941 | 4997 | 74.2
PTP8UNDV | Singbee | Singbee | SP-7009-40W-2B-50K-80-(MVHV)-N | Indoor Luminaires | High-Bay | Low-Bay Luminaires for Commercial and Industrial Buildings | Premium | FALSE | [9 empty] | 42213 | Not Dimmable | Not Dimmable | No | Updated on 2/9/2017 | 3 | 5431.607 | 139.63 | 38.9 | 6.46 | 0.9945 | 4997 | 74.1
PHJH81S3 | Singbee | Singbee | SP-2025-40W-2B-50K-80-(MVHV)-N | Indoor Luminaires | High-Bay | Low-Bay Luminaires for Commercial and Industrial Buildings | Premium | FALSE | [9 empty] | 42213 | Not Dimmable | Not Dimmable | No | Updated on 2/9/2017 | 3 | 5431.607 | 139.63 | 38.9 | 6.46 | 0.9945 | 4997 | 74.1
PWSKMVMH | Singbee | Singbee | SP-2025-40W-2B-50K-17-(MVHV)-N | Indoor Luminaires | High-Bay | Low-Bay Luminaires for Commercial and Industrial Buildings | Premium | FALSE | [9 empty] | 42213 | Not Dimmable | Not Dimmable | No | Updated on 2/9/2017 | 3 | 5363.712 | 138.24 | 38.8 | 6.46 | 0.9945 | 4997 | 74.1
P6DAZ6UD | Singbee | Singbee | SP-7009-40W-2B-50K-17-(MVHV)-N | Indoor Luminaires | High-Bay | Low-Bay Luminaires for Commercial and Industrial Buildings | Premium | FALSE | [9 empty] | 42213 | Not Dimmable | Not Dimmable | No | Updated on 2/9/2017 | 3 | 5363.712 | 138.24 | 38.8 | 6.46 | 0.9945 | 4997 | 74.1
PHYNBGE5 | Singbee | Singbee | SP-7009-200W-6B-50K-80-MV-N-DIM | Indoor Luminaires | High-Bay | High-Bay Luminaires for Commercial and Industrial Buildings | Premium | FALSE | [9 empty] | 42213 | Dimmable | Continuous Below 10 | No | Updated on 1/13/2017 | 3 | 24277.77 | 123.3 | 196.9 | 7.2 | 0.9941 | 4997 | 74.2
PHPK6EQQ | Singbee | Singbee | SP-2025-40W-2B-50K-80-MV-N-DIM | Indoor Luminaires | High-Bay | Low-Bay Luminaires for Commercial and Industrial Buildings | Premium | FALSE | [9 empty] | 42213 | Dimmable | Continuous Below 10 | No | Updated on 2/9/2017 | 3 | 5431.607 | 139.63 | 38.9 | 6.46 | 0.9945 | 4997 | 74.1
P6U4CC31 | Singbee | Singbee | SP-7009-40W-2B-50K-80-MV-N-DIM | Indoor Luminaires | High-Bay | Low-Bay Luminaires for Commercial and Industrial Buildings | Premium | FALSE | [9 empty] | 42213 | Dimmable | Continuous Below 10 | No | Updated on 2/9/2017 | 3 | 5431.607 | 139.63 | 38.9 | 6.46 | 0.9945 | 4997 | 74.1
PU9GXK7E | Singbee | Singbee | SP-7009-40W-2B-50K-17-MV-N-DIM | Indoor Luminaires | High-Bay | Low-Bay Luminaires for Commercial and Industrial Buildings | Premium | FALSE | [9 empty] | 42213 | Dimmable | Continuous Below 10 | No | Updated on 2/9/2017 | 3 | 5363.712 | 138.24 | 38.8 | 6.46 | 0.9945 | 4997 | 74.1
P5BMYGEV | Singbee | Singbee | SP-2025-40W-2B-50K-17-MV-N-DIM | Indoor Luminaires | High-Bay | Low-Bay Luminaires for Commercial and Industrial Buildings | Premium | FALSE | [9 empty] | 42213 | Dimmable | Continuous Below 10 | No | Updated on 2/9/2017 | 3 | 5363.712 | 138.24 | 38.8 | 6.46 | 0.9945 | 4997 | 74.1
P3KVDKHH | Singbee | Singbee | SP-7009-200W-6B-50K-17-(MVHV)-N | Indoor Luminaires | High-Bay | High-Bay Luminaires for Commercial and Industrial Buildings | Premium | FALSE | [9 empty] | 42213 | Not Dimmable | Not Dimmable | No | Updated on 1/13/2017 | 3 | 24095.344 | 121.94 | 197.6 | 7.2 | 0.9941 | 4995 | 74.2
PXPUDKCB | Singbee | Singbee | SP-7009-200W-6B-50K-17-MV-N-DIM | Indoor Luminaires | High-Bay | High-Bay Luminaires for Commercial and Industrial Buildings | Premium | FALSE | [9 empty] | 42213 | Dimmable | Continuous Below 10 | No | Updated on 1/13/2017 | 3 | 24095.344 | 121.94 | 197.6 | 7.2 | 0.9941 | 4995 | 74.2
P3JU5VAY | Singbee | Singbee | SP-7009-250W-7B-40K-80-(MVHV)-N | Indoor Luminaires | High-Bay | High-Bay Luminaires for Commercial and Industrial Buildings | Premium | FALSE | [9 empty] | 42213 | Not Dimmable | Not Dimmable | No | Updated on 1/13/2017 | 3 | 30037 | 122.5 | 245.2 | 7.48 | 0.9938 | 4019 | 72.3
PM6G3U1Y | Singbee | Singbee | SP-7009-250W-7B-40K-B1-(MVHV)-N | Indoor Luminaires | High-Bay | High-Bay Luminaires for Commercial and Industrial Buildings | Premium | FALSE | [9 empty] | 42213 | Not Dimmable | Not Dimmable | No | Updated on 1/13/2017 | 3 | 31073.44 | 123.7 | 251.2 | 7.48 | 0.996 | 4019 | 72.3
PE75CY25 | Singbee | Singbee | SP-7009-250W-7B-40K-17-HV-N | Indoor Luminaires | High-Bay | High-Bay Luminaires for Commercial and Industrial Buildings | Premium | FALSE | [9 empty] | 42213 | Not Dimmable | Not Dimmable | No | Updated on 1/13/2017 | 3 | 30735.18 | 121.1 | 253.8 | 7.48 | 0.996 | 4019 | 72.3
PTG71RWP | Singbee | Singbee | SP-7009-250W-7B-40K-80-MV-N-DIM | Indoor Luminaires | High-Bay | High-Bay Luminaires for Commercial and Industrial Buildings | Premium | FALSE | [9 empty] | 42213 | Dimmable | Continuous Below 10 | No | Updated on 1/13/2017 | 3 | 30037 | 122.5 | 245.2 | 7.48 | 0.9938 | 4019 | 72.3
PDEA7YEJ | Singbee | Singbee | SP-7009-250W-7B-40K-B1-HV-N-DIM | Indoor Luminaires | High-Bay | High-Bay Luminaires for Commercial and Industrial Buildings | Premium | FALSE | [9 empty] | 42213 | Dimmable | Continuous Below 10 | No | Updated on 1/13/2017 | 3 | 31073.44 | 123.7 | 251.2 | 7.48 | 0.996 | 4019 | 72.3
PB6CR2RZ | Singbee | Singbee | SP-7009-250W-7B-40K-17-HV-N-DIM | Indoor Luminaires | High-Bay | High-Bay Luminaires for Commercial and Industrial Buildings | Premium | FALSE | [9 empty] | 42213 | Dimmable | Continuous Below 10 | No | Updated on 1/13/2017 | 3 | 30735.18 | 121.1 | 253.8 | 7.48 | 0.996 | 4019 | 72.3
PHYHVE74 | Singbee | Singbee | SP-7009-250W-7B-40K-17-MV-N-DIM | Indoor Luminaires | High-Bay | High-Bay Luminaires for Commercial and Industrial Buildings | Premium | FALSE | [9 empty] | 42213 | Dimmable | Continuous Below 10 | No | Updated on 1/13/2017 | 3 | 29839 | 121.1 | 246.4 | 13.11 | 0.9321 | 4124 | 77.5
PTENCUWA | Singbee | Singbee | SP-7009-100W-3B-40K-B1-(MVHV)-N | Indoor Luminaires | High-Bay | High-Bay Luminaires for Commercial and Industrial Buildings | Premium | FALSE | [9 empty] | 42213 | Not Dimmable | Not Dimmable | No | Updated on 1/13/2017 | 3 | 12110.23 | 123.7 | 97.9 | 7.46 | 0.9935 | 4007 | 72.5
PXZXTAQQ | Singbee | Singbee | SP-7009-60W-2B-40K-17-HV-N | Indoor Luminaires | High-Bay | Low-Bay Luminaires for Commercial and Industrial Buildings | Premium | FALSE | [9 empty] | 42213 | Not Dimmable | Not Dimmable | No | Updated on 1/13/2017 | 3 | 7205.45 | 121.1 | 59.5 | 6.84 | 0.9866 | 4007 | 72.3
PP2WEHPM | Singbee | Singbee | SP-2025-60W-2B-40K-17-HV-N | Indoor Luminaires | High-Bay | Low-Bay Luminaires for Commercial and Industrial Buildings | Premium | FALSE | [9 empty] | 42213 | Not Dimmable | Not Dimmable | No | Updated on 1/13/2017 | 3 | 7157.01 | 121.1 | 59.5 | 6.84 | 0.9866 | 4007 | 72.3
P3N3BBHZ | Singbee | Singbee | SP-2025-60W-2B-40K-80-(MVHV)-N | Indoor Luminaires | High-Bay | Low-Bay Luminaires for Commercial and Industrial Buildings | Premium | FALSE | [9 empty] | 42213 | Not Dimmable | Not Dimmable | No | Updated on 1/13/2017 | 3 | 7252 | 122.5 | 59.2 | 4.84 | 0.9966 | 4007 | 72.3
P225Z8C1 | Singbee | Singbee | SP-7009-60W-2B-40K-80-(MVHV)-N | Indoor Luminaires | High-Bay | Low-Bay Luminaires for Commercial and Industrial Buildings | Premium | FALSE | [9 empty] | 42213 | Not Dimmable | Not Dimmable | No | Updated on 1/13/2017 | 3 | 7252 | 122.5 | 59.2 | 4.84 | 0.9966 | 4007 | 72.3
PTBXYWMA | Singbee | Singbee | SP-7009-60W-2B-40K-17-MV-N | Indoor Luminaires | High-Bay | Low-Bay Luminaires for Commercial and Industrial Buildings | Premium | FALSE | [9 empty] | 42213 | Not Dimmable | Not Dimmable | No | Updated on 1/13/2017 | 3 | 7157.01 | 121.1 | 59.1 | 4.84 | 0.9966 | 4007 | 72.3
PY569KJD | Singbee | Singbee | SP-7009-100W-3B-40K-80-(MVHV)-N | Indoor Luminaires | High-Bay | High-Bay Luminaires for Commercial and Industrial Buildings | Premium | FALSE | [9 empty] | 42213 | Not Dimmable | Not Dimmable | No | Updated on 1/13/2017 | 3 | 11992.75 | 122.5 | 97.9 | 7.46 | 0.9935 | 4007 | 72.2
P5WES72V | Singbee | Singbee | SP-7009-100W-3B-40K-17-HV-N | Indoor Luminaires | High-Bay | High-Bay Luminaires for Commercial and Industrial Buildings | Premium | FALSE | [9 empty] | 42213 | Not Dimmable | Not Dimmable | No | Updated on 1/13/2017 | 3 | 11951.359 | 121.1 | 98.69 | 7.46 | 0.9935 | 4007 | 72.2
PSCBEDZQ | Singbee | Singbee | SP-2025-60W-2B-40K-B1-(MVHV)-N | Indoor Luminaires | High-Bay | Low-Bay Luminaires for Commercial and Industrial Buildings | Premium | FALSE | [9 empty] | 42213 | Not Dimmable | Not Dimmable | No | Updated on 1/13/2017 | 3 | 7323.04 | 123.7 | 59.2 | 6.84 | 0.9866 | 4007 | 72.2
P2QU12DV | Singbee | Singbee | SP-7009-60W-2B-40K-B1-(MVHV)-N | Indoor Luminaires | High-Bay | Low-Bay Luminaires for Commercial and Industrial Buildings | Premium | FALSE | [9 empty] | 42213 | Not Dimmable | Not Dimmable | No | Updated on 1/13/2017 | 3 | 7323.04 | 123.7 | 59.2 | 6.84 | 0.9866 | 4007 | 72.2
PEU2YNXW | Singbee | Singbee | SP-7009-100W-3B-40K-B1-HV-N-DIM | Indoor Luminaires | High-Bay | High-Bay Luminaires for Commercial and Industrial Buildings | Premium | FALSE | [9 empty] | 42213 | Dimmable | Continuous Below 10 | No | Updated on 1/13/2017 | 3 | 12110.23 | 123.7 | 97.9 | 7.46 | 0.9935 | 4007 | 72.5
PX7U3Q47 | Singbee | Singbee | SP-2025-60W-2B-40K-17-HV-N-DIM | Indoor Luminaires | High-Bay | Low-Bay Luminaires for Commercial and Industrial Buildings | Premium | FALSE | [9 empty] | 42213 | Dimmable | Continuous Below 10 | No | Updated on 1/13/2017 | 3 | 7157.01 | 121.1 | 59.5 | 6.84 | 0.9866 | 4007 | 72.3
PKCVYJCR | Singbee | Singbee | SP-7009-60W-2B-40K-17-HV-N-DIM | Indoor Luminaires | High-Bay | Low-Bay Luminaires for Commercial and Industrial Buildings | Premium | FALSE | [9 empty] | 42213 | Dimmable | Continuous Below 10 | No | Updated on 1/13/2017 | 3 | 7205.45 | 121.1 | 59.5 | 6.84 | 0.9866 | 4007 | 72.3
PJMZJ7S8 | Singbee | Singbee | SP-7009-60W-2B-40K-80-MV-N-DIM | Indoor Luminaires | High-Bay | Low-Bay Luminaires for Commercial and Industrial Buildings | Premium | FALSE | [9 empty] | 42213 | Dimmable | Continuous Below 10 | No | Updated on 1/13/2017 | 3 | 7252 | 122.5 | 59.2 | 4.84 | 0.9966 | 4007 | 72.3
P35ZZEBZ | Singbee | Singbee | SP-2025-60W-2B-40K-80-MV-N-DIM | Indoor Luminaires | High-Bay | Low-Bay Luminaires for Commercial and Industrial Buildings | Premium | FALSE | [9 empty] | 42213 | Dimmable | Continuous Below 10 | No | Updated on 1/13/2017 | 3 | 7252 | 122.5 | 59.2 | 4.84 | 0.9966 | 4007 | 72.3
PRXT7M8T | Singbee | Singbee | SP-7009-60W-2B-40K-17-MV-N-DIM | Indoor Luminaires | High-Bay | Low-Bay Luminaires for Commercial and Industrial Buildings | Premium | FALSE | [9 empty] | 42213 | Dimmable | Continuous Below 10 | No | Updated on 1/13/2017 | 3 | 7157.01 | 121.1 | 59.1 | 4.84 | 0.9966 | 4007 | 72.3
P5VNBV5V | Singbee | Singbee | SP-2025-60W-2B-40K-17-MV-N-DIM | Indoor Luminaires | High-Bay | Low-Bay Luminaires for Commercial and Industrial Buildings | Premium | FALSE | [9 empty] | 42213 | Dimmable | Continuous Below 10 | No | Updated on 1/13/2017 | 3 | 7157.01 | 121.1 | 59.1 | 4.84 | 0.9966 | 4007 | 72.3
PPWTE8F1 | Singbee | Singbee | SP-7009-100W-3B-40K-80-MV-N-DIM | Indoor Luminaires | High-Bay | High-Bay Luminaires for Commercial and Industrial Buildings | Premium | FALSE | [9 empty] | 42213 | Dimmable | Continuous Below 10 | No | Updated on 1/13/2017 | 3 | 11992.75 | 122.5 | 97.9 | 7.46 | 0.9935 | 4007 | 72.2
PKDJ7W53 | Singbee | Singbee | SP-7009-100W-3B-40K-17-MV-N-DIM | Indoor Luminaires | High-Bay | High-Bay Luminaires for Commercial and Industrial Buildings | Premium | FALSE | [9 empty] | 42213 | Dimmable | Continuous Below 10 | No | Updated on 1/13/2017 | 3 | 11733.379 | 121.1 | 96.89 | 7.46 | 0.9935 | 4007 | 72.2
PTMF8WPC | Singbee | Singbee | SP-7009-100W-3B-40K-17-HV-N-DIM | Indoor Luminaires | High-Bay | High-Bay Luminaires for Commercial and Industrial Buildings | Premium | FALSE | [9 empty] | 42213 | Dimmable | Continuous Below 10 | No | Updated on 1/13/2017 | 3 | 11951.359 | 121.1 | 98.69 | 7.46 | 0.9935 | 4007 | 72.2
PHTDCP4G | Singbee | Singbee | SP-7009-60W-2B-40K-B1-HV-N-DIM | Indoor Luminaires | High-Bay | Low-Bay Luminaires for Commercial and Industrial Buildings | Premium | FALSE | [9 empty] | 42213 | Dimmable | Continuous Below 10 | No | Updated on 1/13/2017 | 3 | 7323.04 | 123.7 | 59.2 | 6.84 | 0.9866 | 4007 | 72.2
P6K5BW16 | Singbee | Singbee | SP-2025-60W-2B-40K-B1-HV-N-DIM | Indoor Luminaires | High-Bay | Low-Bay Luminaires for Commercial and Industrial Buildings | Premium | FALSE | [9 empty] | 42213 | Dimmable | Continuous Below 10 | No | Updated on 1/13/2017 | 3 | 7323.04 | 123.7 | 59.2 | 6.84 | 0.9866 | 4007 | 72.2
PB64U88X | Singbee | Singbee | SP-7009-120W-4B-40K-80-(MVHV)-N | Indoor Luminaires | High-Bay | High-Bay Luminaires for Commercial and Industrial Buildings | Premium | FALSE | [9 empty] | 42213 | Not Dimmable | Not Dimmable | No | Updated on 1/13/2017 | 3 | 14589.75 | 122.5 | 119.1 | 6.26 | 0.9955 | 4006 | 72.4
PVUK9AK4 | Singbee | Singbee | SP-7009-120W-4B-40K-17-MV-N | Indoor Luminaires | High-Bay | High-Bay Luminaires for Commercial and Industrial Buildings | Premium | FALSE | [9 empty] | 42213 | Not Dimmable | Not Dimmable | No | Updated on 1/13/2017 | 3 | 14435.12 | 121.1 | 119.2 | 6.26 | 0.9955 | 4006 | 72.4
PSQSBE35 | Singbee | Singbee | SP-7009-120W-4B-40K-B1-(MVHV)-N | Indoor Luminaires | High-Bay | High-Bay Luminaires for Commercial and Industrial Buildings | Premium | FALSE | [9 empty] | 42213 | Not Dimmable | Not Dimmable | No | Updated on 1/13/2017 | 3 | 14361.57 | 123.7 | 116.1 | 6.26 | 0.9925 | 4006 | 72.4
PAJ1KSMV | Singbee | Singbee | SP-7009-120W-4B-40K-17-HV-N | Indoor Luminaires | High-Bay | High-Bay Luminaires for Commercial and Industrial Buildings | Premium | FALSE | [9 empty] | 42213 | Not Dimmable | Not Dimmable | No | Updated on 1/13/2017 | 3 | 14362.46 | 121.1 | 118.6 | 6.26 | 0.9925 | 4006 | 72.4
PU46R8WW | Singbee | Singbee | SP-7009-120W-4B-40K-80-MV-N-DIM | Indoor Luminaires | High-Bay | High-Bay Luminaires for Commercial and Industrial Buildings | Premium | FALSE | [9 empty] | 42213 | Dimmable | Continuous Below 10 | No | Updated on 1/13/2017 | 3 | 14589.75 | 122.5 | 119.1 | 6.26 | 0.9955 | 4006 | 72.4
P7GQT6PQ | Singbee | Singbee | SP-7009-120W-4B-40K-17-MV-N-DIM | Indoor Luminaires | High-Bay | High-Bay Luminaires for Commercial and Industrial Buildings | Premium | FALSE | [9 empty] | 42213 | Dimmable | Continuous Below 10 | No | Updated on 1/13/2017 | 3 | 14435.12 | 121.1 | 119.2 | 6.26 | 0.9955 | 4006 | 72.4
P9BEG243 | Singbee | Singbee | SP-7009-120W-4B-40K-B1-HV-N-DIM | Indoor Luminaires | High-Bay | High-Bay Luminaires for Commercial and Industrial Buildings | Premium | FALSE | [9 empty] | 42213 | Dimmable | Continuous Below 10 | No | Updated on 1/13/2017 | 3 | 14361.57 | 123.7 | 116.1 | 6.26 | 0.9925 | 4006 | 72.4
PY9GSYE4 | Singbee | Singbee | SP-7009-120W-4B-40K-17-HV-N-DIM | Indoor Luminaires | High-Bay | High-Bay Luminaires for Commercial and Industrial Buildings | Premium | FALSE | [9 empty] | 42213 | Dimmable | Continuous Below 10 | No | Updated on 1/13/2017 | 3 | 14362.46 | 121.1 | 118.6 | 6.26 | 0.9925 | 4006 | 72.4
PW9KHB85 | Singbee | Singbee | SP-7009-200W-6B-40K-B1-(MVHV)-N | Indoor Luminaires | High-Bay | High-Bay Luminaires for Commercial and Industrial Buildings | Premium | FALSE | [9 empty] | 42213 | Not Dimmable | Not Dimmable | No | Updated on 1/13/2017 | 3 | 24727.63 | 123.7 | 199.9 | 7.2 | 0.9941 | 4002 | 72.5
P3CWQF85 | Singbee | Singbee | SP-7009-200W-6B-40K-80-(MVHV)-N | Indoor Luminaires | High-Bay | High-Bay Luminaires for Commercial and Industrial Buildings | Premium | FALSE | [9 empty] | 42213 | Not Dimmable | Not Dimmable | No | Updated on 1/13/2017 | 3 | 24120.25 | 122.5 | 196.9 | 7.2 | 0.9941 | 4002 | 72.5
PQ46UGJX | Singbee | Singbee | SP-7009-200W-6B-40K-17-MV-N | Indoor Luminaires | High-Bay | High-Bay Luminaires for Commercial and Industrial Buildings | Premium | FALSE | [9 empty] | 42213 | Not Dimmable | Not Dimmable | No | Updated on 1/13/2017 | 3 | 23929.36 | 121.1 | 197.6 | 7.2 | 0.9941 | 4002 | 72.5
P99EGZ1X | Singbee | Singbee | SP-7009-200W-6B-40K-17-HV-N | Indoor Luminaires | High-Bay | High-Bay Luminaires for Commercial and Industrial Buildings | Premium | FALSE | [9 empty] | 42213 | Not Dimmable | Not Dimmable | No | Updated on 1/13/2017 | 3 | 24050.46 | 121.1 | 198.6 | 7.2 | 0.9941 | 4002 | 72.5
P3MNRSYX | Singbee | Singbee | SP-7009-200W-6B-40K-B1-HV-N-DIM | Indoor Luminaires | High-Bay | High-Bay Luminaires for Commercial and Industrial Buildings | Premium | FALSE | [9 empty] | 42213 | Dimmable | Continuous Below 10 | No | Updated on 1/13/2017 | 3 | 24727.63 | 123.7 | 199.9 | 7.2 | 0.9941 | 4002 | 72.5
P29DV45Y | Singbee | Singbee | SP-7009-200W-6B-40K-80-MV-N-DIM | Indoor Luminaires | High-Bay | High-Bay Luminaires for Commercial and Industrial Buildings | Premium | FALSE | [9 empty] | 42213 | Dimmable | Continuous Below 10 | No | Updated on 1/13/2017 | 3 | 24120.25 | 122.5 | 196.9 | 7.2 | 0.9941 | 4002 | 72.5
P1MK4BA8 | Singbee | Singbee | SP-7009-200W-6B-40K-17-MV-N-DIM | Indoor Luminaires | High-Bay | High-Bay Luminaires for Commercial and Industrial Buildings | Premium | FALSE | [9 empty] | 42213 | Dimmable | Continuous Below 10 | No | Updated on 1/13/2017 | 3 | 23929.36 | 121.1 | 197.6 | 7.2 | 0.9941 | 4002 | 72.5
PAU5VE6P | Singbee | Singbee | SP-7009-200W-6B-40K-17-HV-N-DIM | Indoor Luminaires | High-Bay | High-Bay Luminaires for Commercial and Industrial Buildings | Premium | FALSE | [9 empty] | 42213 | Dimmable | Continuous Below 10 | No | Updated on 1/13/2017 | 3 | 24050.46 | 121.1 | 198.6 | 7.2 | 0.9941 | 4002 | 72.5
PUPCP1Y5 | Singbee | Singbee | SP-7009-150W-5B-40K-B1-(MVHV)-N | Indoor Luminaires | High-Bay | High-Bay Luminaires for Commercial and Industrial Buildings | Premium | FALSE | [9 empty] | 42213 | Not Dimmable | Not Dimmable | No | Updated on 1/13/2017 | 3 | 18456.04 | 123.7 | 149.2 | 6.62 | 0.9946 | 3998 | 72.2
PX4DPP2X | Singbee | Singbee | SP-7009-150W-5B-40K-80-(MVHV)-N | Indoor Luminaires | High-Bay | High-Bay Luminaires for Commercial and Industrial Buildings | Premium | FALSE | [9 empty] | 42213 | Not Dimmable | Not Dimmable | No | Updated on 1/13/2017 | 3 | 18277 | 122.5 | 149.2 | 6.62 | 0.9946 | 3998 | 72.2
PGHBYMYU | Singbee | Singbee | SP-7009-150W-5B-40K-17-HV-N | Indoor Luminaires | High-Bay | High-Bay Luminaires for Commercial and Industrial Buildings | Premium | FALSE | [9 empty] | 42213 | Not Dimmable | Not Dimmable | No | Updated on 1/13/2017 | 3 | 18068.12 | 121.1 | 149.2 | 6.62 | 0.9946 | 3998 | 72.2
PNU9YWKQ | Singbee | Singbee | SP-7009-150W-5B-40K-17-MV-N | Indoor Luminaires | High-Bay | High-Bay Luminaires for Commercial and Industrial Buildings | Premium | FALSE | [9 empty] | 42213 | Not Dimmable | Not Dimmable | No | Updated on 1/13/2017 | 3 | 18007.57 | 121.1 | 148.7 | 6.62 | 0.9946 | 3998 | 72.2
PMYJAT8S | Singbee | Singbee | SP-7009-150W-5B-40K-B1-HV-N-DIM | Indoor Luminaires | High-Bay | High-Bay Luminaires for Commercial and Industrial Buildings | Premium | FALSE | [9 empty] | 42213 | Dimmable | Continuous Below 10 | No | Updated on 1/13/2017 | 3 | 18456.04 | 123.7 | 149.2 | 6.62 | 0.9946 | 3998 | 72.2
PU4UFX4U | Singbee | Singbee | SP-7009-150W-5B-40K-80-MV-N-DIM | Indoor Luminaires | High-Bay | High-Bay Luminaires for Commercial and Industrial Buildings | Premium | FALSE | [9 empty] | 42213 | Dimmable | Continuous Below 10 | No | Updated on 1/13/2017 | 3 | 18277 | 122.5 | 149.2 | 6.62 | 0.9946 | 3998 | 72.2
PPKZ2KRV | Singbee | Singbee | SP-7009-150W-5B-40K-17-HV-N-DIM | Indoor Luminaires | High-Bay | High-Bay Luminaires for Commercial and Industrial Buildings | Premium | FALSE | [9 empty] | 42213 | Dimmable | Continuous Below 10 | No | Updated on 1/13/2017 | 3 | 18068.12 | 121.1 | 149.2 | 6.62 | 0.9946 | 3998 | 72.2
P2PEMPSB | Singbee | Singbee | SP-7009-150W-5B-40K-17-MV-N-DIM | Indoor Luminaires | High-Bay | High-Bay Luminaires for Commercial and Industrial Buildings | Premium | FALSE | [9 empty] | 42213 | Dimmable | Continuous Below 10 | No | Updated on 1/13/2017 | 3 | 18007.57 | 121.1 | 148.7 | 6.62 | 0.9946 | 3998 | 72.2
PYNTBMA1 | Singbee | Singbee | SP-2025-40W-2B-40K-80-(MVHV)-N | Indoor Luminaires | High-Bay | Low-Bay Luminaires for Commercial and Industrial Buildings | Premium | FALSE | [9 empty] | 42213 | Not Dimmable | Not Dimmable | No | Updated on 2/9/2017 | 3 | 5400.876 | 138.84 | 38.9 | 6.46 | 0.9945 | 3997 | 72.4
PTTBHZRK | Singbee | Singbee | SP-7009-40W-2B-40K-80-(MVHV)-N | Indoor Luminaires | High-Bay | Low-Bay Luminaires for Commercial and Industrial Buildings | Premium | FALSE | [9 empty] | 42213 | Not Dimmable | Not Dimmable | No | Updated on 2/9/2017 | 3 | 5400.876 | 138.84 | 38.9 | 6.46 | 0.9945 | 3997 | 72.4
PG4GNW8Z | Singbee | Singbee | SP-7009-40W-2B-40K-17-(MVHV)-N | Indoor Luminaires | High-Bay | Low-Bay Luminaires for Commercial and Industrial Buildings | Premium | FALSE | [9 empty] | 42213 | Not Dimmable | Not Dimmable | No | Updated on 2/9/2017 | 3 | 5347.0884 | 137.14 | 38.99 | 10.35 | 0.9965 | 4021 | 76.7
PY8VTZHM | Singbee | Singbee | SP-2025-40W-2B-40K-80-MV-N-DIM | Indoor Luminaires | High-Bay | Low-Bay Luminaires for Commercial and Industrial Buildings | Premium | FALSE | [9 empty] | 42213 | Dimmable | Continuous Below 10 | No | Updated on 2/9/2017 | 3 | 5400.876 | 138.84 | 38.9 | 6.46 | 0.9945 | 3997 | 72.4
PFGRMVVZ | Singbee | Singbee | SP-7009-40W-2B-40K-80-MV-N-DIM | Indoor Luminaires | High-Bay | Low-Bay Luminaires for Commercial and Industrial Buildings | Premium | FALSE | [9 empty] | 42213 | Dimmable | Continuous Below 10 | No | Updated on 2/9/2017 | 3 | 5400.876 | 138.84 | 38.9 | 6.46 | 0.9945 | 3997 | 72.4
PVZQMJ9D | Singbee | Singbee | SP-7009-40W-2B-40K-17-MV-N-DIM | Indoor Luminaires | High-Bay | Low-Bay Luminaires for Commercial and Industrial Buildings | Premium | FALSE | [9 empty] | 42213 | Dimmable | Continuous Below 10 | No | Updated on 2/9/2017 | 3 | 5347.0884 | 137.14 | 38.99 | 10.35 | 0.9965 | 4021 | 76.7
P88KC2ZN | Singbee | Singbee | SP-2025-40W-2B-40K-17-MV-N-DIM | Indoor Luminaires | High-Bay | Low-Bay Luminaires for Commercial and Industrial Buildings | Premium | FALSE | [9 empty] | 42213 | Dimmable | Continuous Below 10 | No | Updated on 2/9/2017 | 3 | 5347.0884 | 137.14 | 38.99 | 10.35 | 0.9965 | 4021 | 76.7
PFDM4UWN | White Lightning Fixtures LTD | White Lightning Fixtures | 101-03507-S100-U-X-X-SR | Indoor Luminaires | High-Bay | Low-Bay Luminaires for Commercial and Industrial Buildings | Standard | TRUE | 9619 | 80.2 | 119.9 | 6.68 | 0.989 | 4866 | 71 | 5 | 78000 | 42212 |  |  | NotYetVerified |  | 3 | 9393 | 81 | 116 | 9 | 0.99 | 5000 | 70
P78DSYC8 | Acuity Brands Lighting | Holophane | PHS 24000LM 50K 80CRI N | Indoor Luminaires | High-Bay | High-Bay Luminaires for Commercial and Industrial Buildings | Standard | TRUE | 23450 | 102.12 | 229.63 | 12.62 | 0.968 | 5148 | 82.51 | 5 |  | 42212 |  |  | NotYetVerified |  | 3 | 23358 | 102.45 | 228 | 12.62 | 0.96 | 5000 | 80
PR3X88DN | Acuity Brands Lighting | Holophane | PHS 12000LM 35K 90CRI W | Indoor Luminaires | High-Bay | High-Bay Luminaires for Commercial and Industrial Buildings | Standard | TRUE | 9499.18 | 90.09 | 105.44 | 12.62 | 0.968 | 3404 | 94 | 5 |  | 42212 |  |  | NotYetVerified |  | 3 | 9499.18 | 90.09 | 105.44 | 12.62 | 0.99 | 3500 | 90
PXCX7KMFF | Optilumen Inc | Optilumen Inc | LHB80-55 | Indoor Luminaires | High-Bay | High-Bay Luminaires for Commercial and Industrial Buildings | Standard | TRUE | 10180 | 122.1 | 83.33 | 8.47 | 0.966 | 5061 | 83 | 5 | 50000 | 42212 |  |  | NotYetVerified |  | 3 | 10100 | 122 | 80 | 8.46 | 0.96 | 5000 | 82
PDCTKDTR | Sarin Energy Inc. | SES | SES-HB-320-5700 | Indoor Luminaires | High-Bay | High-Bay Luminaires for Commercial and Industrial Buildings | Standard | TRUE | 25161.83 | 79.5 | 316.5 | 6.5 | 0.963 | 5660 | 70.1 | 5 | 50000 | 42212 |  |  | NotYetVerified |  | 3 | 25161.83 | 79.5 | 316.5 | 2.87 | 0.998 | 5660 | 70
PZDRK5Z2 | White Lightning Fixtures LTD | White Lightning Fixtures | 101-02507-S140-U-X-X-SR | Indoor Luminaires | High-Bay | Low-Bay Luminaires for Commercial and Industrial Buildings | Standard | TRUE | 6281 | 81.6 | 77 | 14.19 | 0.958 | 5072 | 69 | 5 | 78000 | 42212 |  |  | NotYetVerified |  | 3 | 6281 | 82 | 77 | 10 | 0.991 | 5000 | 70
PYB2TB16 | Sarin Energy Inc. | SES | SES-HB-150-5000 | Indoor Luminaires | High-Bay | High-Bay Luminaires for Commercial and Industrial Buildings | Standard | TRUE | 11663.06 | 77.68 | 150.15 | 12.8 | 0.958 | 5236 | 74.1 | 5 | 50000 | 42212 |  |  | NotYetVerified |  | 3 | 12000 | 80 | 150 | 10 | 0.9 | 5000 | 70
PQ2XYNKJ | DAGR Lighting | DAGR | BL620.100-277VAC.5000K.XXD.X | Indoor Luminaires | High-Bay | High-Bay Luminaires for Commercial and Industrial Buildings | Standard | TRUE | 20806.65 | 92.036 | 226.07 | 14.6 | 0.94 | 5446 | 68.3 | 5 | 50000 | 42212 |  |  | NotYetVerified |  | 3 | 20000 | 92 | 220 |  |  | 5700 | 70
P5P3NZVR | Sarin Energy Inc. | SES | SES-HB-100-4000 | Indoor Luminaires | High-Bay | High-Bay Luminaires for Commercial and Industrial Buildings | Standard | TRUE | 9531.25 | 87.68 | 108.7 | 14.2 | 0.933 | 4103 | 73.3 | 5 | 50000 | 42212 |  |  | NotYetVerified |  | 3 | 9531.25 | 87.68 | 108.7 | 7.65 | 0.996 | 4103 | 73
P9HC77B7 | Sarin Energy Inc. | SES | SES-HB-200-4000 | Indoor Luminaires | High-Bay | High-Bay Luminaires for Commercial and Industrial Buildings | Standard | TRUE | 17780.17 | 85.19 | 205.7 | 7.64 | 0.93 | 4050 | 73.6 | 5 | 35000 | 42212 |  |  | NotYetVerified |  | 3 | 17780.17 | 85.19 | 208.71 | 7.64 | 0.996 | 4050 | 74
PH69E57R | Shenzhen FYT LED Co. Ltd | FYT LED | FYT-T200W-200W-4000K | Indoor Luminaires | High-Bay | High-Bay Luminaires for Commercial and Industrial Buildings | Standard | TRUE | 21731 | 106.34 | 204.4 | 6.89 | 0.921 | 4044 | 83 | 5 | 50000 | 42212 |  |  | NotYetVerified |  | 3 | 21731 | 106.34 | 204.4 | 6.89 | 0.994 | 4044 | 83.2
PBTSH1XQ | White Lightning Fixtures LTD | White Lightning Fixtures | 101-14507-S100-U-X-X-SR | Indoor Luminaires | High-Bay | High-Bay Luminaires for Commercial and Industrial Buildings | Standard | TRUE | 45915 | 84.4 | 544 | 15.62 | 0.917 | 4949 | 72 | 5 | 78000 | 42212 |  |  | NotYetVerified |  | 3 | 43833 | 81 | 544 | 9 | 0.99 | 5000 | 70
P4221TWF | White Lightning Fixtures LTD | White Lightning Fixtures | 101-05507-S140-U-X-X-SR | Indoor Luminaires | High-Bay | High-Bay Luminaires for Commercial and Industrial Buildings | Standard | TRUE | 16024 | 86.2 | 15.9 | 16.07 | 0.905 | 4949 | 72 | 5 | 78000 | 42212 |  |  | NotYetVerified |  | 3 | 16024 | 86 | 185.9 | 6 | 0.99 | 5000 | 70
PH3PAHNU | White Lightning Fixtures LTD | White Lightning Fixtures | 101-02507-A070-U-X-X-SR | Indoor Luminaires | High-Bay | Low-Bay Luminaires for Commercial and Industrial Buildings | Standard | FALSE | [9 empty] | 42212 |  |  | NotYetVerified |  | 3 | 6311 | 82 | 77 | 10 | 0.991 | 5000 | 70
PZUZ7FG4 | White Lightning Fixtures LTD | White Lightning Fixtures | 101-14507-A070-U-X-X-SR | Indoor Luminaires | High-Bay | High-Bay Luminaires for Commercial and Industrial Buildings | Standard | FALSE | [9 empty] | 42212 |  |  | NotYetVerified |  | 3 | 45080 | 83 | 544 | 9 | 0.99 | 5000 | 70
PZFYSNDT | White Lightning Fixtures LTD | White Lightning Fixtures | 101-14507-S140-U-X-X-SR | Indoor Luminaires | High-Bay | High-Bay Luminaires for Commercial and Industrial Buildings | Standard | FALSE | [9 empty] | 42212 |  |  | NotYetVerified |  | 3 | 44867 | 82 | 544 | 9 | 0.99 | 5000 | 70
PYY4UX6C | White Lightning Fixtures LTD | White Lightning Fixtures | 101-12507-A070-U-X-X-SR | Indoor Luminaires | High-Bay | High-Bay Luminaires for Commercial and Industrial Buildings | Standard | FALSE | [9 empty] | 42212 |  |  | NotYetVerified |  | 3 | 38640 | 83 | 464 | 9 | 0.99 | 5000 | 70
P8S3GXNB | White Lightning Fixtures LTD | White Lightning Fixtures | 101-12507-S140-U-X-X-SR | Indoor Luminaires | High-Bay | High-Bay Luminaires for Commercial and Industrial Buildings | Standard | FALSE | [9 empty] | 42212 |  |  | NotYetVerified |  | 3 | 38458 | 83 | 464 | 9 | 0.99 | 5000 | 70
P4AYZA3M | White Lightning Fixtures LTD | White Lightning Fixtures | 101-12507-S100-U-X-X-SR | Indoor Luminaires | High-Bay | High-Bay Luminaires for Commercial and Industrial Buildings | Standard | FALSE | [9 empty] | 42212 |  |  | NotYetVerified |  | 3 | 37571 | 81 | 464 | 9 | 0.99 | 5000 | 70
PQA2YWDZ | White Lightning Fixtures LTD | White Lightning Fixtures | 101-07507-A070-U-X-X-SR | Indoor Luminaires | High-Bay | High-Bay Luminaires for Commercial and Industrial Buildings | Standard | FALSE | [9 empty] | 42212 |  |  | NotYetVerified |  | 3 | 22540 | 83 | 272 | 9 | 0.99 | 5000 | 70
P6NKNUDS | White Lightning Fixtures LTD | White Lightning Fixtures | 101-07507-S140-U-X-X-SR | Indoor Luminaires | High-Bay | High-Bay Luminaires for Commercial and Industrial Buildings | Standard | FALSE | [9 empty] | 42212 |  |  | NotYetVerified |  | 3 | 22434 | 82 | 272 | 9 | 0.99 | 5000 | 70
PXNT5GTK | White Lightning Fixtures LTD | White Lightning Fixtures | 101-07507-S100-U-X-X-SR | Indoor Luminaires | High-Bay | High-Bay Luminaires for Commercial and Industrial Buildings | Standard | FALSE | [9 empty] | 42212 |  |  | NotYetVerified |  | 3 | 21916 | 81 | 272 | 9 | 0.99 | 5000 | 70
PT8JR41B | White Lightning Fixtures LTD | White Lightning Fixtures | 101-06507-A070-U-X-X-SR | Indoor Luminaires | High-Bay | High-Bay Luminaires for Commercial and Industrial Buildings | Standard | FALSE | [9 empty] | 42212 |  |  | NotYetVerified |  | 3 | 19320 | 83 | 232 | 9 | 0.99 | 5000 | 70
PRS8MZP4 | White Lightning Fixtures LTD | White Lightning Fixtures | 101-06507-S140-U-X-X-SR | Indoor Luminaires | High-Bay | High-Bay Luminaires for Commercial and Industrial Buildings | Standard | FALSE | [9 empty] | 42212 |  |  | NotYetVerified |  | 3 | 19229 | 83 | 232 | 9 | 0.99 | 5000 | 70
PYBFY2FF | White Lightning Fixtures LTD | White Lightning Fixtures | 101-06507-S100-U-X-X-SR | Indoor Luminaires | High-Bay | High-Bay Luminaires for Commercial and Industrial Buildings | Standard | FALSE | [9 empty] | 42212 |  |  | NotYetVerified |  | 3 | 18786 | 81 | 232 | 9 | 0.99 | 5000 | 70
P5VTBQ6A | White Lightning Fixtures LTD | White Lightning Fixtures | 101-03507-A070-U-X-X-SR | Indoor Luminaires | High-Bay | Low-Bay Luminaires for Commercial and Industrial Buildings | Standard | FALSE | [9 empty] | 42212 |  |  | NotYetVerified |  | 3 | 9660 | 83 | 116 | 9 | 0.99 | 5000 | 70
P9XEB5FJ | White Lightning Fixtures LTD | White Lightning Fixtures | 101-03507-S140-U-X-X-SR | Indoor Luminaires | High-Bay | Low-Bay Luminaires for Commercial and Industrial Buildings | Standard | FALSE | [9 empty] | 42212 |  |  | NotYetVerified |  | 3 | 9614 | 83 | 116 | 9 | 0.99 | 5000 | 70
PCKV9D1V | White Lightning Fixtures LTD | White Lightning Fixtures | 101-10507-A070-U-X-X-SR | Indoor Luminaires | High-Bay | High-Bay Luminaires for Commercial and Industrial Buildings | Standard | FALSE | [9 empty] | 42212 |  |  | NotYetVerified |  | 3 | 32200 | 87 | 371.8 | 6 | 0.99 | 5000 | 70
P3TKZ5DZ | White Lightning Fixtures LTD | White Lightning Fixtures | 101-10507-S140-U-X-X-SR | Indoor Luminaires | High-Bay | High-Bay Luminaires for Commercial and Industrial Buildings | Standard | FALSE | [9 empty] | 42212 |  |  | NotYetVerified |  | 3 | 32048 | 86 | 371.8 | 6 | 0.99 | 5000 | 70
PEX8EKND | White Lightning Fixtures LTD | White Lightning Fixtures | 101-10507-S100-U-X-X-SR | Indoor Luminaires | High-Bay | High-Bay Luminaires for Commercial and Industrial Buildings | Standard | FALSE | [9 empty] | 42212 |  |  | NotYetVerified |  | 3 | 31309 | 84 | 371.8 | 6 | 0.99 | 5000 | 70
PPESJ2K7 | White Lightning Fixtures LTD | White Lightning Fixtures | 101-05507-A070-U-X-X-SR | Indoor Luminaires | High-Bay | High-Bay Luminaires for Commercial and Industrial Buildings | Standard | FALSE | [9 empty] | 42212 |  |  | NotYetVerified |  | 3 | 16100 | 87 | 185.9 | 6 | 0.99 | 5000 | 70
PC19A168 | Sarin Energy Inc. | SES | SES-HB-200-5700 | Indoor Luminaires | High-Bay | High-Bay Luminaires for Commercial and Industrial Buildings | Standard | FALSE | [9 empty] | 42212 |  |  | NotYetVerified |  | 3 | 17000 | 85 | 200 | 7.64 | 0.996 | 5700 | 74
PP3B956M | Sarin Energy Inc. | SES | SES-HB-100-5700 | Indoor Luminaires | High-Bay | High-Bay Luminaires for Commercial and Industrial Buildings | Standard | FALSE | [9 empty] | 42212 |  |  | NotYetVerified |  | 3 | 9000 | 90 | 100 | 7.65 | 0.996 | 5700 | 73
P1EVB5PA | Sarin Energy Inc. | SES | SES-HB-200-5000 | Indoor Luminaires | High-Bay | High-Bay Luminaires for Commercial and Industrial Buildings | Standard | FALSE | [9 empty] | 42212 |  |  | NotYetVerified |  | 3 | 17000 | 85 | 200 | 7.64 | 0.996 | 5000 | 74
PEWSNNT4 | Sarin Energy Inc. | SES | SES-HB-100-5000 | Indoor Luminaires | High-Bay | High-Bay Luminaires for Commercial and Industrial Buildings | Standard | FALSE | [9 empty] | 42212 |  |  | NotYetVerified |  | 3 | 9000 | 90 | 100 | 7.65 | 0.996 | 5000 | 73
PCJNRRK9 | Shenzhen FYT LED Co. Ltd | FYT LED | FYT-T200W-200W-5000K | Indoor Luminaires | High-Bay | High-Bay Luminaires for Commercial and Industrial Buildings | Standard | FALSE | [9 empty] | 42212 |  |  | NotYetVerified |  | 3 | 22005 | 107.5 | 204.7 | 6.89 | 0.99 | 5132 | 84.1
P57DB6R6 | Acuity Brands Lighting | Holophane | PHS 18000LM 50K 90CRI W | Indoor Luminaires | High-Bay | High-Bay Luminaires for Commercial and Industrial Buildings | Standard | FALSE | [9 empty] | 42212 | Dimmable | Continuous Below 10 | NotYetVerified |  | 3 | 20975 | 124.85 | 168 | 12.62 | 0.96 | 5000 | 90
P1Y6M3RU | Acuity Brands Lighting | Holophane | PHS 15000LM 50K 90CRI W | Indoor Luminaires | High-Bay | High-Bay Luminaires for Commercial and Industrial Buildings | Standard | FALSE | [9 empty] | 42212 | Dimmable | Continuous Below 10 | NotYetVerified |  | 3 | 13141 | 93.2 | 141 | 12.62 | 0.96 | 5000 | 90
PC9FZUE7 | Acuity Brands Lighting | Holophane | PHS 12000LM 50K 90CRI W | Indoor Luminaires | High-Bay | High-Bay Luminaires for Commercial and Industrial Buildings | Standard | FALSE | [9 empty] | 42212 | Dimmable | Continuous Below 10 | NotYetVerified |  | 3 | 10446 | 98.55 | 106 | 12.62 | 0.96 | 5000 | 90
PZEJ3U8M | Acuity Brands Lighting | Holophane | PHS 12000LM 50K 90CRI N | Indoor Luminaires | High-Bay | High-Bay Luminaires for Commercial and Industrial Buildings | Standard | FALSE | [9 empty] | 42212 | Dimmable | Continuous Below 10 | NotYetVerified |  | 3 | 10001 | 94.35 | 106 | 12.62 | 0.96 | 5000 | 90
PZ3U3UJZ | Acuity Brands Lighting | Holophane | PHS 24000LM 50K 80CRI W | Indoor Luminaires | High-Bay | High-Bay Luminaires for Commercial and Industrial Buildings | Standard | FALSE | [9 empty] | 42212 | Dimmable | Continuous Below 10 | NotYetVerified |  | 3 | 24396 | 107 | 228 | 12.62 | 0.96 | 5000 | 80
PGD4D52Z | Acuity Brands Lighting | Holophane | PHS 24000LM 50K 80CRI W FR | Indoor Luminaires | High-Bay | High-Bay Luminaires for Commercial and Industrial Buildings | Standard | FALSE | [9 empty] | 42212 | Dimmable | Continuous Below 10 | NotYetVerified |  | 3 | 20844 | 91.42 | 228 | 12.62 | 0.96 | 5000 | 80
P6M3VGRG | Acuity Brands Lighting | Holophane | PHS 18000LM 50K 80CRI W | Indoor Luminaires | High-Bay | High-Bay Luminaires for Commercial and Industrial Buildings | Standard | FALSE | [9 empty] | 42212 | Dimmable | Continuous Below 10 | NotYetVerified |  | 3 | 19139 | 113.92 | 168 | 12.62 | 0.96 | 5000 | 80
P6V6KFBW | Acuity Brands Lighting | Holophane | PHS 18000LM 50K 80CRI N | Indoor Luminaires | High-Bay | High-Bay Luminaires for Commercial and Industrial Buildings | Standard | FALSE | [9 empty] | 42212 | Dimmable | Continuous Below 10 | NotYetVerified |  | 3 | 18324 | 109.07 | 168 | 12.62 | 0.96 | 5000 | 80
P3S6H1HK | Acuity Brands Lighting | Holophane | PHS 15000LM 50K 80CRI W | Indoor Luminaires | High-Bay | High-Bay Luminaires for Commercial and Industrial Buildings | Standard | FALSE | [9 empty] | 42212 | Dimmable | Continuous Below 10 | NotYetVerified |  | 3 | 16574 | 117.55 | 141 | 12.62 | 0.96 | 5000 | 80
PJXUTRVC | Acuity Brands Lighting | Holophane | PHS 18000LM 50K 80CRI W FR | Indoor Luminaires | High-Bay | High-Bay Luminaires for Commercial and Industrial Buildings | Standard | FALSE | [9 empty] | 42212 | Dimmable | Continuous Below 10 | NotYetVerified |  | 3 | 16353 | 97.34 | 168 | 12.62 | 0.96 | 5000 | 80
PFXYR4E5 | Acuity Brands Lighting | Holophane | PHS 18000LM 50K 80CRI N FR | Indoor Luminaires | High-Bay | High-Bay Luminaires for Commercial and Industrial Buildings | Standard | FALSE | [9 empty] | 42212 | Dimmable | Continuous Below 10 | NotYetVerified |  | 3 | 15987 | 95.16 | 168 | 12.62 | 0.96 | 5000 | 80
PTDJA1XC | Acuity Brands Lighting | Holophane | PHS 15000LM 50K 80CRI N | Indoor Luminaires | High-Bay | High-Bay Luminaires for Commercial and Industrial Buildings | Standard | FALSE | [9 empty] | 42212 | Dimmable | Continuous Below 10 | NotYetVerified |  | 3 | 15869 | 112.55 | 141 | 12.62 | 0.96 | 5000 | 80
P5BHJFM4 | Acuity Brands Lighting | Holophane | PHS 15000LM 50K 80CRI W FR | Indoor Luminaires | High-Bay | High-Bay Luminaires for Commercial and Industrial Buildings | Standard | FALSE | [9 empty] | 42212 | Dimmable | Continuous Below 10 | NotYetVerified |  | 3 | 14162 | 100.44 | 141 | 12.62 | 0.96 | 5000 | 80
PFU2TYQZ | Acuity Brands Lighting | Holophane | PHS 15000LM 50K 80CRI N FR | Indoor Luminaires | High-Bay | High-Bay Luminaires for Commercial and Industrial Buildings | Standard | FALSE | [9 empty] | 42212 | Dimmable | Continuous Below 10 | NotYetVerified |  | 3 | 13845 | 98.19 | 141 | 12.62 | 0.96 | 5000 | 80
PE9AGHB9 | Acuity Brands Lighting | Holophane | PHS 12000LM 50K 80CRI W | Indoor Luminaires | High-Bay | High-Bay Luminaires for Commercial and Industrial Buildings | Standard | FALSE | [9 empty] | 42212 | Dimmable | Continuous Below 10 | NotYetVerified |  | 3 | 13175 | 124.29 | 106 | 12.62 | 0.96 | 5000 | 80
PDFNPHM4 | Acuity Brands Lighting | Holophane | PHS 12000LM 50K 80CRI N | Indoor Luminaires | High-Bay | High-Bay Luminaires for Commercial and Industrial Buildings | Standard | FALSE | [9 empty] | 42212 | Dimmable | Continuous Below 10 | NotYetVerified |  | 3 | 12614 | 119 | 106 | 12.62 | 0.96 | 5000 | 80
PFH3U9UY | Acuity Brands Lighting | Holophane | PHS 12000LM 50K 80CRI W FR | Indoor Luminaires | High-Bay | High-Bay Luminaires for Commercial and Industrial Buildings | Standard | FALSE | [9 empty] | 42212 | Dimmable | Continuous Below 10 | NotYetVerified |  | 3 | 11257 | 106.2 | 106 | 12.62 | 0.96 | 5000 | 80
PA1A2CKV | Acuity Brands Lighting | Holophane | PHS 12000LM 50K 80CRI N FR | Indoor Luminaires | High-Bay | High-Bay Luminaires for Commercial and Industrial Buildings | Standard | FALSE | [9 empty] | 42212 | Dimmable | Continuous Below 10 | NotYetVerified |  | 3 | 11005 | 103.82 | 106 | 12.62 | 0.96 | 5000 | 80
P2PCX4D2 | Acuity Brands Lighting | Holophane | PHS 24000LM 50K 70CRI W | Indoor Luminaires | High-Bay | High-Bay Luminaires for Commercial and Industrial Buildings | Standard | FALSE | [9 empty] | 42212 | Dimmable | Continuous Below 10 | NotYetVerified |  | 3 | 26736 | 117.26 | 228 | 12.62 | 0.96 | 5000 | 70
PAWJZZ51 | Acuity Brands Lighting | Holophane | PHS 24000LM 50K 70CRI N | Indoor Luminaires | High-Bay | High-Bay Luminaires for Commercial and Industrial Buildings | Standard | FALSE | [9 empty] | 42212 | Dimmable | Continuous Below 10 | NotYetVerified |  | 3 | 25599 | 112.28 | 228 | 12.62 | 0.96 | 5000 | 70
PJUF9GVZ | Acuity Brands Lighting | Holophane | PHS 24000LM 50K 70CRI W FR | Indoor Luminaires | High-Bay | High-Bay Luminaires for Commercial and Industrial Buildings | Standard | FALSE | [9 empty] | 42212 | Dimmable | Continuous Below 10 | NotYetVerified |  | 3 | 22845 | 100.2 | 228 | 12.62 | 0.96 | 5000 | 70
PPTSGUB9 | Acuity Brands Lighting | Holophane | PHS 24000LM 50K 70CRI N FR | Indoor Luminaires | High-Bay | High-Bay Luminaires for Commercial and Industrial Buildings | Standard | FALSE | [9 empty] | 42212 | Dimmable | Continuous Below 10 | NotYetVerified |  | 3 | 22333 | 97.95 | 228 | 12.62 | 0.96 | 5000 | 70
PUZP1JRB | Acuity Brands Lighting | Holophane | PHS 18000LM 50K 70CRI W | Indoor Luminaires | High-Bay | High-Bay Luminaires for Commercial and Industrial Buildings | Standard | FALSE | [9 empty] | 42212 | Dimmable | Continuous Below 10 | NotYetVerified |  | 3 | 20975 | 124.85 | 168 | 12.62 | 0.96 | 5000 | 70
PFY11479 | Acuity Brands Lighting | Holophane | PHS 18000LM 50K 70CRI N | Indoor Luminaires | High-Bay | High-Bay Luminaires for Commercial and Industrial Buildings | Standard | FALSE | [9 empty] | 42212 | Dimmable | Continuous Below 10 | NotYetVerified |  | 3 | 20083 | 119.54 | 168 | 12.62 | 0.96 | 5000 | 70
PUXXDR4N | Acuity Brands Lighting | Holophane | PHS 15000LM 50K 70CRI W | Indoor Luminaires | High-Bay | High-Bay Luminaires for Commercial and Industrial Buildings | Standard | FALSE | [9 empty] | 42212 | Dimmable | Continuous Below 10 | NotYetVerified |  | 3 | 18165 | 128.83 | 141 | 12.62 | 0.96 | 5000 | 70
PC33W3AT | Acuity Brands Lighting | Holophane | PHS 18000LM 50K 70CRI W FR | Indoor Luminaires | High-Bay | High-Bay Luminaires for Commercial and Industrial Buildings | Standard | FALSE | [9 empty] | 42212 | Dimmable | Continuous Below 10 | NotYetVerified |  | 3 | 17922 | 106.68 | 168 | 12.62 | 0.96 | 5000 | 70
P2XCDA22 | Acuity Brands Lighting | Holophane | PHS 18000LM 50K 70CRI N FR | Indoor Luminaires | High-Bay | High-Bay Luminaires for Commercial and Industrial Buildings | Standard | FALSE | [9 empty] | 42212 | Dimmable | Continuous Below 10 | NotYetVerified |  | 3 | 17521 | 104.29 | 168 | 12.62 | 0.96 | 5000 | 70
PMJ26NAB | Acuity Brands Lighting | Holophane | PHS 15000LM 50K 70CRI N | Indoor Luminaires | High-Bay | High-Bay Luminaires for Commercial and Industrial Buildings | Standard | FALSE | [9 empty] | 42212 | Dimmable | Continuous Below 10 | NotYetVerified |  | 3 | 17392 | 123.35 | 141 | 12.62 | 0.96 | 5000 | 70
PSTDABGW | Acuity Brands Lighting | Holophane | PHS 15000LM 50K 70CRI W FR | Indoor Luminaires | High-Bay | High-Bay Luminaires for Commercial and Industrial Buildings | Standard | FALSE | [9 empty] | 42212 | Dimmable | Continuous Below 10 | NotYetVerified |  | 3 | 15521 | 110.08 | 141 | 12.62 | 0.96 | 5000 | 70
PBEKZ12D | Acuity Brands Lighting | Holophane | PHS 15000LM 50K 70CRI N FR | Indoor Luminaires | High-Bay | High-Bay Luminaires for Commercial and Industrial Buildings | Standard | FALSE | [9 empty] | 42212 | Dimmable | Continuous Below 10 | NotYetVerified |  | 3 | 15173 | 107.61 | 141 | 12.62 | 0.96 | 5000 | 70
P7P86XSM | Acuity Brands Lighting | Holophane | PHS 12000LM 50K 70CRI W | Indoor Luminaires | High-Bay | High-Bay Luminaires for Commercial and Industrial Buildings | Standard | FALSE | [9 empty] | 42212 | Dimmable | Continuous Below 10 | NotYetVerified |  | 3 | 14439 | 136.22 | 106 | 12.62 | 0.96 | 5000 | 70
PY992VGD | Acuity Brands Lighting | Holophane | PHS 12000LM 50K 70CRI N | Indoor Luminaires | High-Bay | High-Bay Luminaires for Commercial and Industrial Buildings | Standard | FALSE | [9 empty] | 42212 | Dimmable | Continuous Below 10 | NotYetVerified |  | 3 | 13825 | 130.42 | 106 | 12.62 | 0.96 | 5000 | 70
PAJ5T3XE | Acuity Brands Lighting | Holophane | PHS 12000LM 50K 70CRI W FR | Indoor Luminaires | High-Bay | High-Bay Luminaires for Commercial and Industrial Buildings | Standard | FALSE | [9 empty] | 42212 | Dimmable | Continuous Below 10 | NotYetVerified |  | 3 | 12337 | 116.39 | 106 | 12.62 | 0.96 | 5000 | 70
PQHMV768 | Acuity Brands Lighting | Holophane | PHS 12000LM 50K 70CRI N FR | Indoor Luminaires | High-Bay | High-Bay Luminaires for Commercial and Industrial Buildings | Standard | FALSE | [9 empty] | 42212 | Dimmable | Continuous Below 10 | NotYetVerified |  | 3 | 12061 | 113.78 | 106 | 12.62 | 0.96 | 5000 | 70
P28BJ37X | Acuity Brands Lighting | Holophane | PHS 18000LM 40K 90CRI W | Indoor Luminaires | High-Bay | High-Bay Luminaires for Commercial and Industrial Buildings | Standard | FALSE | [9 empty] | 42212 | Dimmable | Continuous Below 10 | NotYetVerified |  | 3 | 18941 | 112.74 | 168 | 12.62 | 0.96 | 4000 | 90
PR8VU1ZJ | Acuity Brands Lighting | Holophane | PHS 24000LM 40K 80CRI W | Indoor Luminaires | High-Bay | High-Bay Luminaires for Commercial and Industrial Buildings | Standard | FALSE | [9 empty] | 42212 | Dimmable | Continuous Below 10 | NotYetVerified |  | 3 | 22030 | 96.62 | 228 | 12.62 | 0.96 | 4000 | 80
PC1WBX62 | Acuity Brands Lighting | Holophane | PHS 24000LM 40K 80CRI N | Indoor Luminaires | High-Bay | High-Bay Luminaires for Commercial and Industrial Buildings | Standard | FALSE | [9 empty] | 42212 | Dimmable | Continuous Below 10 | NotYetVerified |  | 3 | 21093 | 92.51 | 228 | 12.62 | 0.96 | 4000 | 80
PXUP6W9G | Acuity Brands Lighting | Holophane | PHS 18000LM 40K 80CRI W | Indoor Luminaires | High-Bay | High-Bay Luminaires for Commercial and Industrial Buildings | Standard | FALSE | [9 empty] | 42212 | Dimmable | Continuous Below 10 | NotYetVerified |  | 3 | 17283 | 102.88 | 168 | 12.62 | 0.96 | 4000 | 80
P34NPJ1E | Acuity Brands Lighting | Holophane | PHS 18000LM 40K 80CRI N | Indoor Luminaires | High-Bay | High-Bay Luminaires for Commercial and Industrial Buildings | Standard | FALSE | [9 empty] | 42212 | Dimmable | Continuous Below 10 | NotYetVerified |  | 3 | 16548 | 98.5 | 168 | 12.62 | 0.96 | 4000 | 80
P272W8TN | Acuity Brands Lighting | Holophane | PHS 15000LM 40K 80CRI W | Indoor Luminaires | High-Bay | High-Bay Luminaires for Commercial and Industrial Buildings | Standard | FALSE | [9 empty] | 42212 | Dimmable | Continuous Below 10 | NotYetVerified |  | 3 | 14967 | 106.15 | 141 | 12.62 | 0.96 | 4000 | 80
PQRMX6ZR | Acuity Brands Lighting | Holophane | PHS 15000LM 40K 80CRI N | Indoor Luminaires | High-Bay | High-Bay Luminaires for Commercial and Industrial Buildings | Standard | FALSE | [9 empty] | 42212 | Dimmable | Continuous Below 10 | NotYetVerified |  | 3 | 14330 | 101.63 | 141 | 12.62 | 0.96 | 4000 | 80
P5SYNZAZ | Acuity Brands Lighting | Holophane | PHS 15000LM 40K 80CRI W FR | Indoor Luminaires | High-Bay | High-Bay Luminaires for Commercial and Industrial Buildings | Standard | FALSE | [9 empty] | 42212 | Dimmable | Continuous Below 10 | NotYetVerified |  | 3 | 12788 | 90.7 | 141 | 12.62 | 0.96 | 4000 | 80
PAPMWDDA | Acuity Brands Lighting | Holophane | PHS 12000LM 40K 80CRI W | Indoor Luminaires | High-Bay | High-Bay Luminaires for Commercial and Industrial Buildings | Standard | FALSE | [9 empty] | 42212 | Dimmable | Continuous Below 10 | NotYetVerified |  | 3 | 11897 | 112.24 | 106 | 12.62 | 0.96 | 4000 | 80
PAXNBVZF | Acuity Brands Lighting | Holophane | PHS 12000LM 40K 80CRI N | Indoor Luminaires | High-Bay | High-Bay Luminaires for Commercial and Industrial Buildings | Standard | FALSE | [9 empty] | 42212 | Dimmable | Continuous Below 10 | NotYetVerified |  | 3 | 11391 | 107.46 | 106 | 12.62 | 0.96 | 4000 | 80
P6UGZFR5 | Acuity Brands Lighting | Holophane | PHS 12000LM 40K 80CRI W FR | Indoor Luminaires | High-Bay | High-Bay Luminaires for Commercial and Industrial Buildings | Standard | FALSE | [9 empty] | 42212 | Dimmable | Continuous Below 10 | NotYetVerified |  | 3 | 10165 | 95.9 | 106 | 12.62 | 0.96 | 4000 | 80
PS912NKP | Acuity Brands Lighting | Holophane | PHS 12000LM 40K 80CRI N FR | Indoor Luminaires | High-Bay | High-Bay Luminaires for Commercial and Industrial Buildings | Standard | FALSE | [9 empty] | 42212 | Dimmable | Continuous Below 10 | NotYetVerified |  | 3 | 9938 | 93.75 | 106 | 12.62 | 0.96 | 4000 | 80
PF5UXGNN | Acuity Brands Lighting | Holophane | PHS 24000LM 40K 70CRI W | Indoor Luminaires | High-Bay | High-Bay Luminaires for Commercial and Industrial Buildings | Standard | FALSE | [9 empty] | 42212 | Dimmable | Continuous Below 10 | NotYetVerified |  | 3 | 24144 | 105.89 | 228 | 12.62 | 0.96 | 4000 | 70
P5AEHWDN | Acuity Brands Lighting | Holophane | PHS 24000LM 40K 70CRI N | Indoor Luminaires | High-Bay | High-Bay Luminaires for Commercial and Industrial Buildings | Standard | FALSE | [9 empty] | 42212 | Dimmable | Continuous Below 10 | NotYetVerified |  | 3 | 23117 | 101.39 | 228 | 12.62 | 0.96 | 4000 | 70
P9KCJTQA | Acuity Brands Lighting | Holophane | PHS 24000LM 40K 70CRI W FR | Indoor Luminaires | High-Bay | High-Bay Luminaires for Commercial and Industrial Buildings | Standard | FALSE | [9 empty] | 42212 | Dimmable | Continuous Below 10 | NotYetVerified |  | 3 | 20629 | 90.48 | 228 | 12.62 | 0.96 | 4000 | 70
PYWFYH2H | Acuity Brands Lighting | Holophane | PHS 18000LM 40K 70CRI W | Indoor Luminaires | High-Bay | High-Bay Luminaires for Commercial and Industrial Buildings | Standard | FALSE | [9 empty] | 42212 | Dimmable | Continuous Below 10 | NotYetVerified |  | 3 | 18941 | 112.74 | 168 | 12.62 | 0.96 | 4000 | 70
PJWKHGDR | Acuity Brands Lighting | Holophane | PHS 18000LM 40K 70CRI N | Indoor Luminaires | High-Bay | High-Bay Luminaires for Commercial and Industrial Buildings | Standard | FALSE | [9 empty] | 42212 | Dimmable | Continuous Below 10 | NotYetVerified |  | 3 | 18135 | 107.95 | 168 | 12.62 | 0.96 | 4000 | 70
PDQK18UU | Acuity Brands Lighting | Holophane | PHS 15000LM 40K 70CRI W | Indoor Luminaires | High-Bay | High-Bay Luminaires for Commercial and Industrial Buildings | Standard | FALSE | [9 empty] | 42212 | Dimmable | Continuous Below 10 | NotYetVerified |  | 3 | 16403 | 116.33 | 141 | 12.62 | 0.96 | 4000 | 70
PJ5XFDCZ | Acuity Brands Lighting | Holophane | PHS 18000LM 40K 70CRI W FR | Indoor Luminaires | High-Bay | High-Bay Luminaires for Commercial and Industrial Buildings | Standard | FALSE | [9 empty] | 42212 | Dimmable | Continuous Below 10 | NotYetVerified |  | 3 | 16184 | 96.33 | 168 | 12.62 | 0.96 | 4000 | 70
PUPC3AAV | Acuity Brands Lighting | Holophane | PHS 18000LM 40K 70CRI N FR | Indoor Luminaires | High-Bay | High-Bay Luminaires for Commercial and Industrial Buildings | Standard | FALSE | [9 empty] | 42212 | Dimmable | Continuous Below 10 | NotYetVerified |  | 3 | 15822 | 94.18 | 168 | 12.62 | 0.96 | 4000 | 70
PTB77RSD | Acuity Brands Lighting | Holophane | PHS 15000LM 40K 70CRI N | Indoor Luminaires | High-Bay | High-Bay Luminaires for Commercial and Industrial Buildings | Standard | FALSE | [9 empty] | 42212 | Dimmable | Continuous Below 10 | NotYetVerified |  | 3 | 15705 | 111.38 | 141 | 12.62 | 0.96 | 4000 | 70
PSA3X11N | Acuity Brands Lighting | Holophane | PHS 15000LM 40K 70CRI W FR | Indoor Luminaires | High-Bay | High-Bay Luminaires for Commercial and Industrial Buildings | Standard | FALSE | [9 empty] | 42212 | Dimmable | Continuous Below 10 | NotYetVerified |  | 3 | 14016 | 99.4 | 141 | 12.62 | 0.96 | 4000 | 70
PT98KAEK | Acuity Brands Lighting | Holophane | PHS 15000LM 40K 70CRI N FR | Indoor Luminaires | High-Bay | High-Bay Luminaires for Commercial and Industrial Buildings | Standard | FALSE | [9 empty] | 42212 | Dimmable | Continuous Below 10 | NotYetVerified |  | 3 | 13702 | 97.18 | 141 | 12.62 | 0.96 | 4000 | 70
PR7D1H76 | Acuity Brands Lighting | Holophane | PHS 12000LM 40K 70CRI W | Indoor Luminaires | High-Bay | High-Bay Luminaires for Commercial and Industrial Buildings | Standard | FALSE | [9 empty] | 42212 | Dimmable | Continuous Below 10 | NotYetVerified |  | 3 | 13039 | 123.01 | 106 | 12.62 | 0.96 | 4000 | 70
PFCVRPS4 | Acuity Brands Lighting | Holophane | PHS 12000LM 40K 70CRI N | Indoor Luminaires | High-Bay | High-Bay Luminaires for Commercial and Industrial Buildings | Standard | FALSE | [9 empty] | 42212 | Dimmable | Continuous Below 10 | NotYetVerified |  | 3 | 12484 | 117.77 | 106 | 12.62 | 0.96 | 4000 | 70
PMPWRX7X | Acuity Brands Lighting | Holophane | PHS 12000LM 40K 70CRI W FR | Indoor Luminaires | High-Bay | High-Bay Luminaires for Commercial and Industrial Buildings | Standard | FALSE | [9 empty] | 42212 | Dimmable | Continuous Below 10 | NotYetVerified |  | 3 | 11141 | 105.1 | 106 | 12.62 | 0.96 | 4000 | 70
PECWNEWC | Acuity Brands Lighting | Holophane | PHS 12000LM 40K 70CRI N FR | Indoor Luminaires | High-Bay | High-Bay Luminaires for Commercial and Industrial Buildings | Standard | FALSE | [9 empty] | 42212 | Dimmable | Continuous Below 10 | NotYetVerified |  | 3 | 10891 | 102.75 | 106 | 12.62 | 0.96 | 4000 | 70
PK24Q9VF | Acuity Brands Lighting | Holophane | PHS 18000LM 35K 90CRI W | Indoor Luminaires | High-Bay | High-Bay Luminaires for Commercial and Industrial Buildings | Standard | FALSE | [9 empty] | 42212 | Dimmable | Continuous Below 10 | NotYetVerified |  | 3 | 18546 | 110.39 | 168 | 12.62 | 0.96 | 3500 | 90
P8CSMEJD | Acuity Brands Lighting | Holophane | PHS 24000LM 35K 80CRI W | Indoor Luminaires | High-Bay | High-Bay Luminaires for Commercial and Industrial Buildings | Standard | FALSE | [9 empty] | 42212 | Dimmable | Continuous Below 10 | NotYetVerified |  | 3 | 21570 | 94.61 | 228 | 12.62 | 0.96 | 3500 | 80
P7JBEQ6P | Acuity Brands Lighting | Holophane | PHS 24000LM 35K 80CRI N | Indoor Luminaires | High-Bay | High-Bay Luminaires for Commercial and Industrial Buildings | Standard | FALSE | [9 empty] | 42212 | Dimmable | Continuous Below 10 | NotYetVerified |  | 3 | 20652 | 90.58 | 228 | 12.62 | 0.96 | 3500 | 80
P2EB4K4T | Acuity Brands Lighting | Holophane | PHS 18000LM 35K 80CRI W | Indoor Luminaires | High-Bay | High-Bay Luminaires for Commercial and Industrial Buildings | Standard | FALSE | [9 empty] | 42212 | Dimmable | Continuous Below 10 | NotYetVerified |  | 3 | 16922 | 100.73 | 168 | 12.62 | 0.96 | 3500 | 80
PPJ4WD1Q | Acuity Brands Lighting | Holophane | PHS 18000LM 35K 80CRI N | Indoor Luminaires | High-Bay | High-Bay Luminaires for Commercial and Industrial Buildings | Standard | FALSE | [9 empty] | 42212 | Dimmable | Continuous Below 10 | NotYetVerified |  | 3 | 16202 | 96.44 | 168 | 12.62 | 0.96 | 3500 | 80
P41VT57V | Acuity Brands Lighting | Holophane | PHS 15000LM 35K 80CRI W | Indoor Luminaires | High-Bay | High-Bay Luminaires for Commercial and Industrial Buildings | Standard | FALSE | [9 empty] | 42212 | Dimmable | Continuous Below 10 | NotYetVerified |  | 3 | 14655 | 103.94 | 141 | 12.62 | 0.96 | 3500 | 80
P65R9N5K | Acuity Brands Lighting | Holophane | PHS 15000LM 35K 80CRI N | Indoor Luminaires | High-Bay | High-Bay Luminaires for Commercial and Industrial Buildings | Standard | FALSE | [9 empty] | 42212 | Dimmable | Continuous Below 10 | NotYetVerified |  | 3 | 14031 | 99.51 | 141 | 12.62 | 0.96 | 3500 | 80
PNUVFF4E | Acuity Brands Lighting | Holophane | PHS 12000LM 35K 80CRI W | Indoor Luminaires | High-Bay | High-Bay Luminaires for Commercial and Industrial Buildings | Standard | FALSE | [9 empty] | 42212 | Dimmable | Continuous Below 10 | NotYetVerified |  | 3 | 11649 | 109.9 | 106 | 12.62 | 0.96 | 3500 | 80
PQQPKHND | Acuity Brands Lighting | Holophane | PHS 12000LM 35K 80CRI N | Indoor Luminaires | High-Bay | High-Bay Luminaires for Commercial and Industrial Buildings | Standard | FALSE | [9 empty] | 42212 | Dimmable | Continuous Below 10 | NotYetVerified |  | 3 | 11153 | 105.22 | 106 | 12.62 | 0.96 | 3500 | 80
PUCAZ21F | Acuity Brands Lighting | Holophane | PHS 12000LM 35K 80CRI W FR | Indoor Luminaires | High-Bay | High-Bay Luminaires for Commercial and Industrial Buildings | Standard | FALSE | [9 empty] | 42212 | Dimmable | Continuous Below 10 | NotYetVerified |  | 3 | 9953 | 93.9 | 106 | 12.62 | 0.96 | 3500 | 80
PC4KM9YB | Acuity Brands Lighting | Holophane | PHS 12000LM 35K 80CRI N FR | Indoor Luminaires | High-Bay | High-Bay Luminaires for Commercial and Industrial Buildings | Standard | FALSE | [9 empty] | 42212 | Dimmable | Continuous Below 10 | NotYetVerified |  | 3 | 9730 | 91.79 | 106 | 12.62 | 0.96 | 3500 | 80
PEA1TK3G | Acuity Brands Lighting | Holophane | PHS 24000LM 35K 70CRI W | Indoor Luminaires | High-Bay | High-Bay Luminaires for Commercial and Industrial Buildings | Standard | FALSE | [9 empty] | 42212 | Dimmable | Continuous Below 10 | NotYetVerified |  | 3 | 23640 | 103.68 | 228 | 12.62 | 0.96 | 3500 | 70
PZUQ7Y94 | Acuity Brands Lighting | Holophane | PHS 24000LM 35K 70CRI N | Indoor Luminaires | High-Bay | High-Bay Luminaires for Commercial and Industrial Buildings | Standard | FALSE | [9 empty] | 42212 | Dimmable | Continuous Below 10 | NotYetVerified |  | 3 | 22634 | 99.27 | 228 | 12.62 | 0.96 | 3500 | 70
PAP6RR7V | Acuity Brands Lighting | Holophane | PHS 18000LM 35K 70CRI W | Indoor Luminaires | High-Bay | High-Bay Luminaires for Commercial and Industrial Buildings | Standard | FALSE | [9 empty] | 42212 | Dimmable | Continuous Below 10 | NotYetVerified |  | 3 | 18546 | 110.39 | 168 | 12.62 | 0.96 | 3500 | 70
PRDB4E68 | Acuity Brands Lighting | Holophane | PHS 18000LM 35K 70CRI N | Indoor Luminaires | High-Bay | High-Bay Luminaires for Commercial and Industrial Buildings | Standard | FALSE | [9 empty] | 42212 | Dimmable | Continuous Below 10 | NotYetVerified |  | 3 | 17757 | 105.7 | 168 | 12.62 | 0.96 | 3500 | 70
PFEA5T3J | Acuity Brands Lighting | Holophane | PHS 15000LM 35K 70CRI W | Indoor Luminaires | High-Bay | High-Bay Luminaires for Commercial and Industrial Buildings | Standard | FALSE | [9 empty] | 42212 | Dimmable | Continuous Below 10 | NotYetVerified |  | 3 | 16061 | 113.91 | 141 | 12.62 | 0.96 | 3500 | 70
P9VY2N57 | Acuity Brands Lighting | Holophane | PHS 18000LM 35K 70CRI W FR | Indoor Luminaires | High-Bay | High-Bay Luminaires for Commercial and Industrial Buildings | Standard | FALSE | [9 empty] | 42212 | Dimmable | Continuous Below 10 | NotYetVerified |  | 3 | 15846 | 94.32 | 168 | 12.62 | 0.96 | 3500 | 70
P97R338G | Acuity Brands Lighting | Holophane | PHS 18000LM 35K 70CRI N FR | Indoor Luminaires | High-Bay | High-Bay Luminaires for Commercial and Industrial Buildings | Standard | FALSE | [9 empty] | 42212 | Dimmable | Continuous Below 10 | NotYetVerified |  | 3 | 15491 | 92.21 | 168 | 12.62 | 0.96 | 3500 | 70
PK8J94PF | Acuity Brands Lighting | Holophane | PHS 15000LM 35K 70CRI N | Indoor Luminaires | High-Bay | High-Bay Luminaires for Commercial and Industrial Buildings | Standard | FALSE | [9 empty] | 42212 | Dimmable | Continuous Below 10 | NotYetVerified |  | 3 | 15378 | 109.06 | 141 | 12.62 | 0.96 | 3500 | 70
P944YCQW | Acuity Brands Lighting | Holophane | PHS 15000LM 35K 70CRI W FR | Indoor Luminaires | High-Bay | High-Bay Luminaires for Commercial and Industrial Buildings | Standard | FALSE | [9 empty] | 42212 | Dimmable | Continuous Below 10 | NotYetVerified |  | 3 | 13723 | 97.33 | 141 | 12.62 | 0.96 | 3500 | 70
PQMR29WB | Acuity Brands Lighting | Holophane | PHS 15000LM 35K 70CRI N FR | Indoor Luminaires | High-Bay | High-Bay Luminaires for Commercial and Industrial Buildings | Standard | FALSE | [9 empty] | 42212 | Dimmable | Continuous Below 10 | NotYetVerified |  | 3 | 13416 | 95.15 | 141 | 12.62 | 0.96 | 3500 | 70
P78P7N4Y | Acuity Brands Lighting | Holophane | PHS 12000LM 35K 70CRI W | Indoor Luminaires | High-Bay | High-Bay Luminaires for Commercial and Industrial Buildings | Standard | FALSE | [9 empty] | 42212 | Dimmable | Continuous Below 10 | NotYetVerified |  | 3 | 12767 | 120.44 | 106 | 12.62 | 0.96 | 3500 | 70
PWQK85AE | Acuity Brands Lighting | Holophane | PHS 12000LM 35K 70CRI N | Indoor Luminaires | High-Bay | High-Bay Luminaires for Commercial and Industrial Buildings | Standard | FALSE | [9 empty] | 42212 | Dimmable | Continuous Below 10 | NotYetVerified |  | 3 | 12223 | 115.31 | 106 | 12.62 | 0.96 | 3500 | 70
PQ9SK7CB | Acuity Brands Lighting | Holophane | PHS 12000LM 35K 70CRI W FR | Indoor Luminaires | High-Bay | High-Bay Luminaires for Commercial and Industrial Buildings | Standard | FALSE | [9 empty] | 42212 | Dimmable | Continuous Below 10 | NotYetVerified |  | 3 | 10908 | 102.91 | 106 | 12.62 | 0.96 | 3500 | 70
P3VR5Y1V | Acuity Brands Lighting | Holophane | PHS 12000LM 35K 70CRI N FR | Indoor Luminaires | High-Bay | High-Bay Luminaires for Commercial and Industrial Buildings | Standard | FALSE | [9 empty] | 42212 | Dimmable | Continuous Below 10 | NotYetVerified |  | 3 | 10664 | 100.6 | 106 | 12.62 | 0.96 | 3500 | 70
PFYT1ZEZ | Acuity Brands Lighting | Holophane | PHS 18000LM 30K 90CRI W | Indoor Luminaires | High-Bay | High-Bay Luminaires for Commercial and Industrial Buildings | Standard | FALSE | [9 empty] | 42212 | Dimmable | Continuous Below 10 | NotYetVerified |  | 3 | 18734 | 111.51 | 168 | 12.62 | 0.96 | 3000 | 90
P8M31RTK | Acuity Brands Lighting | Holophane | PHS 24000LM 30K 80CRI W | Indoor Luminaires | High-Bay | High-Bay Luminaires for Commercial and Industrial Buildings | Standard | FALSE | [9 empty] | 42212 | Dimmable | Continuous Below 10 | NotYetVerified |  | 3 | 21789 | 95.57 | 228 | 12.62 | 0.96 | 3000 | 80
PS9BVVMW | Acuity Brands Lighting | Holophane | PHS 24000LM 30K 80CRI N | Indoor Luminaires | High-Bay | High-Bay Luminaires for Commercial and Industrial Buildings | Standard | FALSE | [9 empty] | 42212 | Dimmable | Continuous Below 10 | NotYetVerified |  | 3 | 20861 | 91.5 | 228 | 12.62 | 0.96 | 3000 | 80
PSHGXG73 | Acuity Brands Lighting | Holophane | PHS 18000LM 30K 80CRI W | Indoor Luminaires | High-Bay | High-Bay Luminaires for Commercial and Industrial Buildings | Standard | FALSE | [9 empty] | 42212 | Dimmable | Continuous Below 10 | NotYetVerified |  | 3 | 17094 | 101.75 | 168 | 12.62 | 0.96 | 3000 | 80
P66F59F2 | Acuity Brands Lighting | Holophane | PHS 18000LM 30K 80CRI N | Indoor Luminaires | High-Bay | High-Bay Luminaires for Commercial and Industrial Buildings | Standard | FALSE | [9 empty] | 42212 | Dimmable | Continuous Below 10 | NotYetVerified |  | 3 | 16366 | 97.42 | 168 | 12.62 | 0.96 | 3000 | 80
PKYA333Q | Acuity Brands Lighting | Holophane | PHS 15000LM 30K 80CRI W | Indoor Luminaires | High-Bay | High-Bay Luminaires for Commercial and Industrial Buildings | Standard | FALSE | [9 empty] | 42212 | Dimmable | Continuous Below 10 | NotYetVerified |  | 3 | 14803 | 104.99 | 141 | 12.62 | 0.96 | 3000 | 80
PA5TZ7CT | Acuity Brands Lighting | Holophane | PHS 15000LM 30K 80CRI N | Indoor Luminaires | High-Bay | High-Bay Luminaires for Commercial and Industrial Buildings | Standard | FALSE | [9 empty] | 42212 | Dimmable | Continuous Below 10 | NotYetVerified |  | 3 | 14173 | 100.52 | 141 | 12.62 | 0.96 | 3000 | 80
P48AR57Q | Acuity Brands Lighting | Holophane | PHS 12000LM 30K 80CRI W | Indoor Luminaires | High-Bay | High-Bay Luminaires for Commercial and Industrial Buildings | Standard | FALSE | [9 empty] | 42212 | Dimmable | Continuous Below 10 | NotYetVerified |  | 3 | 11767 | 111.01 | 106 | 12.62 | 0.96 | 3000 | 80
PD75MM31 | Acuity Brands Lighting | Holophane | PHS 12000LM 30K 80CRI N | Indoor Luminaires | High-Bay | High-Bay Luminaires for Commercial and Industrial Buildings | Standard | FALSE | [9 empty] | 42212 | Dimmable | Continuous Below 10 | NotYetVerified |  | 3 | 11266 | 106.28 | 106 | 12.62 | 0.96 | 3000 | 80
PBTR7BVP | Acuity Brands Lighting | Holophane | PHS 12000LM 30K 80CRI W FR | Indoor Luminaires | High-Bay | High-Bay Luminaires for Commercial and Industrial Buildings | Standard | FALSE | [9 empty] | 42212 | Dimmable | Continuous Below 10 | NotYetVerified |  | 3 | 10054 | 94.85 | 106 | 12.62 | 0.96 | 3000 | 80
PZTDHFA4 | Acuity Brands Lighting | Holophane | PHS 12000LM 30K 80CRI N FR | Indoor Luminaires | High-Bay | High-Bay Luminaires for Commercial and Industrial Buildings | Standard | FALSE | [9 empty] | 42212 | Dimmable | Continuous Below 10 | NotYetVerified |  | 3 | 9829 | 92.73 | 106 | 12.62 | 0.96 | 3000 | 80
PB1KRMFG | Acuity Brands Lighting | Holophane | PHS 24000LM 30K 70CRI W | Indoor Luminaires | High-Bay | High-Bay Luminaires for Commercial and Industrial Buildings | Standard | FALSE | [9 empty] | 42212 | Dimmable | Continuous Below 10 | NotYetVerified |  | 3 | 23879 | 104.73 | 228 | 12.62 | 0.96 | 3000 | 70
PBG35ZEP | Acuity Brands Lighting | Holophane | PHS 24000LM 30K 70CRI N | Indoor Luminaires | High-Bay | High-Bay Luminaires for Commercial and Industrial Buildings | Standard | FALSE | [9 empty] | 42212 | Dimmable | Continuous Below 10 | NotYetVerified |  | 3 | 22863 | 100.28 | 228 | 12.62 | 0.96 | 3000 | 70
PBG2K9KX | Acuity Brands Lighting | Holophane | PHS 18000LM 30K 70CRI W | Indoor Luminaires | High-Bay | High-Bay Luminaires for Commercial and Industrial Buildings | Standard | FALSE | [9 empty] | 42212 | Dimmable | Continuous Below 10 | NotYetVerified |  | 3 | 18734 | 111.51 | 168 | 12.62 | 0.96 | 3000 | 70
PAAYADBP | Acuity Brands Lighting | Holophane | PHS 18000LM 30K 70CRI N | Indoor Luminaires | High-Bay | High-Bay Luminaires for Commercial and Industrial Buildings | Standard | FALSE | [9 empty] | 42212 | Dimmable | Continuous Below 10 | NotYetVerified |  | 3 | 17937 | 106.77 | 168 | 12.62 | 0.96 | 3000 | 70
P7U5H2EK | Acuity Brands Lighting | Holophane | PHS 15000LM 30K 70CRI W | Indoor Luminaires | High-Bay | High-Bay Luminaires for Commercial and Industrial Buildings | Standard | FALSE | [9 empty] | 42212 | Dimmable | Continuous Below 10 | NotYetVerified |  | 3 | 16224 | 115.06 | 141 | 12.62 | 0.96 | 3000 | 70
PCB2VMHQ | Acuity Brands Lighting | Holophane | PHS 18000LM 30K 70CRI W FR | Indoor Luminaires | High-Bay | High-Bay Luminaires for Commercial and Industrial Buildings | Standard | FALSE | [9 empty] | 42212 | Dimmable | Continuous Below 10 | NotYetVerified |  | 3 | 16007 | 95.28 | 168 | 12.62 | 0.96 | 3000 | 70
PC6V2QXZ | Acuity Brands Lighting | Holophane | PHS 18000LM 30K 70CRI N FR | Indoor Luminaires | High-Bay | High-Bay Luminaires for Commercial and Industrial Buildings | Standard | FALSE | [9 empty] | 42212 | Dimmable | Continuous Below 10 | NotYetVerified |  | 3 | 15648 | 93.14 | 168 | 12.62 | 0.96 | 3000 | 70
PX8EUF15 | Acuity Brands Lighting | Holophane | PHS 15000LM 30K 70CRI N | Indoor Luminaires | High-Bay | High-Bay Luminaires for Commercial and Industrial Buildings | Standard | FALSE | [9 empty] | 42212 | Dimmable | Continuous Below 10 | NotYetVerified |  | 3 | 15533 | 110.16 | 141 | 12.62 | 0.96 | 3000 | 70
PW29UMHC | Acuity Brands Lighting | Holophane | PHS 15000LM 30K 70CRI W FR | Indoor Luminaires | High-Bay | High-Bay Luminaires for Commercial and Industrial Buildings | Standard | FALSE | [9 empty] | 42212 | Dimmable | Continuous Below 10 | NotYetVerified |  | 3 | 13862 | 98.31 | 141 | 12.62 | 0.96 | 3000 | 70
PK4MUVE8 | Acuity Brands Lighting | Holophane | PHS 15000LM 30K 70CRI N FR | Indoor Luminaires | High-Bay | High-Bay Luminaires for Commercial and Industrial Buildings | Standard | FALSE | [9 empty] | 42212 | Dimmable | Continuous Below 10 | NotYetVerified |  | 3 | 13552 | 96.11 | 141 | 12.62 | 0.96 | 3000 | 70
PKQCWDPY | Acuity Brands Lighting | Holophane | PHS 12000LM 30K 70CRI W | Indoor Luminaires | High-Bay | High-Bay Luminaires for Commercial and Industrial Buildings | Standard | FALSE | [9 empty] | 42212 | Dimmable | Continuous Below 10 | NotYetVerified |  | 3 | 12896 | 121.66 | 106 | 12.62 | 0.96 | 3000 | 70
P69QGDYT | Acuity Brands Lighting | Holophane | PHS 12000LM 30K 70CRI N | Indoor Luminaires | High-Bay | High-Bay Luminaires for Commercial and Industrial Buildings | Standard | FALSE | [9 empty] | 42212 | Dimmable | Continuous Below 10 | NotYetVerified |  | 3 | 12347 | 116.48 | 106 | 12.62 | 0.96 | 3000 | 70
PSPA7E4S | Acuity Brands Lighting | Holophane | PHS 12000LM 30K 70CRI W FR | Indoor Luminaires | High-Bay | High-Bay Luminaires for Commercial and Industrial Buildings | Standard | FALSE | [9 empty] | 42212 | Dimmable | Continuous Below 10 | NotYetVerified |  | 3 | 11019 | 103.95 | 106 | 12.62 | 0.96 | 3000 | 70
PJZR3GSS | Acuity Brands Lighting | Holophane | PHS 12000LM 30K 70CRI N FR | Indoor Luminaires | High-Bay | High-Bay Luminaires for Commercial and Industrial Buildings | Standard | FALSE | [9 empty] | 42212 | Dimmable | Continuous Below 10 | NotYetVerified |  | 3 | 10772 | 101.62 | 106 | 12.62 | 0.96 | 3000 | 70
PCYMPWUC | Sun & Stars Lighting Inc. | Sun & Stars Lighting Inc. | SSL-HB6LED/12X22/57 | Indoor Luminaires | High-Bay | High-Bay Luminaires for Commercial and Industrial Buildings | Standard | TRUE | 20627.36 | 98.847 | 208.68 | 10.09 | 0.9856 | 5530 | 84.4 | 5 | 50000 | 42209 |  |  | NotYetVerified |  | 3 | 20627.36 | 98.84 | 208.68 | 20 | 0.997 | 5700 | 84.4
P1Z7ACAC | Sun & Stars Lighting Inc. | Sun & Stars Lighting Inc. | SSL-HB6LED/12X22/57 | Indoor Luminaires | High-Bay | High-Bay Luminaires for Commercial and Industrial Buildings | Standard | TRUE | 20627.36 | 98.847 | 208.68 | 10.09 | 0.9856 | 5530 | 84.4 | 5 | 50000 | 42209 |  |  | NotYetVerified |  | 3 | 20627.36 | 98.84 | 208.68 | 20 | 0.997 | 5700 | 84.4
PXRCU7TE | Sun & Stars Lighting Inc. | Sun & Stars Lighting Inc. | SSL-HBLED/8X22/57 | Indoor Luminaires | High-Bay | High-Bay Luminaires for Commercial and Industrial Buildings | Standard | TRUE | 14177.24 | 101.687 | 139.42 | 10.27 | 0.9855 | 5428 | 84.3 | 5 | 50000 | 42209 |  |  | NotYetVerified |  | 3 | 14177.24 | 101.68 | 139.42 | 20 | 0.997 | 5700 | 83.5
PPQ6BYUX | Sun & Stars Lighting Inc. | Sun & Stars Lighting Inc. | SSL-HBLED/8X22/57 | Indoor Luminaires | High-Bay | High-Bay Luminaires for Commercial and Industrial Buildings | Standard | TRUE | 14177.24 | 101.687 | 139.42 | 10.27 | 0.9855 | 5428 | 84.3 | 5 | 50000 | 42209 |  |  | NotYetVerified |  | 3 | 14177.24 | 101.68 | 139.42 | 20 | 0.997 | 5700 | 83.5
PFEJ4ZQ4 | Sun & Stars Lighting Inc. | Sun & Stars Lighting Inc. | SSL-LBLED/8X22/40 | Indoor Luminaires | High-Bay | High-Bay Luminaires for Commercial and Industrial Buildings | Standard | TRUE | 14684.27 | 106.15 | 138.33 | 10.27 | 0.985 | 4079 | 83.4 | 5 | 50000 | 42209 |  |  | NotYetVerified |  | 3 | 14684.27 | 106.15 | 138.33 | 20 | 0.997 | 4000 | 83.4
P8H53QUC | Sun & Stars Lighting Inc. | Sun & Stars Lighting Inc. | SSL-LBLED/8X22/40 | Indoor Luminaires | High-Bay | High-Bay Luminaires for Commercial and Industrial Buildings | Standard | TRUE | 14684.27 | 106.15 | 138.33 | 10.27 | 0.985 | 4079 | 83.4 | 5 | 50000 | 42209 |  |  | NotYetVerified |  | 3 | 14684.27 | 106.15 | 138.33 | 20 | 0.997 | 4000 | 83.4
PRZNNS4Q | Sun & Stars Lighting Inc. | Sun & Stars Lighting Inc. | SSL-HB8LED/16X22/40 | Indoor Luminaires | High-Bay | High-Bay Luminaires for Commercial and Industrial Buildings | Standard | TRUE | 28173.12 | 101.47 | 277.63 | 9.6 | 0.984 | 4142 | 83.3 | 5 | 50000 | 42209 |  |  | NotYetVerified |  | 3 | 28173.1 | 101.47 | 277.63 | 20 | 0.998 | 4000 | 83.3
PB7YUFJC | Sun & Stars Lighting Inc. | Sun & Stars Lighting Inc. | SSL-HB8LED/16X22/40 | Indoor Luminaires | High-Bay | High-Bay Luminaires for Commercial and Industrial Buildings | Standard | TRUE | 28173.12 | 101.47 | 277.63 | 9.6 | 0.984 | 4142 | 83.3 | 5 | 50000 | 42209 |  |  | NotYetVerified |  | 3 | 28173.1 | 101.47 | 277.63 | 20 | 0.998 | 4000 | 83.3
PJR3DXGG | Dongbu Lightec | LumiDas Linear Highbay | SLH200-UM-22-ND | Indoor Luminaires | High-Bay | High-Bay Luminaires for Commercial and Industrial Buildings | Standard | TRUE | 19195 | 88.3 | 217.3 | 7.44 | 0.975 | 4034 | 81.9 | 5 | 50000 | 42209 |  |  | NotYetVerified |  | 3 | 19195 | 88.3 | 200 | 20 | 0.9 | 4000 | 80
P5YK4BVC | Sun & Stars Lighting Inc. | Sun & Stars Lighting Inc. | SSL-LBLED/6X22/40 | Indoor Luminaires | High-Bay | High-Bay Luminaires for Commercial and Industrial Buildings | Standard | TRUE | 11290.38 | 107.918 | 104.62 | 6.27 | 0.9728 | 4076 | 83.5 | 5 | 50000 | 42209 |  |  | NotYetVerified |  | 3 | 11290.38 | 107.918 | 104.62 | 20 | 0.998 | 4000 | 83.5
P5MNJ8N3 | Sun & Stars Lighting Inc. | Sun & Stars Lighting Inc. | SSL-LBLED/6X22/40 | Indoor Luminaires | High-Bay | High-Bay Luminaires for Commercial and Industrial Buildings | Standard | TRUE | 11290.38 | 107.918 | 104.62 | 6.27 | 0.9728 | 4076 | 83.5 | 5 | 50000 | 42209 |  |  | NotYetVerified |  | 3 | 11290.38 | 107.918 | 104.62 | 20 | 0.998 | 4000 | 83.5
PE13YKJG | Shenzhen FYT LED Co. Ltd | FYT LED | FYT-T150W-150W-4000K | Indoor Luminaires | High-Bay | High-Bay Luminaires for Commercial and Industrial Buildings | Standard | TRUE | 15383.1 | 98.5 | 156.18 | 8.6 | 0.945 | 4085 | 83 | 5 | 50000 | 42209 |  |  | NotYetVerified |  | 3 | 15383.13 | 98.496 | 156.18 | 8.6 | 0.998 | 4085 | 82.5
PQPHY3XD | Shenzhen FYT LED Co. Ltd | FYT LED | FYT-T180W-180W-4000K | Indoor Luminaires | High-Bay | High-Bay Luminaires for Commercial and Industrial Buildings | Standard | TRUE | 19468.6 | 101.44 | 191.92 | 10.93 | 0.935 | 4110 | 83 | 5 | 50000 | 42209 |  |  | NotYetVerified |  | 3 | 19468.59 | 101.441 | 191.92 | 10.93 | 0.996 | 4110 | 82.9
PRPJTUDY | SUZHOU JOLIGHTING CO.LTD | jolighting | JR-GK-03100-C-220W 3500K | Indoor Luminaires | High-Bay | High-Bay Luminaires for Commercial and Industrial Buildings | Standard | TRUE | 16219.99 | 77.9 | 208.22 | 9.92 | 0.929 | 3416 | 74.6 | 5 | 50000 | 42209 |  |  | NotYetVerified |  | 3 | 16219 | 78 | 208 | 10 | 0.92 | 3500 | 74
P6A2JR9E | Shenzhen FYT LED Co. Ltd | FYT LED | FYT-T150W-150W-5000K | Indoor Luminaires | High-Bay | High-Bay Luminaires for Commercial and Industrial Buildings | Premium | TRUE | 20832.52 | 135.452 | 153.8 | 17.6 | 0.915 | 4979 | 84 | 5 | 50000 | 42209 |  |  | No | Product updated on 10/19/2016 | 4 | 20832.5 | 135.4 | 153.8 | 17.6 | 0.92 | 4979 | 84
PMH9DRPQ | Sun & Stars Lighting Inc. | Sun & Stars Lighting Inc. | SSL-LBLED/6X22/57 | Indoor Luminaires | High-Bay | High-Bay Luminaires for Commercial and Industrial Buildings | Standard | FALSE | [9 empty] | 42209 |  |  | NotYetVerified |  | 3 | 11297.17 | 107.94 | 104.66 | 20 | 0.998 | 5700 | 84.5
P1CRGPB1 | Sun & Stars Lighting Inc. | Sun & Stars Lighting Inc. | SSL-LBLED/6X22/57 | Indoor Luminaires | High-Bay | High-Bay Luminaires for Commercial and Industrial Buildings | Standard | FALSE | [9 empty] | 42209 |  |  | NotYetVerified |  | 3 | 11297.17 | 107.94 | 104.66 | 20 | 0.998 | 5700 | 84.5
PUA9MEJ8 | Sun & Stars Lighting Inc. | Sun & Stars Lighting Inc. | SSL-HB8LED/16X22/57 | Indoor Luminaires | High-Bay | High-Bay Luminaires for Commercial and Industrial Buildings | Standard | FALSE | [9 empty] | 42209 |  |  | NotYetVerified |  | 3 | 28724.4 | 102.82 | 279.35 | 20 | 0.998 | 5700 | 84.4
PDSRU41Y | Sun & Stars Lighting Inc. | Sun & Stars Lighting Inc. | SSL-HB8LED/16X22/57 | Indoor Luminaires | High-Bay | High-Bay Luminaires for Commercial and Industrial Buildings | Standard | FALSE | [9 empty] | 42209 |  |  | NotYetVerified |  | 3 | 28724.4 | 102.82 | 279.35 | 20 | 0.998 | 5700 | 84.4
PYQP44YC | Sun & Stars Lighting Inc. | Sun & Stars Lighting Inc. | SSL-LBLED/8X22/57 | Indoor Luminaires | High-Bay | High-Bay Luminaires for Commercial and Industrial Buildings | Standard | FALSE | [9 empty] | 42209 |  |  | NotYetVerified |  | 3 | 14960.24 | 108.02 | 138.49 | 20 | 0.997 | 5700 | 83.4
P18PDFC5 | Sun & Stars Lighting Inc. | Sun & Stars Lighting Inc. | SSL-LBLED/8X22/57 | Indoor Luminaires | High-Bay | High-Bay Luminaires for Commercial and Industrial Buildings | Standard | FALSE | [9 empty] | 42209 |  |  | NotYetVerified |  | 3 | 14960.24 | 108.02 | 138.49 | 20 | 0.997 | 5700 | 83.4
PTTUS2S7 | Sun & Stars Lighting Inc. | Sun & Stars Lighting Inc. | SSL-HB6LED/12X22/50 | Indoor Luminaires | High-Bay | High-Bay Luminaires for Commercial and Industrial Buildings | Standard | FALSE | [9 empty] | 42209 |  |  | NotYetVerified |  | 3 | 20902 | 100.38 | 208 | 20 | 0.995 | 5000 | 84
P732KRJ1 | Sun & Stars Lighting Inc. | Sun & Stars Lighting Inc. | SSL-HB6LED/12X22/50 | Indoor Luminaires | High-Bay | High-Bay Luminaires for Commercial and Industrial Buildings | Standard | FALSE | [9 empty] | 42209 |  |  | NotYetVerified |  | 3 | 20902 | 100.38 | 208 | 20 | 0.995 | 5000 | 84
P4R7XY4M | Sun & Stars Lighting Inc. | Sun & Stars Lighting Inc. | SSL-LBLED/6X22/50 | Indoor Luminaires | High-Bay | High-Bay Luminaires for Commercial and Industrial Buildings | Standard | FALSE | [9 empty] | 42209 |  |  | NotYetVerified |  | 3 | 11295 | 107.9 | 104.64 | 20 | 0.998 | 5000 | 84
P1MFWEDN | Sun & Stars Lighting Inc. | Sun & Stars Lighting Inc. | SSL-LBLED/6X22/50 | Indoor Luminaires | High-Bay | High-Bay Luminaires for Commercial and Industrial Buildings | Standard | FALSE | [9 empty] | 42209 |  |  | NotYetVerified |  | 3 | 11295 | 107.9 | 104.64 | 20 | 0.998 | 5000 | 84
PR8VNMFM | Sun & Stars Lighting Inc. | Sun & Stars Lighting Inc. | SSL-HBLED/8X22/50 | Indoor Luminaires | High-Bay | High-Bay Luminaires for Commercial and Industrial Buildings | Standard | FALSE | [9 empty] | 42209 |  |  | NotYetVerified |  | 3 | 14290 | 102.5 | 139.39 | 20 | 0.997 | 5000 | 83.5
PQPTYPEP | Sun & Stars Lighting Inc. | Sun & Stars Lighting Inc. | SSL-HBLED/8X22/50 | Indoor Luminaires | High-Bay | High-Bay Luminaires for Commercial and Industrial Buildings | Standard | FALSE | [9 empty] | 42209 |  |  | NotYetVerified |  | 3 | 14290 | 102.5 | 139.39 | 20 | 0.997 | 5000 | 83.5
PXTKGRMQ | Sun & Stars Lighting Inc. | Sun & Stars Lighting Inc. | SSL-LBLED/8X22/50 | Indoor Luminaires | High-Bay | High-Bay Luminaires for Commercial and Industrial Buildings | Standard | FALSE | [9 empty] | 42209 |  |  | NotYetVerified |  | 3 | 14822.2 | 107.08 | 138.41 | 20 | 0.997 | 5000 | 83.4
P2A26ARF | Sun & Stars Lighting Inc. | Sun & Stars Lighting Inc. | SSL-LBLED/8X22/50 | Indoor Luminaires | High-Bay | High-Bay Luminaires for Commercial and Industrial Buildings | Standard | FALSE | [9 empty] | 42209 |  |  | NotYetVerified |  | 3 | 14822.2 | 107.08 | 138.41 | 20 | 0.997 | 5000 | 83.4
PWPM3RTY | Sun & Stars Lighting Inc. | Sun & Stars Lighting Inc. | SSL-HB8LED/16X22/50 | Indoor Luminaires | High-Bay | High-Bay Luminaires for Commercial and Industrial Buildings | Standard | FALSE | [9 empty] | 42209 |  |  | NotYetVerified |  | 3 | 28448.7 | 102.14 | 278.49 | 20 | 0.998 | 5000 | 83.3
P6E5MPY6 | Sun & Stars Lighting Inc. | Sun & Stars Lighting Inc. | SSL-HB8LED/16X22/50 | Indoor Luminaires | High-Bay | High-Bay Luminaires for Commercial and Industrial Buildings | Standard | FALSE | [9 empty] | 42209 |  |  | NotYetVerified |  | 3 | 28448.7 | 102.14 | 278.49 | 20 | 0.998 | 5000 | 83.3
PR7SHWPE | Sun & Stars Lighting Inc. | Sun & Stars Lighting Inc. | SSL-HB6LED/12X22/40 | Indoor Luminaires | High-Bay | High-Bay Luminaires for Commercial and Industrial Buildings | Standard | FALSE | [9 empty] | 42209 |  |  | NotYetVerified |  | 3 | 21177.24 | 101.92 | 207.77 | 20 | 0.995 | 4000 | 83.8
PKGHJJ92 | Sun & Stars Lighting Inc. | Sun & Stars Lighting Inc. | SSL-HB6LED/12X22/40 | Indoor Luminaires | High-Bay | High-Bay Luminaires for Commercial and Industrial Buildings | Standard | FALSE | [9 empty] | 42209 |  |  | NotYetVerified |  | 3 | 21177.24 | 101.92 | 207.77 | 20 | 0.995 | 4000 | 83.8
PH2UDJAP | Sun & Stars Lighting Inc. | Sun & Stars Lighting Inc. | SSL-HBLED/8X22/40 | Indoor Luminaires | High-Bay | High-Bay Luminaires for Commercial and Industrial Buildings | Standard | FALSE | [9 empty] | 42209 |  |  | NotYetVerified |  | 3 | 14400.74 | 103.34 | 139.35 | 20 | 0.997 | 4000 | 83.5
PAB96JNZ | Sun & Stars Lighting Inc. | Sun & Stars Lighting Inc. | SSL-HBLED/8X22/40 | Indoor Luminaires | High-Bay | High-Bay Luminaires for Commercial and Industrial Buildings | Standard | FALSE | [9 empty] | 42209 |  |  | NotYetVerified |  | 3 | 14400.74 | 103.34 | 139.35 | 20 | 0.997 | 4000 | 83.5
PQ1J7HG1 | Shenzhen FYT LED Co. Ltd | FYT LED | FYT-T180W-180W-5000K | Indoor Luminaires | High-Bay | High-Bay Luminaires for Commercial and Industrial Buildings | Standard | FALSE | [9 empty] | 42209 |  |  | NotYetVerified |  | 3 | 18641.236 | 102.385 | 182.07 | 10.93 | 0.996 | 5278 | 84.4
P7UDTAC7 | Dongbu Lightec | LumiDas Linear Highbay | SLH200-UM-22-DD | Indoor Luminaires | High-Bay | High-Bay Luminaires for Commercial and Industrial Buildings | Standard | FALSE | [9 empty] | 42209 |  |  | NotYetVerified |  | 3 | 22240 | 105 | 200 | 20 | 0.9 | 5000 | 80
PUDJUXKN | SUZHOU JOLIGHTING CO.LTD | jolighting | JR-GK-03100-C-220W 5700K | Indoor Luminaires | High-Bay | High-Bay Luminaires for Commercial and Industrial Buildings | Standard | FALSE | [9 empty] | 42209 | Not Dimmable | Not Dimmable | NotYetVerified |  | 3 | 19156 | 87 | 218 | 10 | 0.92 | 5700 | 71
PR9QKGST | SUZHOU JOLIGHTING CO.LTD | jolighting | JR-GK-03100-C-220W 5000K | Indoor Luminaires | High-Bay | High-Bay Luminaires for Commercial and Industrial Buildings | Standard | FALSE | [9 empty] | 42209 | Not Dimmable | Not Dimmable | NotYetVerified |  | 3 | 16219 | 78 | 208 | 10 | 0.92 | 5000 | 71
PJP2M4TW | SUZHOU JOLIGHTING CO.LTD | jolighting | JR-GK-03100-C-220W 4500K | Indoor Luminaires | High-Bay | High-Bay Luminaires for Commercial and Industrial Buildings | Standard | FALSE | [9 empty] | 42209 | Not Dimmable | Not Dimmable | NotYetVerified |  | 3 | 16219 | 78 | 208 | 10 | 0.92 | 4500 | 71
PQMGHNDT | SUZHOU JOLIGHTING CO.LTD | jolighting | JR-GK-03100-C-220W 4000K | Indoor Luminaires | High-Bay | High-Bay Luminaires for Commercial and Industrial Buildings | Standard | FALSE | [9 empty] | 42209 | Not Dimmable | Not Dimmable | NotYetVerified |  | 3 | 16219 | 78 | 208 | 10 | 0.92 | 4000 | 71
PGF4641B | Elite Lighting Co. | Oracle | CB4-LED-12000L-DIM10-MVOLT-W-30K | Indoor Luminaires | High-Bay | High-Bay Luminaires for Commercial and Industrial Buildings | Standard | TRUE | 11880 | 97.09 | 122.36 | 15.49 | 0.986 | 3128 | 82 | 5 | 50000 | 42208 |  |  | NotYetVerified |  | 3 | 11880 | 97.1 | 122.36 | 10.5 | 0.986 | 3000 | 82
PJ8KUDWE | RENOVA Lighting Systems Inc. | Renova | ECO2-N-L105-UNV-DM-C40 | Indoor Luminaires | High-Bay | High-Bay Luminaires for Commercial and Industrial Buildings | Standard | TRUE | 10390 | 121.1 | 85.8 | 8.02 | 0.984 | 4140 | 83.1 | 5 | 50000 | 42208 |  |  | NotYetVerified |  | 3 | 10390 | 121.1 | 85.8 | 8.02 | 0.984 | 4140 | 83.1
P5KW5373 | Beghelli North America | Beghelli | BS100LED4HT48WWT40-347V | Indoor Luminaires | High-Bay | Low-Bay Luminaires for Commercial and Industrial Buildings | Standard | TRUE | 5199.89 | 116.98 | 44.45 | 11.2 | 0.976 | 4063 | 84.8 | 5 | 50000 | 42208 |  |  | NotYetVerified |  | 3 | 5199.89 | 116.98 | 44.45 | 20 | 0.9 | 4000 | 85
PMYNMDN6 | Dongbu Lightec | LumiDas Linear Highbay | SLH100-UM-12-ND | Indoor Luminaires | High-Bay | High-Bay Luminaires for Commercial and Industrial Buildings | Standard | TRUE | 10152 | 94.2 | 107.7 | 7.53 | 0.974 | 4008 | 81.9 | 5 | 50000 | 42208 |  |  | NotYetVerified |  | 3 | 10152 | 94.2 | 100 | 20 | 0.9 | 4000 | 80
PQ21WEDP | Beghelli North America | Beghelli | BS100LED4HT70WWT40-347V | Indoor Luminaires | High-Bay | Low-Bay Luminaires for Commercial and Industrial Buildings | Standard | TRUE | 6998 | 110.1 | 63.56 | 9.72 | 0.9732 | 4087 | 84.6 | 5 | 50000 | 42208 |  |  | NotYetVerified |  | 3 | 6998 | 110.1 | 63.56 | 20 | 0.9 | 4000 | 85
PTPBCB6PK | Noribachi | Noribachi | 063-HBA-[optional upgrades]-[mounting] | Indoor Luminaires | High-Bay | High-Bay Luminaires for Commercial and Industrial Buildings | Standard | TRUE | 11130 | 125.5 | 88.66 | 12.8 | 0.963 | 4767 | 73.9 | 5 | 100000 | 42208 |  |  | NotYetVerified |  | 3
PHZQ2FSJ | RC Lighting | RC Lighting | FALCOR230NW RCL | Indoor Luminaires | High-Bay | High-Bay Luminaires for Commercial and Industrial Buildings | Standard | TRUE | 20736 | 86.3 | 240.4 | 8.8 | 0.954 | 3977 | 74 | 5 | 100000 | 42208 |  |  | NotYetVerified |  | 3
P3WQ9MMT | RC Lighting | RC Lighting | FALCOR160NW RCL | Indoor Luminaires | High-Bay | High-Bay Luminaires for Commercial and Industrial Buildings | Standard | TRUE | 13766 | 86.3 | 159.5 | 8.2 | 0.954 | 3956 | 74 | 5 | 100000 | 42208 |  |  | NotYetVerified |  | 3
PDBNXGAK | RC Lighting | RC Lighting | FALCORA160NW RCL | Indoor Luminaires | High-Bay | High-Bay Aisle Luminaires | Standard | TRUE | 13226 | 82.9 | 159.5 | 8.2 | 0.954 | 3944 | 74 | 5 | 100000 | 42208 |  |  | NotYetVerified |  | 3
PMFZA2R9 | RC Lighting | RC Lighting | FALCORA230NW RCL | Indoor Luminaires | High-Bay | High-Bay Aisle Luminaires | Standard | TRUE | 19152 | 79.7 | 240.3 | 8.8 | 0.953 | 3970 | 74 | 5 | 100000 | 42208 |  |  | NotYetVerified |  | 3
PU612DJ4 | Elite Lighting Co. | Oracle | CB6-LED-24000L-DIM10-MVOLT-W-30K | Indoor Luminaires | High-Bay | High-Bay Luminaires for Commercial and Industrial Buildings | Standard | TRUE | 21670 | 91.18 | 237.65 | 11.14 | 0.953 | 3122 | 81.9 | 5 | 50000 | 42208 |  |  | NotYetVerified |  | 3 | 21670 | 91.2 | 237.65 | 5.96 | 0.997 | 3000 | 81.9
PNU4M79V | RC Lighting | RC Lighting | RAIL[VP]185YN[All Fixture Colors] RCL | Indoor Luminaires | High-Bay | High-Bay Luminaires for Commercial and Industrial Buildings | Standard | TRUE | 20647 | 112.5 | 183.6 | 11.6 | 0.952 | 3467 | 82 | 5 | 100000 | 42208 |  |  | NotYetVerified |  | 3
P2739RKK | RC Lighting | RC Lighting | RAIL[VP]95YN[All Fixture Colors] RCL | Indoor Luminaires | High-Bay | High-Bay Luminaires for Commercial and Industrial Buildings | Standard | TRUE | 10238 | 110.6 | 92.6 | 11 | 0.951 | 3483 | 82 | 5 | 100000 | 42208 |  |  | NotYetVerified |  | 3
PJ7CYRA6 | RC Lighting | RC Lighting | RAIL[VP]225YN[All Fixture Colors] RCL | Indoor Luminaires | High-Bay | High-Bay Luminaires for Commercial and Industrial Buildings | Standard | TRUE | 24131 | 107.3 | 224.9 | 10.3 | 0.95 | 3470 | 82 | 5 | 100000 | 42208 |  |  | NotYetVerified |  | 3
PWVFC1NG | RC Lighting | RC Lighting | FALCOR80NW RCL | Indoor Luminaires | High-Bay | Low-Bay Luminaires for Commercial and Industrial Buildings | Standard | TRUE | 6678 | 83.6 | 79.9 | 9.7 | 0.949 | 3989 | 75 | 5 | 100000 | 42208 |  |  | NotYetVerified |  | 3
PWVXT3P2 | Linkpower Electronics Co. Ltd | linkpower | ML180 3000K | Indoor Luminaires | High-Bay | High-Bay Luminaires for Commercial and Industrial Buildings | Standard | TRUE | 15646.68 | 88.574 | 176.65 | 16.32 | 0.949 | 3081 | 85.1 | 5 | 50000 | 42208 |  |  | NotYetVerified |  | 3 | 12655.63 | 84.99 | 150 | 17.48 | 0.996 | 3000 | 85.1
PCZ1DCH9 | SKC Lighting Co. Ltd. | SKC lighting Co. Ltd. | SLCHBI200UX-110V0C0 | Indoor Luminaires | High-Bay | High-Bay Luminaires for Commercial and Industrial Buildings | Standard | TRUE | 24471 | 118.7 | 206.2 | 10.8 | 0.948 | 5067 | 76.2 | 5 | 50000 | 42208 |  |  | NotYetVerified |  | 3 | 24471 | 118.7 | 206.2 | 10.8 | 0.948 | 5067 | 76.2
P65YWNYT | Elite Lighting Co. | Oracle | CB6-LED-30000L-DIM10-MVOLT-W-30K | Indoor Luminaires | High-Bay | High-Bay Luminaires for Commercial and Industrial Buildings | Standard | TRUE | 27930 | 88.98 | 313.89 | 7.44 | 0.944 | 3130 | 81.9 | 5 | 50000 | 42208 |  |  | NotYetVerified |  | 3 | 27930 | 89 | 313.89 | 4.99 | 0.996 | 3000 | 81.9
PC7JS8MC | RC Lighting | RC Lighting | RAIL[VP]150YN[All Fixture Colors] RCL | Indoor Luminaires | High-Bay | High-Bay Luminaires for Commercial and Industrial Buildings | Standard | TRUE | 15907 | 106.5 | 149.4 | 10.6 | 0.943 | 3450 | 82 | 5 | 100000 | 42208 |  |  | NotYetVerified |  | 3
PG5PQTFX | Linkpower Electronics Co. Ltd | linkpower | ML150 3000K | Indoor Luminaires | High-Bay | High-Bay Luminaires for Commercial and Industrial Buildings | Standard | TRUE | 12416.2 | 83.39 | 148.9 | 17.48 | 0.935 | 3086 | 85.1 | 5 | 50000 | 42208 |  |  | NotYetVerified |  | 3 | 12655.63 | 84.99 | 150 | 17.48 | 0.996 | 3000 | 85.1
P98D3BK7 | Elite Lighting Co. | Oracle | CB4-LED-10000L-DIM10-MVOLT-W-30K | Indoor Luminaires | High-Bay | High-Bay Luminaires for Commercial and Industrial Buildings | Standard | TRUE | 10220 | 101.87 | 100.32 | 7.55 | 0.926 | 3135 | 82.3 | 5 | 50000 | 42208 |  |  | NotYetVerified |  | 3 | 10220 | 101.9 | 100.32 | 5.35 | 0.996 | 3000 | 82.3
PX4MWJ617 | Lux-Craft Inc. | High Bay | LC200-2 | Indoor Luminaires | High-Bay | High-Bay Luminaires for Commercial and Industrial Buildings | Standard | TRUE | 25539 | 93.38 | 273.5 | 15.04 | 0.922 | 5059 | 75.3 | 5 | 60000 | 42208 |  |  | NotYetVerified |  | 3 | 25500 | 93 | 275 |  |  | 5059 | 75
PFHNG2A3 | Alder Optomechanical Corp. | Alder | HBL-100S-TD-cSTR-T6WN60C8 | Indoor Luminaires | High-Bay | High-Bay Luminaires for Commercial and Industrial Buildings | Standard | TRUE | 11741 | 115.7 | 101.49 | 20.24 | 0.9166 | 3898 | 84.5 | 5 | 60000 | 42208 |  |  | NotYetVerified | Only qualified pointing straight down | 3 | 11741 | 115.7 | 101.49 | 5.67 | 0.9945 | 3898 | 84.5
P5VBM4C2 | Linkpower Electronics Co. Ltd | linkpower | ML120 3000K | Indoor Luminaires | High-Bay | High-Bay Luminaires for Commercial and Industrial Buildings | Standard | TRUE | 10126.5 | 85.61 | 118.28 | 19.83 | 0.911 | 2964 | 84.2 | 5 | 50000 | 42208 |  |  | NotYetVerified |  | 3 | 10147 | 85.788 | 120 | 19.83 | 0.993 | 3000 | 84.2
P9NBFZHY | GE Lighting Solutions | GE Lumination | IS-[1 C S]8-0-B2-M-X-XXXX-EL | Indoor Luminaires | High-Bay | Low-Bay Luminaires for Commercial and Industrial Buildings | Premium | TRUE | 9563.9 | 109.1 | 87.7 | 15.9 | 0.91 | 3424 | 83.7 | 5 | 75000 | 42208 | Dimmable | Continuous Below 10 | No |  | 3 | 9500 | 108 | 88 | 20 | 0.9 | 3500 | 83
PU73VTXR | GE Lighting Solutions | GE Lumination | IS-[1 C S]8-0-A2-M-X-XXXX-EL | Indoor Luminaires | High-Bay | Low-Bay Luminaires for Commercial and Industrial Buildings | Premium | TRUE | 7756.2 | 112 | 69.3 | 15.9 | 0.91 | 3418 | 83.7 | 5 | 75000 | 42208 |  |  | No |  | 3 | 7700 | 110 | 70 | 20 | 0.9 | 3500 | 83
PG2URMBY | Alder Optomechanical Corp. | Alder | HBL-80S-TD-cSTR-T6WN60C8 | Indoor Luminaires | High-Bay | High-Bay Luminaires for Commercial and Industrial Buildings | Standard | TRUE | 10241 | 119.9 | 85.41 | 24.98 | 0.8937 | 3882 | 84.5 | 5 | 60000 | 42208 |  |  | NotYetVerified | Only qualified pointing straight down | 3 | 10241 | 119.9 | 85.41 | 6.98 | 0.9925 | 3882 | 84.5
PMBY45FF | Alder Optomechanical Corp. | Alder | HBL-80S-TD-cSTR-T6WD60C8 | Indoor Luminaires | High-Bay | High-Bay Luminaires for Commercial and Industrial Buildings | Standard | FALSE | [9 empty] | 42208 |  |  | NotYetVerified | Only qualified pointing straight down | 3 | 10319 | 120.5 | 85.62 | 8.02 | 0.9916 | 4794 | 82.3
PK8JVNVE | Alder Optomechanical Corp. | Alder | HBL-100S-TD-cSTR-T6WDA0C8 | Indoor Luminaires | High-Bay | High-Bay Luminaires for Commercial and Industrial Buildings | Standard | FALSE | [9 empty] | 42208 |  |  | NotYetVerified | Only qualified pointing straight down | 3 | 12004 | 115.3 | 104.1 | 7.71 | 0.9942 | 4791 | 81.9
P84HEMM1 | Alder Optomechanical Corp. | Alder | HBL-80S-TD-cSTR-T6WDA0C8 | Indoor Luminaires | High-Bay | High-Bay Luminaires for Commercial and Industrial Buildings | Standard | FALSE | [9 empty] | 42208 |  |  | NotYetVerified | Only qualified pointing straight down | 3 | 10374 | 119.1 | 87.1 | 11.91 | 0.9893 | 4776 | 82.2
PHCCM8Y3 | Alder Optomechanical Corp. | Alder | HBL-100S-TD-cSTR-T6WD60C8 | Indoor Luminaires | High-Bay | High-Bay Luminaires for Commercial and Industrial Buildings | Standard | FALSE | [9 empty] | 42208 |  |  | NotYetVerified | Only qualified pointing straight down | 3 | 11926 | 115.6 | 103.2 | 7.84 | 0.9942 | 4757 | 83.3
PMBNDX4T | Alder Optomechanical Corp. | Alder | HBL-100S-TD-cSTR-T6WNA0C8 | Indoor Luminaires | High-Bay | High-Bay Luminaires for Commercial and Industrial Buildings | Standard | FALSE | [9 empty] | 42208 |  |  | NotYetVerified | Only qualified pointing straight down | 3 | 11976 | 114.2 | 104.87 | 8.21 | 0.9938 | 3860 | 84.5
P4TWY48A | Alder Optomechanical Corp. | Alder | HBL-80S-TD-cSTR-T6WNA0C8 | Indoor Luminaires | High-Bay | High-Bay Luminaires for Commercial and Industrial Buildings | Standard | FALSE | [9 empty] | 42208 |  |  | NotYetVerified | Only qualified pointing straight down | 3 | 10227 | 120.4 | 84.96 | 12.4 | 0.9879 | 3844 | 84.6
PPDUK6ZF | SKC Lighting Co. Ltd. | SKC lighting Co. Ltd. | SLCHBI200UX-110WWC0 | Indoor Luminaires | High-Bay | High-Bay Luminaires for Commercial and Industrial Buildings | Standard | FALSE | [9 empty] | 42208 |  |  | NotYetVerified |  | 3 | 25105 | 130.9 | 191.8 | 11.83 | 0.997 | 3919 | 81.9
P37F7Y1H | RC Lighting | RC Lighting | FALCOR160W RCL | Indoor Luminaires | High-Bay | High-Bay Luminaires for Commercial and Industrial Buildings | Standard | FALSE | [9 empty] | 42208 |  |  | NotYetVerified |  | 3 | 14304 | 91.1 | 157.14 | 8.5 | 0.953 | 5194 | 72
PYDEWNTK | RC Lighting | RC Lighting | FALCOR160W/D10 RCL | Indoor Luminaires | High-Bay | High-Bay Luminaires for Commercial and Industrial Buildings | Standard | FALSE | [9 empty] | 42208 |  |  | NotYetVerified |  | 3 | 14219.6 | 91.2 | 155.9 | 8.6 | 0.954 | 5194 | 72
P3QHD6NA | RC Lighting | RC Lighting | FALCOR80W RCL | Indoor Luminaires | High-Bay | Low-Bay Luminaires for Commercial and Industrial Buildings | Standard | FALSE | [9 empty] | 42208 |  |  | NotYetVerified |  | 3 | 6965 | 88.3 | 78.923 | 10 | 0.945 | 5174 | 72
PKJAP1W2 | RC Lighting | RC Lighting | FALCOR80W/D10 RCL | Indoor Luminaires | High-Bay | Low-Bay Luminaires for Commercial and Industrial Buildings | Standard | FALSE | [9 empty] | 42208 |  |  | NotYetVerified |  | 3 | 7035.1 | 87.6 | 80.3 | 10.1 | 0.946 | 5174 | 72
P2MEBF39 | RC Lighting | RC Lighting | FALCORA160W RCL | Indoor Luminaires | High-Bay | High-Bay Aisle Luminaires | Standard | FALSE | [9 empty] | 42208 |  |  | NotYetVerified |  | 3 | 13889 | 88.5 | 156.86 | 8.6 | 0.954 | 5142 | 72
PT1XHM1K | RC Lighting | RC Lighting | FALCORA160W/D10 RCL | Indoor Luminaires | High-Bay | High-Bay Aisle Luminaires | Standard | FALSE | [9 empty] | 42208 |  |  | NotYetVerified |  | 3 | 13806.1 | 88.7 | 155.7 | 8.7 | 0.955 | 5142 | 72
PWEPUQ25 | RC Lighting | RC Lighting | RAIL[VP]225[All Fixture Colors]/BL RCL | Indoor Luminaires | High-Bay | High-Bay Luminaires for Commercial and Industrial Buildings | Standard | FALSE | [9 empty] | 42208 |  |  | NotYetVerified |  | 3 | 27279 | 122.2 | 223.3 | 9.8 | 0.948 | 5006 | 74
PXAXUWP5 | RC Lighting | RC Lighting | RAIL[VP]95[All Fixture Colors] RCL | Indoor Luminaires | High-Bay | High-Bay Luminaires for Commercial and Industrial Buildings | Standard | FALSE | [9 empty] | 42208 |  |  | NotYetVerified |  | 3 | 11657 | 125.6 | 92.8 | 11.2 | 0.954 | 5006 | 74
PU3NEX3S | RC Lighting | RC Lighting | RAIL[VP]225[All Fixture Colors] RCL | Indoor Luminaires | High-Bay | High-Bay Luminaires for Commercial and Industrial Buildings | Standard | FALSE | [9 empty] | 42208 |  |  | NotYetVerified |  | 3 | 27279 | 122.2 | 223.3 | 9.8 | 0.948 | 5006 | 74
P7VY57YS | RC Lighting | RC Lighting | RAIL[VP]95[All Fixture Colors]/D10/[WS2] RCL | Indoor Luminaires | High-Bay | High-Bay Luminaires for Commercial and Industrial Buildings | Standard | FALSE | [9 empty] | 42208 |  |  | Yes |  | 3 | 11446 | 124.5 | 91.9 | 12.7 | 0.9574 | 5006 | 74
PYUK7WH2 | RC Lighting | RC Lighting | RAIL[VP]225[All Fixture Colors]/D10/[WS4] RCL | Indoor Luminaires | High-Bay | High-Bay Luminaires for Commercial and Industrial Buildings | Standard | FALSE | [9 empty] | 42208 |  |  | Yes |  | 3 | 27260 | 122 | 223.4 | 10.51 | 0.9519 | 5006 | 74
PA5T9Y73 | RC Lighting | RC Lighting | RAIL[VP]185[All Fixture Colors]/BL RCL | Indoor Luminaires | High-Bay | High-Bay Luminaires for Commercial and Industrial Buildings | Standard | FALSE | [9 empty] | 42208 |  |  | NotYetVerified |  | 3 | 23503 | 128.2 | 183.4 | 11.3 | 0.951 | 4995 | 75
P4S4QB85 | RC Lighting | RC Lighting | RAIL[VP]185[All Fixture Colors] RCL | Indoor Luminaires | High-Bay | High-Bay Luminaires for Commercial and Industrial Buildings | Standard | FALSE | [9 empty] | 42208 |  |  | NotYetVerified |  | 3 | 23503 | 128.2 | 183.4 | 11.3 | 0.951 | 4995 | 75
PSRQ42N4 | RC Lighting | RC Lighting | RAIL[VP]185[All Fixture Colors]/D10/[WS4] RCL | Indoor Luminaires | High-Bay | High-Bay Luminaires for Commercial and Industrial Buildings | Standard | FALSE | [9 empty] | 42208 |  |  | Yes |  | 3 | 23077 | 127 | 181.7 | 12.81 | 0.9543 | 4995 | 75
PFERMFXU | RC Lighting | RC Lighting | RAIL[VP]150[All Fixture Colors]/BL RCL | Indoor Luminaires | High-Bay | High-Bay Luminaires for Commercial and Industrial Buildings | Standard | FALSE | [9 empty] | 42208 |  |  | NotYetVerified |  | 3 | 17964 | 119.8 | 149.9 | 10.6 | 0.943 | 4985 | 75
P2DS8U6B | RC Lighting | RC Lighting | RAIL[VP]150[All Fixture Colors] RCL | Indoor Luminaires | High-Bay | High-Bay Luminaires for Commercial and Industrial Buildings | Standard | FALSE | [9 empty] | 42208 |  |  | NotYetVerified |  | 3 | 17964 | 119.8 | 149.9 | 10.6 | 0.941 | 4985 | 75
PTVG35PY | RC Lighting | RC Lighting | RAIL[VP]150[All Fixture Colors]/D10/[WS2] RCL | Indoor Luminaires | High-Bay | High-Bay Luminaires for Commercial and Industrial Buildings | Standard | FALSE | [9 empty] | 42208 |  |  | Yes |  | 3 | 18144 | 118.9 | 152.6 | 10.63 | 0.9439 | 4985 | 75
P3DQYT42 | RC Lighting | RC Lighting | FALCOR230W/BL RCL | Indoor Luminaires | High-Bay | High-Bay Luminaires for Commercial and Industrial Buildings | Standard | FALSE | [9 empty] | 42208 |  |  | NotYetVerified |  | 3 | 21612 | 92 | 234.78 | 9.1 | 0.951 | 4833 | 71
PMZQ6K9T | RC Lighting | RC Lighting | FALCOR230W RCL | Indoor Luminaires | High-Bay | High-Bay Luminaires for Commercial and Industrial Buildings | Standard | FALSE | [9 empty] | 42208 |  |  | NotYetVerified |  | 3 | 21612 | 92 | 234.78 | 9.1 | 0.951 | 4833 | 71
P5EEXK1V | RC Lighting | RC Lighting | FALCOR230W/D10 RCL | Indoor Luminaires | High-Bay | High-Bay Luminaires for Commercial and Industrial Buildings | Standard | FALSE | [9 empty] | 42208 |  |  | NotYetVerified |  | 3 | 21654.6 | 91.9 | 235.6 | 9.2 | 0.952 | 4833 | 71
P34EVBTH | RC Lighting | RC Lighting | FALCORA230W/BL RCL | Indoor Luminaires | High-Bay | High-Bay Aisle Luminaires | Standard | FALSE | [9 empty] | 42208 |  |  | NotYetVerified |  | 3 | 19852 | 84.6 | 234.72 | 9 | 0.951 | 4829 | 70
PN4RB6UE | RC Lighting | RC Lighting | FALCORA230W RCL | Indoor Luminaires | High-Bay | High-Bay Aisle Luminaires | Standard | FALSE | [9 empty] | 42208 |  |  | NotYetVerified |  | 3 | 19852 | 84.6 | 234.72 | 9 | 0.951 | 4829 | 70
PCDCAUFA | RC Lighting | RC Lighting | FALCORA230W/D10 RCL | Indoor Luminaires | High-Bay | High-Bay Aisle Luminaires | Standard | FALSE | [9 empty] | 42208 |  |  | NotYetVerified |  | 3 | 19892.2 | 84.5 | 235.5 | 9.2 | 0.952 | 4829 | 70
PY2KQMUE | RC Lighting | RC Lighting | RAIL[VP]225N[All Fixture Colors]/BL RCL | Indoor Luminaires | High-Bay | High-Bay Luminaires for Commercial and Industrial Buildings | Standard | FALSE | [9 empty] | 42208 |  |  | NotYetVerified |  | 3 | 23560 | 105.7 | 222.9 | 10.1 | 0.947 | 4000 | 84
PRJMNAYN | RC Lighting | RC Lighting | RAIL[VP]225N[All Fixture Colors] RCL | Indoor Luminaires | High-Bay | High-Bay Luminaires for Commercial and Industrial Buildings | Standard | FALSE | [9 empty] | 42208 |  |  | NotYetVerified |  | 3 | 23560 | 105.7 | 222.9 | 10.1 | 0.947 | 4000 | 84
PRZ4MTWS | RC Lighting | RC Lighting | RAIL[VP]225N[All Fixture Colors]/D10/[WS4] RCL | Indoor Luminaires | High-Bay | High-Bay Luminaires for Commercial and Industrial Buildings | Standard | FALSE | [9 empty] | 42208 |  |  | Yes |  | 3 | 23543 | 105.6 | 223 | 10.84 | 0.9509 | 4000 | 84
PZWSSCBE | RC Lighting | RC Lighting | RAIL[VP]150N[All Fixture Colors]/BL RCL | Indoor Luminaires | High-Bay | High-Bay Luminaires for Commercial and Industrial Buildings | Standard | FALSE | [9 empty] | 42208 |  |  | NotYetVerified |  | 3 | 15582 | 105.6 | 147.6 | 10.8 | 0.939 | 3989 | 84
PMCZD8QN | RC Lighting | RC Lighting | RAIL[VP]150N[All Fixture Colors] RCL | Indoor Luminaires | High-Bay | High-Bay Luminaires for Commercial and Industrial Buildings | Standard | FALSE | [9 empty] | 42208 |  |  | NotYetVerified |  | 3 | 15582 | 105.6 | 147.6 | 10.8 | 0.939 | 3989 | 84
PVJB3AYN | RC Lighting | RC Lighting | RAIL[VP]150N[All Fixture Colors]/D10/[WS2] RCL | Indoor Luminaires | High-Bay | High-Bay Luminaires for Commercial and Industrial Buildings | Standard | FALSE | [9 empty] | 42208 |  |  | Yes |  | 3 | 15739 | 104.7 | 150.3 | 10.83 | 0.9419 | 3989 | 84
PBWE6GMU | RC Lighting | RC Lighting | FALCOR80NW/D10 RCL | Indoor Luminaires | High-Bay | Low-Bay Luminaires for Commercial and Industrial Buildings | Standard | FALSE | [9 empty] | 42208 |  |  | NotYetVerified |  | 3 | 6745.2 | 82.9 | 81.3 | 9.8 | 0.95 | 3989 | 75
PMTHWS84 | RC Lighting | RC Lighting | RAIL[VP]95N[All Fixture Colors] RCL | Indoor Luminaires | High-Bay | High-Bay Luminaires for Commercial and Industrial Buildings | Standard | FALSE | [9 empty] | 42208 |  |  | NotYetVerified |  | 3 | 10017 | 108.8 | 92.1 | 11.2 | 0.952 | 3986 | 84
PD74W7SF | RC Lighting | RC Lighting | RAIL[VP]95N[All Fixture Colors]/D10/[WS2] RCL | Indoor Luminaires | High-Bay | High-Bay Luminaires for Commercial and Industrial Buildings | Standard | FALSE | [9 empty] | 42208 |  |  | Yes |  | 3 | 9835 | 107.9 | 91.2 | 12.7 | 0.9553 | 3986 | 84
PX1J9M1U | RC Lighting | RC Lighting | FALCOR230NW/BL RCL | Indoor Luminaires | High-Bay | High-Bay Luminaires for Commercial and Industrial Buildings | Standard | FALSE | [9 empty] | 42208 |  |  | NotYetVerified |  | 3 | 20736 | 86.3 | 240.44 | 8.8 | 0.954 | 3977 | 74
P8H6XQT2 | RC Lighting | RC Lighting | FALCOR230NW/D10 RCL | Indoor Luminaires | High-Bay | High-Bay Luminaires for Commercial and Industrial Buildings | Standard | FALSE | [9 empty] | 42208 |  |  | NotYetVerified |  | 3 | 20736 | 86 | 241.2 | 8.9 | 0.955 | 3977 | 74
PTKP84GS | RC Lighting | RC Lighting | FALCORA230NW/BL RCL | Indoor Luminaires | High-Bay | High-Bay Aisle Luminaires | Standard | FALSE | [9 empty] | 42208 |  |  | NotYetVerified |  | 3 | 19152 | 79.7 | 240.31 | 8.8 | 0.953 | 3970 | 74
PNM3RMNS | RC Lighting | RC Lighting | FALCORA230NW/D10 RCL | Indoor Luminaires | High-Bay | High-Bay Aisle Luminaires | Standard | FALSE | [9 empty] | 42208 |  |  | NotYetVerified |  | 3 | 20736 | 86 | 241.1 | 8.9 | 0.954 | 3970 | 74
P4H3C2AF | RC Lighting | RC Lighting | FALCOR160NW/D10 RCL | Indoor Luminaires | High-Bay | High-Bay Luminaires for Commercial and Industrial Buildings | Standard | FALSE | [9 empty] | 42208 |  |  | NotYetVerified |  | 3 | 13683.8 | 86.5 | 158.3 | 8.3 | 0.955 | 3956 | 74
PMJ8575J | RC Lighting | RC Lighting | FALCORA160NW/D10 RCL | Indoor Luminaires | High-Bay | High-Bay Aisle Luminaires | Standard | FALSE | [9 empty] | 42208 |  |  | NotYetVerified |  | 3 | 13147 | 83.1 | 158.3 | 8.3 | 0.955 | 3944 | 74
P81SNAZS | RC Lighting | RC Lighting | RAIL[VP]185N[All Fixture Colors]/BL RCL | Indoor Luminaires | High-Bay | High-Bay Luminaires for Commercial and Industrial Buildings | Standard | FALSE | [9 empty] | 42208 |  |  | NotYetVerified |  | 3 | 20232 | 111.6 | 181.3 | 11.7 | 0.952 | 3926 | 85
PT3DVQA5 | RC Lighting | RC Lighting | RAIL[VP]185N[All Fixture Colors] RCL | Indoor Luminaires | High-Bay | High-Bay Luminaires for Commercial and Industrial Buildings | Standard | FALSE | [9 empty] | 42208 |  |  | NotYetVerified |  | 3 | 20232 | 111.6 | 181.3 | 11.7 | 0.952 | 3926 | 85
PNDEUX3Y | RC Lighting | RC Lighting | RAIL[VP]185N[All Fixture Colors]/D10/[WS4] RCL | Indoor Luminaires | High-Bay | High-Bay Luminaires for Commercial and Industrial Buildings | Standard | FALSE | [9 empty] | 42208 |  |  | Yes |  | 3 | 19865 | 110.6 | 179.5 | 13.26 | 0.9553 | 3926 | 85
PGWV9RVB | RC Lighting | RC Lighting | RAIL[VP]95YN[All Fixture Colors]/D10/[WS2] RCL | Indoor Luminaires | High-Bay | High-Bay Luminaires for Commercial and Industrial Buildings | Standard | FALSE | [9 empty] | 42208 |  |  | Yes |  | 3 | 9856 | 110.7 | 89 | 12.47 | 0.9543 | 3483 | 82
PN63R364 | RC Lighting | RC Lighting | RAIL[VP]225YN[All Fixture Colors]/BL RCL | Indoor Luminaires | High-Bay | High-Bay Luminaires for Commercial and Industrial Buildings | Standard | FALSE | [9 empty] | 42208 |  |  | NotYetVerified |  | 3 | 24131 | 107.3 | 224.9 | 10.3 | 0.95 | 3470 | 82
PFPKC6ET | RC Lighting | RC Lighting | RAIL[VP]225YN[All Fixture Colors]/D10/[WS4] RCL | Indoor Luminaires | High-Bay | High-Bay Luminaires for Commercial and Industrial Buildings | Standard | FALSE | [9 empty] | 42208 |  |  | Yes |  | 3 | 24114 | 107.2 | 225 | 11.05 | 0.9539 | 3470 | 82
PMHXR7EU | RC Lighting | RC Lighting | RAIL[VP]185YN[All Fixture Colors]/BL RCL | Indoor Luminaires | High-Bay | High-Bay Luminaires for Commercial and Industrial Buildings | Standard | FALSE | [9 empty] | 42208 |  |  | NotYetVerified |  | 3 | 20647 | 112.5 | 183.6 | 11.6 | 0.952 | 3467 | 82
PTWC5V96 | RC Lighting | RC Lighting | RAIL[VP]185YN[All Fixture Colors]/D10/[WS4] RCL | Indoor Luminaires | High-Bay | High-Bay Luminaires for Commercial and Industrial Buildings | Standard | FALSE | [9 empty] | 42208 |  |  | Yes |  | 3 | 20272 | 111.5 | 181.9 | 13.15 | 0.9553 | 3467 | 82
PYWZXUYG | RC Lighting | RC Lighting | RAIL[VP]150YN[All Fixture Colors]/BL RCL | Indoor Luminaires | High-Bay | High-Bay Luminaires for Commercial and Industrial Buildings | Standard | FALSE | [9 empty] | 42208 |  |  | NotYetVerified |  | 3 | 15907 | 106.5 | 149.3 | 10.6 | 0.943 | 3450 | 82
PA5X1GEG | RC Lighting | RC Lighting | RAIL[VP]150YN[All Fixture Colors]/D10/[WS2] RCL | Indoor Luminaires | High-Bay | High-Bay Luminaires for Commercial and Industrial Buildings | Standard | FALSE | [9 empty] | 42208 |  |  | Yes |  | 3 | 16067 | 105.7 | 152 | 10.63 | 0.9459 | 3450 | 82
PRQ4Z1N4 | GE Lighting Solutions | GE Lumination | IS-[1 C S]8-0-F5-M-X-XXXX-EL | Indoor Luminaires | High-Bay | Low-Bay Luminaires for Commercial and Industrial Buildings | Premium | FALSE | [9 empty] | 42208 |  |  | No |  | 3 | 11000 | 125 | 88 | 20 | 0.9 | 5000 | 82
PM5RQZR6 | GE Lighting Solutions | GE Lumination | IS-[1 C S]8-0-K5-M-X-XXXX-EL | Indoor Luminaires | High-Bay | Low-Bay Luminaires for Commercial and Industrial Buildings | Premium | FALSE | [9 empty] | 42208 |  |  | No |  | 3 | 11000 | 125 | 88 | 20 | 0.9 | 5000 | 82
PF6QEZXW | GE Lighting Solutions | GE Lumination | IS-[1 C S]8-0-B5-M-X-XXXX-EL | Indoor Luminaires | High-Bay | Low-Bay Luminaires for Commercial and Industrial Buildings | Premium | FALSE | [9 empty] | 42208 |  |  | No |  | 3 | 11000 | 125 | 88 | 20 | 0.9 | 5000 | 82
P65NAAE6 | GE Lighting Solutions | GE Lumination | IS-[1 C S]8-0-K5-M-X-XXXX | Indoor Luminaires | High-Bay | Low-Bay Luminaires for Commercial and Industrial Buildings | Premium | FALSE | [9 empty] | 42208 | Dimmable | Continuous Below 10 | No |  | 3 | 11000 | 131 | 84 | 20 | 0.9 | 5000 | 82
P4RZKJ2N | GE Lighting Solutions | GE Lumination | IS-[1 C S]8-0-F5-M-X-XXXX | Indoor Luminaires | High-Bay | Low-Bay Luminaires for Commercial and Industrial Buildings | Premium | FALSE | [9 empty] | 42208 | Dimmable | Continuous Below 10 | No |  | 3 | 11000 | 131 | 84 | 20 | 0.9 | 5000 | 82
P3217YMV | GE Lighting Solutions | GE Lumination | IS-[1 C S]8-0-B5-M-X-XXXX | Indoor Luminaires | High-Bay | Low-Bay Luminaires for Commercial and Industrial Buildings | Premium | FALSE | [9 empty] | 42208 | Dimmable | Continuous Below 10 | No |  | 3 | 11000 | 131 | 84 | 20 | 0.9 | 5000 | 82
PWDH9XJV | GE Lighting Solutions | GE Lumination | IS-[1 C S]8-0-A5-M-X-XXXX | Indoor Luminaires | High-Bay | Low-Bay Luminaires for Commercial and Industrial Buildings | Premium | FALSE | [9 empty] | 42208 |  |  | No |  | 3 | 8600 | 130 | 66 | 20 | 0.9 | 5000 | 82
PV1Q4Q34 | GE Lighting Solutions | GE Lumination | IS-[1 C S]8-0-E5-M-X-XXXX | Indoor Luminaires | High-Bay | Low-Bay Luminaires for Commercial and Industrial Buildings | Premium | FALSE | [9 empty] | 42208 |  |  | No |  | 3 | 8600 | 130 | 66 | 20 | 0.9 | 5000 | 82
PS9WJPD1 | GE Lighting Solutions | GE Lumination | IS-[1 C S]8-0-J5-M-X-XXXX | Indoor Luminaires | High-Bay | Low-Bay Luminaires for Commercial and Industrial Buildings | Premium | FALSE | [9 empty] | 42208 |  |  | No |  | 3 | 8600 | 130 | 66 | 20 | 0.9 | 5000 | 82
PDUJMG3M | GE Lighting Solutions | GE Lumination | IS-[1 C S]8-0-J5-M-X-XXXX-EL | Indoor Luminaires | High-Bay | Low-Bay Luminaires for Commercial and Industrial Buildings | Premium | FALSE | [9 empty] | 42208 | Dimmable | Continuous Below 10 | No |  | 3 | 8600 | 123 | 70 | 20 | 0.9 | 5000 | 82
P78PNXU8 | GE Lighting Solutions | GE Lumination | IS-[1 C S]8-0-A5-M-X-XXXX-EL | Indoor Luminaires | High-Bay | Low-Bay Luminaires for Commercial and Industrial Buildings | Premium | FALSE | [9 empty] | 42208 | Dimmable | Continuous Below 10 | No |  | 3 | 8600 | 123 | 70 | 20 | 0.9 | 5000 | 82
P2XW4P66 | GE Lighting Solutions | GE Lumination | IS-[1 C S]8-0-E5-M-X-XXXX-EL | Indoor Luminaires | High-Bay | Low-Bay Luminaires for Commercial and Industrial Buildings | Premium | FALSE | [9 empty] | 42208 | Dimmable | Continuous Below 10 | No |  | 3 | 8600 | 123 | 70 | 20 | 0.9 | 5000 | 82
PKZTEAS4 | GE Lighting Solutions | GE Lumination | IS-[1 C S]8-0-K3-M-X-XXXX | Indoor Luminaires | High-Bay | Low-Bay Luminaires for Commercial and Industrial Buildings | Premium | FALSE | [9 empty] | 42208 |  |  | No |  | 3 | 10400 | 124 | 84 | 20 | 0.9 | 4000 | 83
PH3EXTB1 | GE Lighting Solutions | GE Lumination | IS-[1 C S]8-0-K3-M-X-XXXX-EL | Indoor Luminaires | High-Bay | Low-Bay Luminaires for Commercial and Industrial Buildings | Premium | FALSE | [9 empty] | 42208 |  |  | No |  | 3 | 10400 | 118 | 88 | 20 | 0.9 | 4000 | 83
PDJHP84R | GE Lighting Solutions | GE Lumination | IS-[1 C S]8-0-F3-M-X-XXXX-EL | Indoor Luminaires | High-Bay | Low-Bay Luminaires for Commercial and Industrial Buildings | Premium | FALSE | [9 empty] | 42208 | Dimmable | Continuous Below 10 | No |  | 3 | 10400 | 118 | 88 | 20 | 0.9 | 4000 | 83
PC8G87NQ | GE Lighting Solutions | GE Lumination | IS-[1 C S]8-0-F3-M-X-XXXX | Indoor Luminaires | High-Bay | Low-Bay Luminaires for Commercial and Industrial Buildings | Premium | FALSE | [9 empty] | 42208 | Dimmable | Continuous Below 10 | No |  | 3 | 10400 | 124 | 84 | 20 | 0.9 | 4000 | 83
PFBZ2K1C | GE Lighting Solutions | GE Lumination | IS-[1 C S]8-0-B3-M-X-XXXX-EL | Indoor Luminaires | High-Bay | Low-Bay Luminaires for Commercial and Industrial Buildings | Premium | FALSE | [9 empty] | 42208 |  |  | No |  | 3 | 9700 | 110 | 88 | 20 | 0.9 | 4000 | 83
PRDB6YXM | GE Lighting Solutions | GE Lumination | IS-[1 C S]8-0-E3-M-X-XXXX-EL | Indoor Luminaires | High-Bay | Low-Bay Luminaires for Commercial and Industrial Buildings | Premium | FALSE | [9 empty] | 42208 |  |  | No |  | 3 | 8400 | 120 | 70 | 20 | 0.9 | 4000 | 83
PH2GXJAW | GE Lighting Solutions | GE Lumination | IS-[1 C S]8-0-J3-M-X-XXXX-EL | Indoor Luminaires | High-Bay | Low-Bay Luminaires for Commercial and Industrial Buildings | Premium | FALSE | [9 empty] | 42208 |  |  | No |  | 3 | 8400 | 120 | 70 | 20 | 0.9 | 4000 | 83
PFAKJ42A | GE Lighting Solutions | GE Lumination | IS-[1 C S]8-0-J3-M-X-XXXX | Indoor Luminaires | High-Bay | Low-Bay Luminaires for Commercial and Industrial Buildings | Premium | FALSE | [9 empty] | 42208 |  |  | No |  | 3 | 8400 | 127 | 66 | 20 | 0.9 | 4000 | 83
P3NVB3XV | GE Lighting Solutions | GE Lumination | IS-[1 C S]8-0-E3-M-X-XXXX | Indoor Luminaires | High-Bay | Low-Bay Luminaires for Commercial and Industrial Buildings | Premium | FALSE | [9 empty] | 42208 | Dimmable | Continuous Below 10 | No |  | 3 | 8400 | 127 | 66 | 20 | 0.9 | 4000 | 83
PAVZPF6X | GE Lighting Solutions | GE Lumination | IS-[1 C S]8-0-A3-M-X-XXXX-EL | Indoor Luminaires | High-Bay | Low-Bay Luminaires for Commercial and Industrial Buildings | Premium | FALSE | [9 empty] | 42208 | Dimmable | Continuous Below 10 | No |  | 3 | 7800 | 111 | 70 | 20 | 0.9 | 4000 | 83
PTAW5EU2 | GE Lighting Solutions | GE Lumination | IS-[1 C S]8-0-F2-M-X-XXXX | Indoor Luminaires | High-Bay | Low-Bay Luminaires for Commercial and Industrial Buildings | Premium | FALSE | [9 empty] | 42208 |  |  | No |  | 3 | 9900 | 118 | 84 | 20 | 0.9 | 3500 | 83
PPNC6KE1 | GE Lighting Solutions | GE Lumination | IS-[1 C S]8-0-K2-M-X-XXXX | Indoor Luminaires | High-Bay | Low-Bay Luminaires for Commercial and Industrial Buildings | Premium | FALSE | [9 empty] | 42208 |  |  | No |  | 3 | 9900 | 118 | 84 | 20 | 0.9 | 3500 | 83
PM3D4JGV | GE Lighting Solutions | GE Lumination | IS-[1 C S]8-0-F2-M-X-XXXX-EL | Indoor Luminaires | High-Bay | Low-Bay Luminaires for Commercial and Industrial Buildings | Premium | FALSE | [9 empty] | 42208 |  |  | No |  | 3 | 9900 | 113 | 88 | 20 | 0.9 | 3500 | 83
P53SZ35M | GE Lighting Solutions | GE Lumination | IS-[1 C S]8-0-K2-M-X-XXXX-EL | Indoor Luminaires | High-Bay | Low-Bay Luminaires for Commercial and Industrial Buildings | Premium | FALSE | [9 empty] | 42208 | Dimmable | Continuous Below 10 | No |  | 3 | 9900 | 113 | 88 | 20 | 0.9 | 3500 | 83
PZD1TDTW | GE Lighting Solutions | GE Lumination | IS-[1 C S]8-0-J2-M-X-XXXX | Indoor Luminaires | High-Bay | Low-Bay Luminaires for Commercial and Industrial Buildings | Premium | FALSE | [9 empty] | 42208 |  |  | No |  | 3 | 8000 | 121 | 66 | 20 | 0.9 | 3500 | 83
PWSJN5TE | GE Lighting Solutions | GE Lumination | IS-[1 C S]8-0-J2-M-X-XXXX-EL | Indoor Luminaires | High-Bay | Low-Bay Luminaires for Commercial and Industrial Buildings | Premium | FALSE | [9 empty] | 42208 |  |  | No |  | 3 | 8000 | 114 | 70 | 20 | 0.9 | 3500 | 83
PUTWSP86 | GE Lighting Solutions | GE Lumination | IS-[1 C S]8-0-E2-M-X-XXXX | Indoor Luminaires | High-Bay | Low-Bay Luminaires for Commercial and Industrial Buildings | Premium | FALSE | [9 empty] | 42208 |  |  | No |  | 3 | 8000 | 121 | 66 | 20 | 0.9 | 3500 | 83
P76YCVPN | GE Lighting Solutions | GE Lumination | IS-[1 C S]8-0-E2-M-X-XXXX-EL | Indoor Luminaires | High-Bay | Low-Bay Luminaires for Commercial and Industrial Buildings | Premium | FALSE | [9 empty] | 42208 | Dimmable | Continuous Below 10 | No |  | 3 | 8000 | 114 | 70 | 20 | 0.9 | 3500 | 83
PY6Z3U92 | Elite Lighting Co. | Oracle | CB4-LED-10000L-DIM10-MVOLT-W-50K | Indoor Luminaires | High-Bay | High-Bay Luminaires for Commercial and Industrial Buildings | Standard | FALSE | [9 empty] | 42208 |  |  | NotYetVerified |  | 3 | 10970 | 110.2 | 99.56 | 5.71 | 0.996 | 5000 | 83.7
P16A5KVX | Elite Lighting Co. | Oracle | CB6-LED-20000L-DIM10-MVOLT-W-50K | Indoor Luminaires | High-Bay | High-Bay Luminaires for Commercial and Industrial Buildings | Standard | FALSE | [9 empty] | 42208 |  |  | NotYetVerified |  | 3 | 20425.5 | 96.3 | 212.2 | 4.75 | 0.997 | 5000 | 83.6
PN35U77K | Elite Lighting Co. | Oracle | CB4-LED-12000L-DIM10-MVOLT-W-50K | Indoor Luminaires | High-Bay | High-Bay Luminaires for Commercial and Industrial Buildings | Standard | FALSE | [9 empty] | 42208 |  |  | NotYetVerified |  | 3 | 12711.6 | 103.9 | 122.36 | 10.5 | 0.986 | 5000 | 82
P27XYXZU | Elite Lighting Co. | Oracle | CB8-LED-37000L-DIM10-MVOLT-W-50K | Indoor Luminaires | High-Bay | High-Bay Luminaires for Commercial and Industrial Buildings | Standard | FALSE | [9 empty] | 42208 |  |  | NotYetVerified |  | 3 | 32850 | 112.6 | 291.7 | 6.99 | 0.996 | 5000 | 82
PG54E4A9 | Elite Lighting Co. | Oracle | CB12-LED-48000L-DIM10-MVOLT-W-50K | Indoor Luminaires | High-Bay | High-Bay Luminaires for Commercial and Industrial Buildings | Standard | FALSE | [9 empty] | 42208 |  |  | NotYetVerified |  | 3 | 42700 | 110.6 | 386 | 5.89 | 0.996 | 5000 | 82
PKDUK7AW | Elite Lighting Co. | Oracle | CB6-LED-24000L-DIM10-MVOLT-W-50K | Indoor Luminaires | High-Bay | High-Bay Luminaires for Commercial and Industrial Buildings | Standard | FALSE | [9 empty] | 42208 |  |  | NotYetVerified |  | 3 | 23186.9 | 97.6 | 237.65 | 5.96 | 0.997 | 5000 | 81.9
PNHJDZEJ | Elite Lighting Co. | Oracle | CB6-LED-30000L-DIM10-MVOLT-W-50K | Indoor Luminaires | High-Bay | High-Bay Luminaires for Commercial and Industrial Buildings | Standard | FALSE | [9 empty] | 42208 |  |  | NotYetVerified |  | 3 | 29885.1 | 95.2 | 313.89 | 4.99 | 0.996 | 5000 | 81.9
PX9RK2XW | Elite Lighting Co. | Oracle | CB4-LED-10000L-DIM10-MVOLT-W-40K | Indoor Luminaires | High-Bay | High-Bay Luminaires for Commercial and Industrial Buildings | Standard | FALSE | [9 empty] | 42208 |  |  | NotYetVerified |  | 3 | 10731 | 107 | 100.32 | 5.71 | 0.996 | 4000 | 82.3
PBM4B26T | Elite Lighting Co. | Oracle | CB4-LED-12000L-DIM10-MVOLT-W-40K | Indoor Luminaires | High-Bay | High-Bay Luminaires for Commercial and Industrial Buildings | Standard | FALSE | [9 empty] | 42208 |  |  | NotYetVerified |  | 3 | 12474 | 101.9 | 122.36 | 10.5 | 0.986 | 4000 | 82
PJBPKUMJ | Elite Lighting Co. | Oracle | CB8-LED-37000L-DIM10-MVOLT-W-40K | Indoor Luminaires | High-Bay | High-Bay Luminaires for Commercial and Industrial Buildings | Standard | FALSE | [9 empty] | 42208 |  |  | NotYetVerified |  | 3 | 31207 | 106.9 | 291.7 | 6.99 | 0.996 | 4000 | 82
PZMHF3WD | Elite Lighting Co. | Oracle | CB12-LED-48000L-DIM10-MVOLT-W-40K | Indoor Luminaires | High-Bay | High-Bay Luminaires for Commercial and Industrial Buildings | Standard | FALSE | [9 empty] | 42208 |  |  | NotYetVerified |  | 3 | 40565 | 105.1 | 386 | 5.89 | 0.996 | 4000 | 82
P4U2WG6S | Elite Lighting Co. | Oracle | CB6-LED-24000L-DIM10-MVOLT-W-40K | Indoor Luminaires | High-Bay | High-Bay Luminaires for Commercial and Industrial Buildings | Standard | FALSE | [9 empty] | 42208 |  |  | NotYetVerified |  | 3 | 22753.5 | 95.7 | 237.65 | 5.96 | 0.997 | 4000 | 81.9
PBNWYHP6 | Elite Lighting Co. | Oracle | CB6-LED-30000L-DIM10-MVOLT-W-40K | Indoor Luminaires | High-Bay | High-Bay Luminaires for Commercial and Industrial Buildings | Standard | FALSE | [9 empty] | 42208 |  |  | NotYetVerified |  | 3 | 29326.5 | 93.4 | 313.89 | 4.99 | 0.996 | 4000 | 81.9
PUAZTR9S | Elite Lighting Co. | Oracle | CB6-LED-20000L-DIM10-MVOLT-W-35K | Indoor Luminaires | High-Bay | High-Bay Luminaires for Commercial and Industrial Buildings | Standard | FALSE | [9 empty] | 42208 |  |  | NotYetVerified |  | 3 | 19424.25 | 91.5 | 212.2 | 4.75 | 0.997 | 3500 | 83.6
PN15VMFA | Elite Lighting Co. | Oracle | CB4-LED-10000L-DIM10-MVOLT-W-35K | Indoor Luminaires | High-Bay | High-Bay Luminaires for Commercial and Industrial Buildings | Standard | FALSE | [9 empty] | 42208 |  |  | NotYetVerified |  | 3 | 10526.6 | 104.9 | 100.32 | 5.71 | 0.996 | 3500 | 82.3
PFJUK6MB | Elite Lighting Co. | Oracle | CB4-LED-12000L-DIM10-MVOLT-W-35K | Indoor Luminaires | High-Bay | High-Bay Luminaires for Commercial and Industrial Buildings | Standard | FALSE | [9 empty] | 42208 |  |  | NotYetVerified |  | 3 | 12236.4 | 100 | 122.36 | 10.5 | 0.986 | 3500 | 82
PEYJRBVK | Elite Lighting Co. | Oracle | CB8-LED-37000L-DIM10-MVOLT-W-35K | Indoor Luminaires | High-Bay | High-Bay Luminaires for Commercial and Industrial Buildings | Standard | FALSE | [9 empty] | 42208 |  |  | NotYetVerified |  | 3 | 30895 | 105.9 | 291.7 | 6.99 | 0.996 | 3500 | 82
PCKAYDY7 | Elite Lighting Co. | Oracle | CB12-LED-48000L-DIM10-MVOLT-W-35K | Indoor Luminaires | High-Bay | High-Bay Luminaires for Commercial and Industrial Buildings | Standard | FALSE | [9 empty] | 42208 |  |  | NotYetVerified |  | 3 | 40159 | 104 | 386 | 5.89 | 0.996 | 3500 | 82
PP9M631C | Elite Lighting Co. | Oracle | CB6-LED-24000L-DIM10-MVOLT-W-35K | Indoor Luminaires | High-Bay | High-Bay Luminaires for Commercial and Industrial Buildings | Standard | FALSE | [9 empty] | 42208 |  |  | NotYetVerified |  | 3 | 22320.1 | 93.9 | 237.65 | 5.96 | 0.997 | 3500 | 81.9
PUJ1G6MF | Elite Lighting Co. | Oracle | CB6-LED-30000L-DIM10-MVOLT-W-35K | Indoor Luminaires | High-Bay | High-Bay Luminaires for Commercial and Industrial Buildings | Standard | FALSE | [9 empty] | 42208 |  |  | NotYetVerified |  | 3 | 28767.9 | 91.6 | 313.89 | 4.99 | 0.996 | 3500 | 81.9
PCQATKEF | Elite Lighting Co. | Oracle | CB6-LED-20000L-DIM10-MVOLT-W-30K | Indoor Luminaires | High-Bay | High-Bay Luminaires for Commercial and Industrial Buildings | Standard | FALSE | [9 empty] | 42208 |  |  | NotYetVerified |  | 3 | 19023.75 | 89.7 | 212.2 | 4.75 | 0.997 | 3000 | 83.6
P2GRFHHS | Elite Lighting Co. | Oracle | CB8-LED-37000L-DIM10-MVOLT-W-30K | Indoor Luminaires | High-Bay | High-Bay Luminaires for Commercial and Industrial Buildings | Standard | FALSE | [9 empty] | 42208 |  |  | NotYetVerified |  | 3 | 29350 | 100.6 | 291.7 | 6.99 | 0.996 | 3000 | 82
PXPTYUH3 | Elite Lighting Co. | Oracle | CB12-LED-48000L-DIM10-MVOLT-W-30K | Indoor Luminaires | High-Bay | High-Bay Luminaires for Commercial and Industrial Buildings | Standard | FALSE | [9 empty] | 42208 |  |  | NotYetVerified |  | 3 | 38151 | 98.8 | 386 | 5.89 | 0.996 | 3000 | 82
PZ8HZ2DG | Dongbu Lightec | LumiDas Linear Highbay | SLH100-UM-12-DD | Indoor Luminaires | High-Bay | High-Bay Luminaires for Commercial and Industrial Buildings | Standard | FALSE | [9 empty] | 42208 |  |  | NotYetVerified |  | 3 | 10100 | 97.8 | 100 | 20 | 0.9 | 5000 | 80
PKSA9J32 | Linkpower Electronics Co. Ltd | linkpower | ML120 5000K | Indoor Luminaires | High-Bay | High-Bay Luminaires for Commercial and Industrial Buildings | Standard | FALSE | [9 empty] | 42208 | Not Dimmable | Not Dimmable | NotYetVerified |  | 3 | 11458.96 | 97.27 | 120 | 19.83 | 0.993 | 5000 | 87.1
PZ4J1KXQ | Linkpower Electronics Co. Ltd | linkpower | ML150 5000K | Indoor Luminaires | High-Bay | High-Bay Luminaires for Commercial and Industrial Buildings | Standard | FALSE | [9 empty] | 42208 | Not Dimmable | Not Dimmable | NotYetVerified |  | 3 | 14661.19 | 98.942 | 150 | 17.48 | 0.995 | 5000 | 87
PGCKAWMX | Linkpower Electronics Co. Ltd | linkpower | ML180 5000K | Indoor Luminaires | High-Bay | High-Bay Luminaires for Commercial and Industrial Buildings | Standard | FALSE | [9 empty] | 42208 | Not Dimmable | Not Dimmable | NotYetVerified |  | 3 | 14661.19 | 98.942 | 150 | 17.48 | 0.995 | 5000 | 87
PZVHEV42 | Big Ass Light Solutions | Big Ass Light | BAL-HBL1-14040104 | Indoor Luminaires | High-Bay | High-Bay Luminaires for Commercial and Industrial Buildings | Standard | TRUE | 12110 | 88.5 | 136.83 | 10.11 | 0.95 | 3979 | 85.8 | 7 |  | 42207 |  |  | NotYetVerified |  | 3 | 12110 | 88.5 | 136.83 | 6.94 | 0.996 | 3979 | 85.8
PCB15MHT | Big Ass Light Solutions | Big Ass Light | BAL-HBL1-26040104 | Indoor Luminaires | High-Bay | High-Bay Luminaires for Commercial and Industrial Buildings | Standard | TRUE | 21870 | 87.73 | 249.3 | 11.21 | 0.942 | 4280 | 71.6 | 7 |  | 42207 |  |  | NotYetVerified |  | 3 | 21870 | 87.73 | 249.3 | 7.71 | 0.995 | 4280 | 71.6
PNY1HYBU | Big Ass Light Solutions | Big Ass Light | BAL-HBL1-40040104 | Indoor Luminaires | High-Bay | High-Bay Luminaires for Commercial and Industrial Buildings | Standard | TRUE | 34250 | 88.48 | 387.1 | 9.47 | 0.934 | 4101 | 71.8 | 7 |  | 42207 |  |  | NotYetVerified |  | 3 | 34250 | 88.48 | 387.1 | 4.25 | 0.988 | 4101 | 71.8
PUT8Z2DY | Big Ass Light Solutions | Big Ass Light | BAL-HBL1-20040104 | Indoor Luminaires | High-Bay | High-Bay Luminaires for Commercial and Industrial Buildings | Standard | TRUE | 17220 | 88.52 | 194.54 | 8.61 | 0.931 | 4401 | 73.8 | 7 |  | 42207 |  |  | NotYetVerified |  | 3 | 17220 | 88.52 | 194.54 | 3.7 | 0.998 | 4401 | 73.8
PP6AVRZH | Big Ass Light Solutions | Big Ass Light | BAL-HBL1-10040104 | Indoor Luminaires | High-Bay | High-Bay Luminaires for Commercial and Industrial Buildings | Standard | TRUE | 9356 | 96.41 | 97.04 | 13.84 | 0.916 | 3975 | 84 | 7 |  | 42207 |  |  | NotYetVerified |  | 3 | 9356 | 96.41 | 97.04 | 8.51 | 0.993 | 3975 | 84
PGWWGATM | Big Ass Light Solutions | Big Ass Light | BAL-HBL1-10050104 | Indoor Luminaires | High-Bay | Low-Bay Luminaires for Commercial and Industrial Buildings | Standard | TRUE | 8561.6 | 87.3 | 98.04 |  |  |  |  | 7 |  | 42207 |  |  | NotYetVerified |  | 3 | 8561.6 | 87.33 | 98.04 | 8.43 | 0.993 | 5015 | 84
PK1KTQUN | Big Ass Light Solutions | Big Ass Light | BAL-HBL1-14050104 | Indoor Luminaires | High-Bay | High-Bay Luminaires for Commercial and Industrial Buildings | Standard | FALSE | [9 empty] | 42207 | Dimmable | Continuous Above 10 | NotYetVerified |  | 3 | 12518.5 | 91.51 | 136.8 | 6.94 | 0.996 | 5303 | 85.8
PBSFQ1ST | Big Ass Light Solutions | Big Ass Light | BAL-HBL1-14050204 | Indoor Luminaires | High-Bay | High-Bay Luminaires for Commercial and Industrial Buildings | Standard | FALSE | [9 empty] | 42207 | Dimmable | Continuous Above 10 | NotYetVerified |  | 3 | 12038.13 | 89.02 | 133.63 | 6.94 | 0.95 | 5303 | 83.8
PMHV1HKP | Big Ass Light Solutions | Big Ass Light | BAL-HBL1-52050104 | Indoor Luminaires | High-Bay | High-Bay Luminaires for Commercial and Industrial Buildings | Standard | FALSE | [9 empty] | 42207 | Dimmable | Continuous Above 10 | NotYetVerified |  | 3 | 45356.5 | 92.2 | 491.96 | 7.58 | 0.995 | 5300 | 71.8
PASM7M9J | Big Ass Light Solutions | Big Ass Light | BAL-HBL1-10050204 | Indoor Luminaires | High-Bay | Low-Bay Luminaires for Commercial and Industrial Buildings | Standard | FALSE | [9 empty] | 42207 | Dimmable | Continuous Above 10 | NotYetVerified |  | 3 | 8173.53 | 82.27 | 97.07 | 8.43 | 0.916 | 5288 | 83.1
PH3WSP8K | Big Ass Light Solutions | Big Ass Light | BAL-HBL1-40050204 | Indoor Luminaires | High-Bay | High-Bay Luminaires for Commercial and Industrial Buildings | Standard | FALSE | [9 empty] | 42207 | Dimmable | Continuous Above 10 | NotYetVerified |  | 3 | 36842.1 | 87.32 | 388.3 | 4.02 | 0.988 | 5260 | 71.8
PPQ2D593 | Big Ass Light Solutions | Big Ass Light | BAL-HBL1-40050104 | Indoor Luminaires | High-Bay | High-Bay Luminaires for Commercial and Industrial Buildings | Standard | FALSE | [9 empty] | 42207 | Dimmable | Continuous Above 10 | NotYetVerified |  | 3 | 36485.9 | 93.96 | 388.3 | 4.02 | 0.988 | 5260 | 71.8
P2AGPK69 | Big Ass Light Solutions | Big Ass Light | BAL-HBL1-26050204 | Indoor Luminaires | High-Bay | High-Bay Luminaires for Commercial and Industrial Buildings | Standard | FALSE | [9 empty] | 42207 | Dimmable | Continuous Above 10 | NotYetVerified |  | 3 | 20480 | 80.75 | 243.97 | 7.49 | 0.942 | 5250 | 71.6
PUFJ8TQX | Big Ass Light Solutions | Big Ass Light | BAL-HBL1-20050204 | Indoor Luminaires | High-Bay | High-Bay Luminaires for Commercial and Industrial Buildings | Standard | FALSE | [9 empty] | 42207 | Dimmable | Continuous Above 10 | NotYetVerified |  | 3 | 18149.19 | 93.41 | 189.95 | 3.9 | 0.931 | 5162 | 73.8
PN1EHNGX | Big Ass Light Solutions | Big Ass Light | BAL-HBL1-20050104 | Indoor Luminaires | High-Bay | High-Bay Luminaires for Commercial and Industrial Buildings | Standard | FALSE | [9 empty] | 42207 | Dimmable | Continuous Above 10 | NotYetVerified |  | 3 | 18122.5 | 94.8 | 191.16 | 3.9 | 0.998 | 5162 | 73.8
P18RNAAY | Big Ass Light Solutions | Big Ass Light | BAL-HBL1-26050104 | Indoor Luminaires | High-Bay | High-Bay Luminaires for Commercial and Industrial Buildings | Standard | FALSE | [9 empty] | 42207 | Dimmable | Continuous Above 10 | NotYetVerified |  | 3 | 22227.4 | 89.76 | 247.64 | 7.49 | 0.995 | 5067 | 71.6
P8WG2K3P | Big Ass Light Solutions | Big Ass Light | BAL-HBL1-40040204 | Indoor Luminaires | High-Bay | High-Bay Luminaires for Commercial and Industrial Buildings | Standard | FALSE | [9 empty] | 42207 | Dimmable | Continuous Above 10 | NotYetVerified |  | 3 | 33370.33 | 85.54 | 376.72 | 4.25 | 0.934 | 4295 | 71.8
PBURBNTX | Big Ass Light Solutions | Big Ass Light | BAL-HBL1-52040104 | Indoor Luminaires | High-Bay | High-Bay Luminaires for Commercial and Industrial Buildings | Standard | FALSE | [9 empty] | 42207 | Dimmable | Continuous Above 10 | NotYetVerified |  | 3 | 42738 | 86.94 | 499.28 | 7.58 | 0.995 | 4280 | 71.8
P9N1SJMY | Big Ass Light Solutions | Big Ass Light | BAL-HBL1-26040204 | Indoor Luminaires | High-Bay | High-Bay Luminaires for Commercial and Industrial Buildings | Standard | FALSE | [9 empty] | 42207 | Dimmable | Continuous Above 10 | NotYetVerified |  | 3 | 22038.61 | 90.43 | 243.97 | 7.71 | 0.942 | 4280 | 71.6
PXANBCTM | Big Ass Light Solutions | Big Ass Light | BAL-HBL1-20040204 | Indoor Luminaires | High-Bay | High-Bay Luminaires for Commercial and Industrial Buildings | Standard | FALSE | [9 empty] | 42207 | Dimmable | Continuous Above 10 | NotYetVerified |  | 3 | 17248.88 | 89.41 | 189.95 | 3.7 | 0.931 | 4233 | 73.8
PY9HVKD2 | Big Ass Light Solutions | Big Ass Light | BAL-HBL1-52040204 | Indoor Luminaires | High-Bay | High-Bay Luminaires for Commercial and Industrial Buildings | Standard | FALSE | [9 empty] | 42207 | Dimmable | Continuous Above 10 | NotYetVerified |  | 3 | 42977.1 | 92.2 | 491.96 | 7.58 | 0.995 | 4193 | 71.8
PWQJQ6FD | Big Ass Light Solutions | Big Ass Light | BAL-HBL1-52040204 | Indoor Luminaires | High-Bay | High-Bay Luminaires for Commercial and Industrial Buildings | Standard | FALSE | [9 empty] | 42207 | Dimmable | Continuous Above 10 | NotYetVerified |  | 3 | 42977.1 | 87.11 | 491.96 | 7.58 | 0.995 | 4193 | 71.8
P7JS2PB3 | Big Ass Light Solutions | Big Ass Light | BAL-HBL1-10040204 | Indoor Luminaires | High-Bay | High-Bay Luminaires for Commercial and Industrial Buildings | Standard | FALSE | [9 empty] | 42207 | Dimmable | Continuous Above 10 | NotYetVerified |  | 3 | 9067 | 94.93 | 95.52 | 8.51 | 0.916 | 3804 | 83.1
PBTKQHNA | Big Ass Light Solutions | Big Ass Light | BAL-HBL1-14040204 | Indoor Luminaires | High-Bay | High-Bay Luminaires for Commercial and Industrial Buildings | Standard | FALSE | [9 empty] | 42207 | Dimmable | Continuous Above 10 | NotYetVerified |  | 3 | 11693.2 | 86.31 | 133.63 | 6.94 | 0.95 | 3781 | 83.8
P95FDAPX | Alder Optomechanical Corp. | Alder | HBL-150S-HTD-cSTR-T6WN60C8 | Indoor Luminaires | High-Bay | High-Bay Luminaires for Commercial and Industrial Buildings | Standard | TRUE | 17132 | 113.3 | 151.18 | 3.69 | 0.998 | 4146 | 87.5 | 5 | 60000 | 42206 |  |  | Yes |  | 3 | 16500 | 110 | 150 | 20 | 0.9 | 4000 | 80
PPCU91MFV | Texas Fluorescents | Texas Fluorescents | HBC48LF97W11900LW30DMV40K | Indoor Luminaires | High-Bay | High-Bay Luminaires for Commercial and Industrial Buildings | Standard | TRUE | 12640 | 117 | 108 | 6.2 | 0.98 | 4160 | 84 | 5 | 50000 | 42206 |  |  | NotYetVerified |  | 3 | 13500 | 125 | 108 |  |  | 4000 | 80
P2HV4Z7M | Philips Optimum | Philips Optimum | ILXLR CL 4FT 08L UV 840 | Indoor Luminaires | High-Bay | Low-Bay Luminaires for Commercial and Industrial Buildings | Standard | TRUE | 8569 | 123.12 | 69.6 | 9.7 | 0.979 | 4020 | 83.5 | 5 | 50000 | 42206 |  |  | No |  | 3 | 8400 | 118.3 | 71 | 20 | 0.9 | 4000 | 80
PVUDMXUB | Philips Optimum | Philips Optimum | ILXLR CL 8FT 16L UV 840 | Indoor Luminaires | High-Bay | High-Bay Luminaires for Commercial and Industrial Buildings | Standard | TRUE | 16650 | 129 | 129.3 | 11.4 | 0.977 | 3970 | 83.2 | 5 | 50000 | 42206 |  |  | No |  | 3 | 16300 | 123.5 | 132 | 20 | 0.9 | 4000 | 80
P3CZ9WJ14 | Advanced Energy Ideas | Advanced Energy Ideas | CSTM-LED-120W-HBD-RFK-50K | Indoor Luminaires | High-Bay | High-Bay Luminaires for Commercial and Industrial Buildings | Standard | TRUE | 9842 | 94.2 | 104.5 | 11.4 | 0.975 | 5241 | 83.1 | 5 | 50000 | 42206 |  |  | NotYetVerified |  | 3 | 14000 | 120 | 120 |  |  | 5000 | 80
PREJ6RMX | Xeleum Lighting | Xeleum | XGH100-50KUY [120 Beam angle] | Indoor Luminaires | High-Bay | High-Bay Luminaires for Commercial and Industrial Buildings | Standard | TRUE | 9682.61 | 100.19 | 96.64 | 10.5 | 0.969 | 5046 | 81.6 | 5 | 50000 | 42206 |  |  | NotYetVerified |  | 3 | 9680 | 100.16 | 96.64 | 7 | 0.99 | 5000
PBPS1HU5 | Solas Ray Lighting | Low Bay | LB06-055-50-EX-U-XX-XX-[CP C TL] | Indoor Luminaires | High-Bay | Low-Bay Luminaires for Commercial and Industrial Buildings | Standard | TRUE | 5721 | 110.49 | 51.78 | 12.95 | 0.967 | 4933 | 73.5 | 5 | 50000 | 42206 |  |  | Yes |  | 3 | 5721 | 110.49 | 51.78 | 12.95 | 0.967 | 4933 | 73.5
P79NWGK83 | Hubbell Lighting | Columbia Lighting | LWS-40VL-EU-AC-SFA | Indoor Luminaires | High-Bay | High-Bay Luminaires for Commercial and Industrial Buildings | Standard | TRUE | 14094 | 96.9 | 145.5 | 7.12 | 0.967 | 4047 | 84.12 | 5 | 60000 | 42206 |  |  | NotYetVerified |  | 3 | 14094 | 96.9 | 145.5 | 7.12 | 0.967 | 4047 | 84.12
PWQMM2PH | Alder Optomechanical Corp. | Alder | HBL-150S-HTD-cSTR-T6WNA0C8 | Indoor Luminaires | High-Bay | High-Bay Luminaires for Commercial and Industrial Buildings | Standard | TRUE | 17479 | 114.1 | 153.13 | 11.95 | 0.957 | 4127 | 87.6 | 5 | 60000 | 42206 |  |  | NotYetVerified | Only qualified pointing straight down | 3 | 16500 | 110 | 150 | 20 | 0.9 | 4000 | 80
PDNV93GMH | Hubbell Lighting | Columbia Lighting | LWS-40HL-EU-AC-SFA | Indoor Luminaires | High-Bay | High-Bay Luminaires for Commercial and Industrial Buildings | Standard | TRUE | 11632 | 107 | 108.7 | 7.1 | 0.943 | 3999 | 84 | 5 | 60000 | 42206 |  |  | NotYetVerified |  | 3 | 11632 | 107 | 18.7 | 7.1 | 0.943 | 3999 | 84
P3739JCZ | Solas Ray Lighting | Low Bay | LB12-095-50-EX-U-XX-XX-[CP C TL] | Indoor Luminaires | High-Bay | Low-Bay Luminaires for Commercial and Industrial Buildings | Standard | TRUE | 10650 | 101.8 | 104.92 | 12.61 | 0.933 | 5029 | 73.6 | 5 | 50000 | 42206 |  |  | Yes |  | 3 | 10650 | 101.8 | 104.62 | 7.25 | 0.995 | 5029 | 73.6
PBEYAGJJ | Alder Optomechanical Corp. | Alder | HBL-150S-HTD-cSTR-T6WD60C8 | Indoor Luminaires | High-Bay | High-Bay Luminaires for Commercial and Industrial Buildings | Standard | FALSE | [9 empty] | 42206 |  |  | Yes |  | 3 | 16500 | 110 | 150 | 20 | 0.9 | 5000 | 80
PGW7DG96 | Alder Optomechanical Corp. | Alder | HBL-150S-HTD-cSTR-T6WDA0C8 | Indoor Luminaires | High-Bay | High-Bay Luminaires for Commercial and Industrial Buildings | Standard | FALSE | [9 empty] | 42206 |  |  | NotYetVerified | Only qualified pointing straight down | 3 | 16500 | 110 | 150 | 20 | 0.9 | 5000 | 80
PNHS7ZK9 | Xeleum Lighting | Xeleum | XGH150-50KUY [120 Beam angle] | Indoor Luminaires | High-Bay | High-Bay Luminaires for Commercial and Industrial Buildings | Standard | FALSE | [9 empty] | 42206 |  |  | NotYetVerified |  | 3 | 20480 | 104.91 | 195.21 | 7 | 0.99 | 5000
PNWU5XNA | Xeleum Lighting | Xeleum | XGH200-50KUY [120 Beam angle] | Indoor Luminaires | High-Bay | High-Bay Luminaires for Commercial and Industrial Buildings | Standard | FALSE | [9 empty] | 42206 |  |  | NotYetVerified |  | 3 | 15600 | 105.65 | 147.66 | 7 | 0.99 | 5000
PXYQBV86 | Solas Ray Lighting | Low Bay | LB12-095-50-EX-U-XX-XX-[CP C TL DMS] | Indoor Luminaires | High-Bay | Low-Bay Luminaires for Commercial and Industrial Buildings | Standard | FALSE | [9 empty] | 42206 |  |  | Yes |  | 3 | 10650 | 101.8 | 104.62 | 7.25 | 0.995 | 5029 | 73.6
PR8TD1UY | Solas Ray Lighting | Low Bay | LB06-055-50-EX-U-XX-XX-[CP C TL DMS] | Indoor Luminaires | High-Bay | Low-Bay Luminaires for Commercial and Industrial Buildings | Standard | FALSE | [9 empty] | 42206 |  |  | Yes |  | 3 | 5721 | 110.49 | 51.78 | 12.95 | 0.967 | 4933 | 73.5
PRD7PTN8 | Philips Optimum | Philips Optimum | ILXLR CL 8FT 16L UV 850 | Indoor Luminaires | High-Bay | High-Bay Luminaires for Commercial and Industrial Buildings | Standard | FALSE | [9 empty] | 42206 | Dimmable | Continuous Above 10 | No |  | 3 | 16463 | 124.7 | 132 | 20 | 0.9 | 5000 | 80
P6EBW4GK | Philips Optimum | Philips Optimum | ILXLR CL 4FT 08L UV 850 | Indoor Luminaires | High-Bay | Low-Bay Luminaires for Commercial and Industrial Buildings | Standard | FALSE | [9 empty] | 42206 | Dimmable | Continuous Above 10 | No |  | 3 | 8484 | 119.5 | 71 | 20 | 0.9 | 5000 | 80
PPE7FJWD | SKYLER LED Lighting | SKYLER | SKT-BT-HB-100-5K [120 Beam angle] | Indoor Luminaires | High-Bay | High-Bay Luminaires for Commercial and Industrial Buildings | Standard | TRUE | 9682.61 | 100.19 | 96.64 | 10.5 | 0.969 | 5046 | 81.6 | 5 | 50000 | 42205 |  |  | NotYetVerified |  | 3 | 9680 | 100.16 | 96.64 | 7 | 0.99 | 5000
PFASEK8A | Shanghai Yuanming Lighting Technology Co. Ltd | YML | YML-4HB37M-150(3000K) | Indoor Luminaires | High-Bay | High-Bay Luminaires for Commercial and Industrial Buildings | Standard | TRUE | 13197.39 | 93.66 | 140.9 | 12.5 | 0.958 | 3105 | 73.4 | 5 | 50000 | 42205 |  |  | NotYetVerified |  | 3 | 13197.39 | 93.66 | 140.9 | 16.7 | 0.975 | 3105 | 73
P3KTQUTK | Impulse Lighting Inc. | Impulse Lighting Inc. | HB01-LED-90W-50K-D | Indoor Luminaires | High-Bay | High-Bay Luminaires for Commercial and Industrial Buildings | Standard | TRUE | 11607 | 128.47 | 90.35 | 11.27 | 0.9508 | 5606 | 70.9 | 5 | 50000 | 42205 |  |  | NotYetVerified |  | 3 | 11607 | 128 | 90 | 11 | 0.9 | 5500 | 70
PSKFBJUS | Impulse Lighting Inc. | Impulse Lighting Inc. | HB02-LED-180W-50K-D | Indoor Luminaires | High-Bay | High-Bay Luminaires for Commercial and Industrial Buildings | Standard | TRUE | 25626 | 143.78 | 178.2 | 11.56 | 0.9503 | 5615 | 71.1 | 5 | 35000 | 42205 |  |  | NotYetVerified |  | 3 | 25626 | 143.78 | 178.2 | 12.27 | 0.949 | 5500 | 71.1
PE5Z6AT4 | Impulse Lighting Inc. | Impulse Lighting Inc. | HB02-LED-160W-50K-D | Indoor Luminaires | High-Bay | High-Bay Luminaires for Commercial and Industrial Buildings | Standard | TRUE | 22472 | 138.63 | 162.1 | 13.05 | 0.9463 | 5612 | 71.1 | 5 | 35000 | 42205 |  |  | NotYetVerified |  | 3 | 22472 | 139.93 | 160.6 | 13.05 | 0.9463 | 5500 | 71.1
PRDPKR1D | Shanghai Yuanming Lighting Technology Co. Ltd | YML | YML-1HB37M-150(3000K) | Indoor Luminaires | High-Bay | High-Bay Luminaires for Commercial and Industrial Buildings | Standard | TRUE | 13837.9 | 91.29 | 151.59 | 6.5 | 0.946 | 3121 | 73.5 | 5 | 50000 | 42205 |  |  | NotYetVerified |  | 3 | 13837.9 | 91.29 | 151.59 | 4.5 | 1 | 3121 | 74
P33Y5YNRE | Noribachi | Noribachi | HEX-105-B-NW-MT-HBM-010v-80D-[optional upgrades]-[mounting] | Indoor Luminaires | High-Bay | High-Bay Luminaires for Commercial and Industrial Buildings | Standard | TRUE | 21590 | 116.5 | 185.3 | 12 | 0.938 | 3928 | 76.4 | 5 | 100000 | 42205 |  |  | NotYetVerified | Product only qualified when mounted straight down | 3
P3B3FG6SQ | Noribachi | Noribachi | HEX-210-B-NW-MT-HBM-010v-80D-[optional upgrades]-[mounting] | Indoor Luminaires | High-Bay | High-Bay Luminaires for Commercial and Industrial Buildings | Standard | TRUE | 42340 | 114.4 | 370.2 | 12.3 | 0.937 | 3969 | 76.3 | 5 | 100000 | 42205 |  |  | NotYetVerified | Only qualified when mounted straight down | 3
PTBJRNP7 | Impulse Lighting Inc. | Impulse Lighting Inc. | HB02-LED-240W-50K-D | Indoor Luminaires | High-Bay | High-Bay Luminaires for Commercial and Industrial Buildings | Standard | TRUE | 31441 | 131.17 | 239.7 | 15.35 | 0.9352 | 5617 | 71.1 | 5 | 35000 | 42205 |  |  | NotYetVerified |  | 3 | 31441 | 132.37 | 237.5 | 15.35 | 0.9352 | 5500 | 71.1
PQM3EZN58 | Noribachi | Noribach | 042-HBS-[optional upgrades]-[mounting] | Indoor Luminaires | High-Bay | Low-Bay Luminaires for Commercial and Industrial Buildings | Standard | TRUE | 7278 | 114.8 | 63.39 | 8.41 | 0.934 | 4832 | 73.9 | 5 | 100000 | 42205 |  |  | NotYetVerified | Only qualified when mounted straight down | 3
P9AKCES6 | Impulse Lighting Inc. | Impulse Lighting Inc. | HB01-LED-130W-50K-D | Indoor Luminaires | High-Bay | High-Bay Luminaires for Commercial and Industrial Buildings | Standard | TRUE | 17169 | 130.86 | 131.2 | 11.48 | 0.9253 | 5590 | 70.9 | 5 | 35000 | 42205 |  |  | NotYetVerified |  | 3 | 17169 | 130.86 | 131.2 | 13.57 | 0.9249 | 5500 | 70.9
PTBVQWUV | Impulse Lighting Inc. | Impulse Lighting Inc. | HB01-LED-110W--50K-D | Indoor Luminaires | High-Bay | High-Bay Luminaires for Commercial and Industrial Buildings | Standard | TRUE | 14081 | 128.48 | 109.6 | 13.62 | 0.9126 | 5642 | 70.9 | 5 | 50000 | 42205 |  |  | NotYetVerified |  | 3
PKNGWBEC | Impulse Lighting Inc. | Impulse Lighting Inc. | HB02-LED-200W-50K-D | Indoor Luminaires | High-Bay | High-Bay Luminaires for Commercial and Industrial Buildings | Standard | TRUE | 26253 | 131.59 | 199.5 | 15.33 | 0.908 | 5629 | 71.2 | 5 | 35000 | 42205 |  |  | NotYetVerified |  | 3 | 26253 | 132.78 | 197.7 | 15.33 | 0.908 | 5500 | 71.2
PTRABQMD | Shanghai Yuanming Lighting Technology Co. Ltd | YML | YML-1HB37M-150(5700K) | Indoor Luminaires | High-Bay | High-Bay Luminaires for Commercial and Industrial Buildings | Standard | FALSE | [9 empty] | 42205 |  |  | NotYetVerified |  | 3 | 14250 | 95 | 150 | 4.5 | 1 | 5700 | 74
PV79CVB8 | Shanghai Yuanming Lighting Technology Co. Ltd | YML | YML-4HB37M-150(5700K) | Indoor Luminaires | High-Bay | High-Bay Luminaires for Commercial and Industrial Buildings | Standard | FALSE | [9 empty] | 42205 |  |  | NotYetVerified |  | 3 | 14250 | 95 | 150 | 16.7 | 0.975 | 5700 | 73
PHGQAYE8 | Shanghai Yuanming Lighting Technology Co. Ltd | YML | YML-1HB37M-150(5000K) | Indoor Luminaires | High-Bay | High-Bay Luminaires for Commercial and Industrial Buildings | Standard | FALSE | [9 empty] | 42205 |  |  | NotYetVerified |  | 3 | 14250 | 95 | 150 | 4.5 | 1 | 5000 | 74
PY48CP62 | Shanghai Yuanming Lighting Technology Co. Ltd | YML | YML-4HB37M-150(5000K) | Indoor Luminaires | High-Bay | High-Bay Luminaires for Commercial and Industrial Buildings | Standard | FALSE | [9 empty] | 42205 |  |  | NotYetVerified |  | 3 | 14250 | 95 | 150 | 16.7 | 0.975 | 5000 | 73
PCR8UGAG | Shanghai Yuanming Lighting Technology Co. Ltd | YML | YML-1HB37M-150(4500K) | Indoor Luminaires | High-Bay | High-Bay Luminaires for Commercial and Industrial Buildings | Standard | FALSE | [9 empty] | 42205 |  |  | NotYetVerified |  | 3 | 14250 | 95 | 150 | 4.5 | 1 | 4500 | 74
PVBAN8NK | Shanghai Yuanming Lighting Technology Co. Ltd | YML | YML-4HB37M-150(4500K) | Indoor Luminaires | High-Bay | High-Bay Luminaires for Commercial and Industrial Buildings | Standard | FALSE | [9 empty] | 42205 |  |  | NotYetVerified |  | 3 | 14250 | 95 | 150 | 16.7 | 0.975 | 4500 | 73
PQBQ6W6N | Shanghai Yuanming Lighting Technology Co. Ltd | YML | YML-1HB37M-150(4000K) | Indoor Luminaires | High-Bay | High-Bay Luminaires for Commercial and Industrial Buildings | Standard | FALSE | [9 empty] | 42205 |  |  | NotYetVerified |  | 3 | 14250 | 95 | 150 | 4.5 | 1 | 4000 | 74
PQA6DB1X | Shanghai Yuanming Lighting Technology Co. Ltd | YML | YML-4HB37M-150(4000K) | Indoor Luminaires | High-Bay | High-Bay Luminaires for Commercial and Industrial Buildings | Standard | FALSE | [9 empty] | 42205 |  |  | NotYetVerified |  | 3 | 14250 | 95 | 150 | 16.7 | 0.975 | 4000 | 73
PQVYM93Y | Shanghai Yuanming Lighting Technology Co. Ltd | YML | YML-1HB37M-150(3500K) | Indoor Luminaires | High-Bay | High-Bay Luminaires for Commercial and Industrial Buildings | Standard | FALSE | [9 empty] | 42205 |  |  | NotYetVerified |  | 3 | 14250 | 95 | 150 | 4.5 | 1 | 3500 | 74
PR9M2K37 | Shanghai Yuanming Lighting Technology Co. Ltd | YML | YML-4HB37M-150(3500K) | Indoor Luminaires | High-Bay | High-Bay Luminaires for Commercial and Industrial Buildings | Standard | FALSE | [9 empty] | 42205 |  |  | NotYetVerified |  | 3 | 14250 | 95 | 150 | 16.7 | 0.975 | 3500 | 73
PWUUAJWC | SKYLER LED Lighting | SKYLER | SKT-BT-HB-200-5K [120 Beam angle] | Indoor Luminaires | High-Bay | High-Bay Luminaires for Commercial and Industrial Buildings | Standard | FALSE | [9 empty] | 42205 | Not Dimmable | Not Dimmable | NotYetVerified |  | 3 | 20480 | 104.91 | 195.21 | 7 | 0.99 | 5000
PEGZC1DD | SKYLER LED Lighting | SKYLER | SKT-BT-HB-150-5K [120 Beam angle] | Indoor Luminaires | High-Bay | High-Bay Luminaires for Commercial and Industrial Buildings | Standard | FALSE | [9 empty] | 42205 | Not Dimmable | Not Dimmable | NotYetVerified |  | 3 | 15600 | 105.65 | 147.66 | 7 | 0.99 | 5000
P4WW9A7G | Stanpro Lighting Systems Inc. | Stanpro | FN-LS4-H/50K/XX | Indoor Luminaires | High-Bay | High-Bay Luminaires for Commercial and Industrial Buildings | Standard | TRUE | 20985 | 99.5 | 210.88 | 12.24 | 0.976 | 5122 | 84.34 | 5 | 50000 | 42201 |  |  | NotYetVerified |  | 3 | 20985 | 99.5 | 210.88 | 7.04 | 0.993 | 5122 | 84.34
PX6M9YG3 | SKC Lighting Co. Ltd. | SKC lighting Co. Ltd. | SLCHBI200UX-060WWC0 | Indoor Luminaires | High-Bay | High-Bay Luminaires for Commercial and Industrial Buildings | Standard | TRUE | 23465 | 109.4 | 214.4 | 10.38 | 0.951 | 4117 | 72.9 | 5 | 50000 | 42201 |  |  | NotYetVerified |  | 3 | 23465 | 109.4 | 214.4 | 10.38 | 0.998 | 4117 | 72.9
PM79KJ6K | SKC Lighting Co. Ltd. | SKC lighting Co. Ltd. | SLCHBI200UX-020WWC0 | Indoor Luminaires | High-Bay | High-Bay Luminaires for Commercial and Industrial Buildings | Standard | TRUE | 25102 | 117 | 214.6 | 10.23 | 0.951 | 4123 | 71.7 | 5 | 50000 | 42201 |  |  | NotYetVerified |  | 3 | 25102 | 117 | 214.6 | 10.23 | 0.998 | 4123 | 71.7
PB4CEK5W | SKC Lighting Co. Ltd. | SKC lighting Co. Ltd. | SLCHBI200UX-060V0C0 | Indoor Luminaires | High-Bay | High-Bay Luminaires for Commercial and Industrial Buildings | Standard | TRUE | 23117 | 112.3 | 205.8 | 10.4 | 0.949 | 5362 | 77.7 | 5 | 50000 | 42201 |  |  | NotYetVerified |  | 3 | 23117 | 112.3 | 205.8 | 10.4 | 0.998 | 5362 | 77.7
PJECUART | SKC Lighting Co. Ltd. | SKC lighting Co. Ltd. | SLCHBI200UX-020V0C0 | Indoor Luminaires | High-Bay | High-Bay Luminaires for Commercial and Industrial Buildings | Standard | TRUE | 24796 | 121.4 | 204.3 | 10.61 | 0.947 | 5387 | 75.8 | 5 | 50000 | 42201 |  |  | NotYetVerified |  | 3 | 24796 | 121.4 | 204.3 | 10.61 | 0.998 | 5387 | 75.8
PTHCYT68 | DASCOM Americas | Sonaray | LW-1060-30K | Indoor Luminaires | High-Bay | Low-Bay Luminaires for Commercial and Industrial Buildings | Standard | TRUE | 5160.49 | 86.98 | 59.33 | 16.55 | 0.941 | 3205 | 86.3 | 5 | 35000 | 42201 |  |  | NotYetVerified |  | 3 | 5160.49 | 86.0082 | 60 | 15.29 | 0.994 | 3000 | 80
PNWUDAV7 | SKC Lighting Co. Ltd. | SKC lighting Co. Ltd. | SLCHBI100UX-110WWC0 | Indoor Luminaires | High-Bay | High-Bay Luminaires for Commercial and Industrial Buildings | Standard | TRUE | 12179 | 125.1 | 97.3 | 14.88 | 0.9 | 3936 | 81.8 | 5 | 50000 | 42201 |  |  | NotYetVerified | Updated 11/4/2016 | 3 | 12179 | 125.16 | 97.3 | 14.88 | 0.992 | 3936 | 81.8
PV2APMTP | SKC Lighting Co. Ltd. | SKC lighting Co. Ltd. | SLRHB100UX-110V0C0 | Indoor Luminaires | High-Bay | High-Bay Luminaires for Commercial and Industrial Buildings | Standard | TRUE | 11971 | 123.73 | 96.8 | 15.24 | 0.897 | 5076 | 84.7 | 5 | 50000 | 42201 |  |  | NotYetVerified |  | 3 | 11971 | 123.73 | 96.8 | 15.24 | 0.992 | 5076 | 84.7
PPUQCWEQ | SKC Lighting Co. Ltd. | SKC lighting Co. Ltd. | SLCHBI100UX-110V0C0 | Indoor Luminaires | High-Bay | High-Bay Luminaires for Commercial and Industrial Buildings | Standard | TRUE | 12003 | 125.56 | 95.6 | 15.95 | 0.896 | 5100 | 84.8 | 5 | 50000 | 42201 |  |  | NotYetVerified |  | 3 | 12003 | 125.56 | 95.6 | 15.95 | 0.991 | 5100 | 84.8
PY1KEV5B | DASCOM Americas | Sonaray | LW-1060-50K | Indoor Luminaires | High-Bay | Low-Bay Luminaires for Commercial and Industrial Buildings | Standard | FALSE | [9 empty] | 42201 |  |  | NotYetVerified |  | 3 | 5218.093 | 88.04 | 59.27 | 15.29 | 0.994 | 5064 | 85.5
PJPUVEK1 | Stanpro Lighting Systems Inc. | Stanpro | FN-LS4-W/50K/XX [ODIM] | Indoor Luminaires | High-Bay | High-Bay Luminaires for Commercial and Industrial Buildings | Standard | FALSE | [9 empty] | 42201 |  |  | NotYetVerified |  | 3 | 20985 | 107.5 | 195.06 | 12.24 | 0.976 | 5122 | 84.34
P6F591KU | Stanpro Lighting Systems Inc. | Stanpro | FN-LS4-H/50K/XX [ODIM] | Indoor Luminaires | High-Bay | High-Bay Luminaires for Commercial and Industrial Buildings | Standard | FALSE | [9 empty] | 42201 |  |  | NotYetVerified |  | 3 | 20985 | 99.5 | 210.88 | 7.04 | 0.993 | 5122 | 84.34
PCMGRQ27 | Stanpro Lighting Systems Inc. | Stanpro | FN-LS4-W/50K/XX | Indoor Luminaires | High-Bay | High-Bay Luminaires for Commercial and Industrial Buildings | Standard | FALSE | [9 empty] | 42201 |  |  | NotYetVerified |  | 3 | 20985 | 107.5 | 195.06 | 12.24 | 0.976 | 5122 | 84.34
PW85BDF1 | Stanpro Lighting Systems Inc. | Stanpro | FN-LS4-W/40K/XX [ODIM] | Indoor Luminaires | High-Bay | High-Bay Luminaires for Commercial and Industrial Buildings | Standard | FALSE | [9 empty] | 42201 |  |  | NotYetVerified |  | 3 | 21310 | 109.2 | 195.06 | 12.24 | 0.976 | 4000 | 83.34
PFA3WTXM | Stanpro Lighting Systems Inc. | Stanpro | FN-LS4-H/40K/XX [ODIM] | Indoor Luminaires | High-Bay | High-Bay Luminaires for Commercial and Industrial Buildings | Standard | FALSE | [9 empty] | 42201 |  |  | NotYetVerified |  | 3 | 21310 | 102.2 | 208.5 | 7.04 | 0.993 | 4000 | 83.34
P1YS5TZC | Stanpro Lighting Systems Inc. | Stanpro | FN-LS4-W/40K/XX | Indoor Luminaires | High-Bay | High-Bay Luminaires for Commercial and Industrial Buildings | Standard | FALSE | [9 empty] | 42201 |  |  | NotYetVerified |  | 3 | 21310 | 109.2 | 195.06 | 12.24 | 0.976 | 4000 | 83.34
PDSRC7GQ | Stanpro Lighting Systems Inc. | Stanpro | FN-LS4-H/40K/XX | Indoor Luminaires | High-Bay | High-Bay Luminaires for Commercial and Industrial Buildings | Standard | FALSE | [9 empty] | 42201 |  |  | NotYetVerified |  | 3 | 21310 | 102.2 | 208.5 | 7.04 | 0.993 | 4000 | 83.34
P2QBVQAW | Stanpro Lighting Systems Inc. | Stanpro | FN-LS4-W/35K/XX [ODIM] | Indoor Luminaires | High-Bay | High-Bay Luminaires for Commercial and Industrial Buildings | Standard | FALSE | [9 empty] | 42201 |  |  | NotYetVerified |  | 3 | 21310 | 109.2 | 195.06 | 12.24 | 0.976 | 3571 | 83.34
PQQREB6X | Stanpro Lighting Systems Inc. | Stanpro | FN-LS4-H/35K/XX [ODIM] | Indoor Luminaires | High-Bay | High-Bay Luminaires for Commercial and Industrial Buildings | Standard | FALSE | [9 empty] | 42201 |  |  | NotYetVerified |  | 3 | 21310 | 102.2 | 208.5 | 7.04 | 0.993 | 3571 | 83.34
P7FGN8F8 | Stanpro Lighting Systems Inc. | Stanpro | FN-LS4-W/35K/XX | Indoor Luminaires | High-Bay | High-Bay Luminaires for Commercial and Industrial Buildings | Standard | FALSE | [9 empty] | 42201 |  |  | NotYetVerified |  | 3 | 21310 | 109.2 | 195.06 | 12.24 | 0.976 | 3571 | 83.34
PF1263DC | Stanpro Lighting Systems Inc. | Stanpro | FN-LS4-H/35K/XX | Indoor Luminaires | High-Bay | High-Bay Luminaires for Commercial and Industrial Buildings | Standard | FALSE | [9 empty] | 42201 |  |  | NotYetVerified |  | 3 | 21310 | 102.2 | 208.5 | 7.04 | 0.993 | 3571 | 83.34
PW6RTPSV | SKC Lighting Co. Ltd. | SKC lighting Co. Ltd. | SLRHB100UX-110WWC0 | Indoor Luminaires | High-Bay | High-Bay Luminaires for Commercial and Industrial Buildings | Standard | FALSE | [9 empty] | 42201 |  |  | NotYetVerified |  | 3 | 12024 | 124.99 | 96.2 | 15.99 | 0.991 | 3931 | 81.8
PYPZB8Y4 | Energy Solutions International | ESI | F-22DT-F5V-50 | Indoor Luminaires | High-Bay | High-Bay Luminaires for Commercial and Industrial Buildings | Standard | TRUE | 19710 | 117.1 | 168.38 | 11.933 | 0.9672 | 5106 | 83.51 | 5 | 50000 | 42200 |  |  | NotYetVerified |  | 3 | 14400 | 115 | 150 | 12 | 0.96 | 5000 | 80
P5THC3PYT | Dialight | Vigilant | HELRN4DN-xxx | Indoor Luminaires | High-Bay | High-Bay Luminaires for Commercial and Industrial Buildings | Standard | TRUE | 10100 | 112.4 | 89.9 | 17.37 | 0.928 | 3880 | 74.1 | 10 | 100000 | 42200 |  |  | NotYetVerified |  | 3 | 10100 | 112.4 | 89.9 | 7.37 | 0.928 | 3880 | 74.1
PPPK3ZFF | SKC Lighting Co. Ltd. | SKC lighting Co. Ltd. | SLHHB200UX-060WWC0 | Indoor Luminaires | High-Bay | High-Bay Luminaires for Commercial and Industrial Buildings | Standard | TRUE | 24428 | 113.99 | 214.3 | 10.28 | 0.95 | 4190 | 74 | 5 | 50000 | 42199 |  |  | NotYetVerified |  | 3 | 24428 | 113.99 | 214.3 | 10.28 | 0.998 | 4190 | 74
P6ED6QUU | SKC Lighting Co. Ltd. | SKC lighting Co. Ltd. | SLHHB200UX-110V0C0 | Indoor Luminaires | High-Bay | High-Bay Luminaires for Commercial and Industrial Buildings | Standard | TRUE | 28710 | 144.99 | 198 | 12.05 | 0.945 | 5099 | 84 | 5 | 50000 | 42199 |  |  | NotYetVerified |  | 3 | 28710 | 144.99 | 198 | 12.05 | 0.997 | 5099 | 84
PN2GKCD5 | Litecorr | litecorr | LC-3FT-ROUND-BAY | Indoor Luminaires | High-Bay | Low-Bay Luminaires for Commercial and Industrial Buildings | Standard | TRUE | 7488 | 88 | 85.07 | 17.54 | 0.891 | 4751 | 83.3 | 5 | 35000 | 42199 |  |  | NotYetVerified |  | 3 | 7350 | 81 | 90 | 17.54 | 0.89 | 4700 | 82
P3PC7ZQH | SKC Lighting Co. Ltd. | SKC lighting Co. Ltd. | SLHHB200UX-060V0C0 | Indoor Luminaires | High-Bay | High-Bay Luminaires for Commercial and Industrial Buildings | Standard | FALSE | [9 empty] | 42199 |  |  | NotYetVerified |  | 3 | 25584 | 124.08 | 205.9 | 11.18 | 0.998 | 5290 | 76.1
P2UXHHU1 | SKC Lighting Co. Ltd. | SKC lighting Co. Ltd. | SLHHB200UX-110WWC0 | Indoor Luminaires | High-Bay | High-Bay Luminaires for Commercial and Industrial Buildings | Standard | FALSE | [9 empty] | 42199 |  |  | NotYetVerified |  | 3 | 28989 | 147.8 | 196.1 | 11.06 | 0.998 | 3976 | 83.2
P1C3W3Q9 | BJ Take Inc. | BJ Take | BLH-4?-48L-ULT850-UNV | Indoor Luminaires | High-Bay | High-Bay Luminaires for Commercial and Industrial Buildings | Standard | TRUE | 38920 | 92.47 | 420 | 11.19 | 0.978 | 5266 | 83.6 | 5 | 120000 | 42198 |  |  | NotYetVerified |  | 3 | 48650 | 115.5 | 421.3 | 5.94 | 0.998 | 5266 | 83.8
PZ343N7A | BJ Take Inc. | BJ Take | BLH-4?-48L-ULT835-UNV-L25 | Indoor Luminaires | High-Bay | High-Bay Luminaires for Commercial and Industrial Buildings | Standard | TRUE | 35314.7 | 83.76 | 421.6 | 11.19 | 0.978 | 3450 | 84 | 5 | 120000 | 42198 |  |  | NotYetVerified |  | 3 | 35314.7 | 83.8 | 421.6 | 5.94 | 0.998 | 3450 | 83.8
PYH2Q2WR | BJ Take Inc. | BJ Take | BLH-2?-12L-ULT835-UNV-L25 | Indoor Luminaires | High-Bay | High-Bay Luminaires for Commercial and Industrial Buildings | Standard | TRUE | 10112.7 | 85.7 | 118 | 11.19 | 0.978 | 3450 | 84 | 5 | 120000 | 42198 |  |  | NotYetVerified |  | 3 | 10112.7 | 85.7 | 118 | 6.15 | 0.997 | 3450 | 84
P431X1JC | DECO Lighting | DecoLighting | TORPEDO-LED-215-50 | Indoor Luminaires | High-Bay | High-Bay Luminaires for Commercial and Industrial Buildings | Standard | TRUE | 26432.71 | 123 | 214.69 | 14 | 0.93 | 5070 | 73 | 5 | 50000 | 42198 |  |  | NotYetVerified |  | 3 | 24000 | 100 | 240 | 14 | 0.93 | 5000 | 70
PUAWNJMW | DECO Lighting | DecoLighting | TORPEDO-LED-160-50 | Indoor Luminaires | High-Bay | High-Bay Luminaires for Commercial and Industrial Buildings | Standard | TRUE | 17928.57 | 112 | 160.66 | 15 | 0.92 | 4916 | 73 | 5 | 50000 | 42198 |  |  | NotYetVerified |  | 3
P6461RH5 | Precision Paragon [P2] | Precision Paragon | LVT-2X4-HL-BL-[blankUL]-50K | Indoor Luminaires | High-Bay | High-Bay Luminaires for Commercial and Industrial Buildings | Standard | FALSE | [9 empty] | 42198 |  |  | NotYetVerified | Product updated 9/1/2016 | 3 | 21500 | 100 | 212 |  |  | 5000 | 84
PZ3FXXP7 | BJ Take Inc. | BJ Take | BLH-4?-40L-ULT850-UNV | Indoor Luminaires | High-Bay | High-Bay Luminaires for Commercial and Industrial Buildings | Standard | FALSE | [9 empty] | 42198 | Dimmable | Continuous Below 10 | NotYetVerified |  | 3 | 46222 | 124 | 372.8 | 5.94 | 0.998 | 5266 | 83.8
PWGWNKCT | BJ Take Inc. | BJ Take | BLH-4?-36L-ULT850-UNV | Indoor Luminaires | High-Bay | High-Bay Luminaires for Commercial and Industrial Buildings | Standard | FALSE | [9 empty] | 42198 | Dimmable | Continuous Below 10 | NotYetVerified |  | 3 | 41599.8 | 124 | 335.5 | 5.94 | 0.998 | 5266 | 83.8
PJ5YVQ9R | BJ Take Inc. | BJ Take | BLH-4?-40L-ULT850-UNV-L25 | Indoor Luminaires | High-Bay | High-Bay Luminaires for Commercial and Industrial Buildings | Standard | FALSE | [9 empty] | 42198 | Dimmable | Continuous Below 10 | NotYetVerified |  | 3 | 36977.6 | 99.2 | 372.8 | 5.94 | 0.998 | 5266 | 83.8
P79GWHE3 | BJ Take Inc. | BJ Take | BLH-4?-32L-ULT850-UNV | Indoor Luminaires | High-Bay | High-Bay Luminaires for Commercial and Industrial Buildings | Standard | FALSE | [9 empty] | 42198 | Dimmable | Continuous Below 10 | NotYetVerified |  | 3 | 36977.6 | 124 | 298.2 | 5.94 | 0.998 | 5266 | 83.8
P9QZRN6Y | BJ Take Inc. | BJ Take | BLH-4?-36L-ULT850-UNV-L25 | Indoor Luminaires | High-Bay | High-Bay Luminaires for Commercial and Industrial Buildings | Standard | FALSE | [9 empty] | 42198 | Dimmable | Continuous Below 10 | NotYetVerified |  | 3 | 33279.8 | 99.2 | 335.5 | 5.94 | 0.998 | 5266 | 83.8
P9FKCJQP | BJ Take Inc. | BJ Take | BLH-4?-32L-ULT850-UNV-L25 | Indoor Luminaires | High-Bay | High-Bay Luminaires for Commercial and Industrial Buildings | Standard | FALSE | [9 empty] | 42198 | Dimmable | Continuous Below 10 | NotYetVerified |  | 3 | 29582.1 | 99.2 | 298.2 | 5.94 | 0.998 | 5266 | 83.8
PSGNYHKP | BJ Take Inc. | BJ Take | BLH-4?-24L-ULT850-UNV | Indoor Luminaires | High-Bay | High-Bay Luminaires for Commercial and Industrial Buildings | Standard | FALSE | [9 empty] | 42198 | Dimmable | Continuous Below 10 | NotYetVerified |  | 3 | 27733.2 | 124 | 223.7 | 5.94 | 0.998 | 5266 | 83.8
P2VX3VQH | BJ Take Inc. | BJ Take | BLH-2?-24L-ULT850-UNV | Indoor Luminaires | High-Bay | High-Bay Luminaires for Commercial and Industrial Buildings | Standard | FALSE | [9 empty] | 42198 | Dimmable | Continuous Below 10 | NotYetVerified |  | 3 | 27733.2 | 124 | 223.7 | 5.94 | 0.998 | 5266 | 83.8
P7GJV112 | BJ Take Inc. | BJ Take | BLH-2?-20L-ULT850-UNV | Indoor Luminaires | High-Bay | High-Bay Luminaires for Commercial and Industrial Buildings | Standard | FALSE | [9 empty] | 42198 | Dimmable | Continuous Below 10 | NotYetVerified |  | 3 | 23111 | 124 | 186.4 | 5.94 | 0.998 | 5266 | 83.8
PRQAT2J1 | BJ Take Inc. | BJ Take | BLH-2?-24L-ULT850-UNV-L25 | Indoor Luminaires | High-Bay | High-Bay Luminaires for Commercial and Industrial Buildings | Standard | FALSE | [9 empty] | 42198 | Dimmable | Continuous Below 10 | NotYetVerified |  | 3 | 22186.6 | 99.2 | 223.7 | 5.94 | 0.998 | 5266 | 83.8
P13EP2JQ | BJ Take Inc. | BJ Take | BLH-4?-24L-ULT850-UNV-L25 | Indoor Luminaires | High-Bay | High-Bay Luminaires for Commercial and Industrial Buildings | Standard | FALSE | [9 empty] | 42198 | Dimmable | Continuous Below 10 | NotYetVerified |  | 3 | 22186.6 | 99.2 | 223.7 | 5.94 | 0.998 | 5266 | 83.8
PNZA4QB2 | BJ Take Inc. | BJ Take | BLH-2?-16L-ULT850-UNV | Indoor Luminaires | High-Bay | High-Bay Luminaires for Commercial and Industrial Buildings | Standard | FALSE | [9 empty] | 42198 | Dimmable | Continuous Below 10 | NotYetVerified |  | 3 | 18488.8 | 124 | 149.1 | 5.94 | 0.998 | 5266 | 83.8
P5VCD9K6 | BJ Take Inc. | BJ Take | BLH-2?-20L-ULT850-UNV-L25 | Indoor Luminaires | High-Bay | High-Bay Luminaires for Commercial and Industrial Buildings | Standard | FALSE | [9 empty] | 42198 | Dimmable | Continuous Below 10 | NotYetVerified |  | 3 | 18488.8 | 99.2 | 186.4 | 5.94 | 0.998 | 5266 | 83.8
PKH8GZVK | BJ Take Inc. | BJ Take | BLH-2?-16L-ULT850-UNV-L25 | Indoor Luminaires | High-Bay | High-Bay Luminaires for Commercial and Industrial Buildings | Standard | FALSE | [9 empty] | 42198 | Dimmable | Continuous Below 10 | NotYetVerified |  | 3 | 14791 | 99.2 | 149.1 | 5.94 | 0.998 | 5266 | 83.8
PPTZA5Z6 | BJ Take Inc. | BJ Take | BLH-2?-12L-ULT850-UNV | Indoor Luminaires | High-Bay | High-Bay Luminaires for Commercial and Industrial Buildings | Standard | FALSE | [9 empty] | 42198 | Dimmable | Continuous Below 10 | NotYetVerified |  | 3 | 13866.4 | 117.1 | 118.4 | 5.94 | 0.998 | 5266 | 83.8
P6Z8T86T | BJ Take Inc. | BJ Take | BLH-2?-12L-ULT850-UNV-L25 | Indoor Luminaires | High-Bay | High-Bay Luminaires for Commercial and Industrial Buildings | Standard | FALSE | [9 empty] | 42198 | Dimmable | Continuous Below 10 | NotYetVerified |  | 3 | 11093.1 | 93.7 | 118.4 | 5.94 | 0.998 | 5266 | 83.8
P4QYCPJX | BJ Take Inc. | BJ Take | BLH-4?-48L-ULT850-UNV-L25 | Indoor Luminaires | High-Bay | High-Bay Luminaires for Commercial and Industrial Buildings | Standard | FALSE | [9 empty] | 42198 | Dimmable | Continuous Below 10 | NotYetVerified |  | 3 | 38920 | 92.5 | 420.9 | 5.72 | 0.998 | 5266 | 83.6
P3WJ7CKK | BJ Take Inc. | BJ Take | BLH-4?-48L-ULT840-UNV | Indoor Luminaires | High-Bay | High-Bay Luminaires for Commercial and Industrial Buildings | Standard | FALSE | [9 empty] | 42198 | Dimmable | Continuous Below 10 | NotYetVerified |  | 3 | 45467.7 | 107.9 | 421.3 | 5.94 | 0.998 | 4000 | 83.8
PHEBAFVV | BJ Take Inc. | BJ Take | BLH-4?-40L-ULT840-UNV | Indoor Luminaires | High-Bay | High-Bay Luminaires for Commercial and Industrial Buildings | Standard | FALSE | [9 empty] | 42198 | Dimmable | Continuous Below 10 | NotYetVerified |  | 3 | 43280.6 | 116.1 | 372.8 | 5.94 | 0.998 | 4000 | 83.8
PGY4U8MH | BJ Take Inc. | BJ Take | BLH-4?-36L-ULT840-UNV | Indoor Luminaires | High-Bay | High-Bay Luminaires for Commercial and Industrial Buildings | Standard | FALSE | [9 empty] | 42198 | Dimmable | Continuous Below 10 | NotYetVerified |  | 3 | 38952.5 | 116.1 | 335.5 | 5.94 | 0.998 | 4000 | 83.8
P2VW7TZC | BJ Take Inc. | BJ Take | BLH-4?-48L-ULT840-UNV-L25 | Indoor Luminaires | High-Bay | High-Bay Luminaires for Commercial and Industrial Buildings | Standard | FALSE | [9 empty] | 42198 | Dimmable | Continuous Below 10 | NotYetVerified |  | 3 | 36374.1 | 86.3 | 421.3 | 5.94 | 0.998 | 4000 | 83.8
PX5MT4AP | BJ Take Inc. | BJ Take | BLH-4?-40L-ULT840-UNV-L25 | Indoor Luminaires | High-Bay | High-Bay Luminaires for Commercial and Industrial Buildings | Standard | FALSE | [9 empty] | 42198 | Dimmable | Continuous Below 10 | NotYetVerified |  | 3 | 34624.5 | 92.9 | 372.8 | 5.94 | 0.998 | 4000 | 83.8
PECWGBFF | BJ Take Inc. | BJ Take | BLH-4?-32L-ULT840-UNV | Indoor Luminaires | High-Bay | High-Bay Luminaires for Commercial and Industrial Buildings | Standard | FALSE | [9 empty] | 42198 | Dimmable | Continuous Below 10 | NotYetVerified |  | 3 | 34624.5 | 116.1 | 298.2 | 5.94 | 0.998 | 4000 | 83.8
PJXGAFV9 | BJ Take Inc. | BJ Take | BLH-4?-36L-ULT840-UNV-L25 | Indoor Luminaires | High-Bay | High-Bay Luminaires for Commercial and Industrial Buildings | Standard | FALSE | [9 empty] | 42198 | Dimmable | Continuous Below 10 | NotYetVerified |  | 3 | 31162 | 92.9 | 335.5 | 5.94 | 0.998 | 4000 | 83.8
P1NA5876 | BJ Take Inc. | BJ Take | BLH-4?-32L-ULT840-UNV-L25 | Indoor Luminaires | High-Bay | High-Bay Luminaires for Commercial and Industrial Buildings | Standard | FALSE | [9 empty] | 42198 | Dimmable | Continuous Below 10 | NotYetVerified |  | 3 | 27699.6 | 92.9 | 298.2 | 5.94 | 0.998 | 4000 | 83.8
PY6DZKP5 | BJ Take Inc. | BJ Take | BLH-4?-24L-ULT840-UNV | Indoor Luminaires | High-Bay | High-Bay Luminaires for Commercial and Industrial Buildings | Standard | FALSE | [9 empty] | 42198 | Dimmable | Continuous Below 10 | NotYetVerified |  | 3 | 25968.4 | 116.1 | 223.7 | 5.94 | 0.998 | 4000 | 83.8
P3YFRYDK | BJ Take Inc. | BJ Take | BLH-2?-24L-ULT840-UNV | Indoor Luminaires | High-Bay | High-Bay Luminaires for Commercial and Industrial Buildings | Standard | FALSE | [9 empty] | 42198 | Dimmable | Continuous Below 10 | NotYetVerified |  | 3 | 25968.4 | 116.1 | 223.7 | 5.94 | 0.998 | 4000 | 83.8
PM7UWA27 | BJ Take Inc. | BJ Take | BLH-2?-20L-ULT840-UNV | Indoor Luminaires | High-Bay | High-Bay Luminaires for Commercial and Industrial Buildings | Standard | FALSE | [9 empty] | 42198 | Dimmable | Continuous Below 10 | NotYetVerified |  | 3 | 21640.3 | 116.1 | 186.4 | 5.94 | 0.998 | 4000 | 83.8
PS9MJMHM | BJ Take Inc. | BJ Take | BLH-2?-24L-ULT840-UNV-L25 | Indoor Luminaires | High-Bay | High-Bay Luminaires for Commercial and Industrial Buildings | Standard | FALSE | [9 empty] | 42198 | Dimmable | Continuous Below 10 | NotYetVerified |  | 3 | 20774.7 | 92.9 | 223.7 | 5.94 | 0.998 | 4000 | 83.8
PPR1YYVP | BJ Take Inc. | BJ Take | BLH-4?-24L-ULT840-UNV-L25 | Indoor Luminaires | High-Bay | High-Bay Luminaires for Commercial and Industrial Buildings | Standard | FALSE | [9 empty] | 42198 | Dimmable | Continuous Below 10 | NotYetVerified |  | 3 | 20774.7 | 92.9 | 223.7 | 5.94 | 0.998 | 4000 | 83.8
PUW3NRTU | BJ Take Inc. | BJ Take | BLH-2?-16L-ULT840-UNV | Indoor Luminaires | High-Bay | High-Bay Luminaires for Commercial and Industrial Buildings | Standard | FALSE | [9 empty] | 42198 | Dimmable | Continuous Below 10 | NotYetVerified |  | 3 | 17312.2 | 116.1 | 149.1 | 5.94 | 0.998 | 4000 | 83.8
P5ZJWTZQ | BJ Take Inc. | BJ Take | BLH-2?-20L-ULT840-UNV-L25 | Indoor Luminaires | High-Bay | High-Bay Luminaires for Commercial and Industrial Buildings | Standard | FALSE | [9 empty] | 42198 | Dimmable | Continuous Below 10 | NotYetVerified |  | 3 | 17312.2 | 92.9 | 186.4 | 5.94 | 0.998 | 4000 | 83.8
PWX3FMU4 | BJ Take Inc. | BJ Take | BLH-2?-16L-ULT840-UNV-L25 | Indoor Luminaires | High-Bay | High-Bay Luminaires for Commercial and Industrial Buildings | Standard | FALSE | [9 empty] | 42198 | Dimmable | Continuous Below 10 | NotYetVerified |  | 3 | 13849.8 | 92.9 | 149.1 | 5.94 | 0.998 | 4000 | 83.8
PMDKN5S5 | BJ Take Inc. | BJ Take | BLH-2?-12L-ULT840-UNV | Indoor Luminaires | High-Bay | High-Bay Luminaires for Commercial and Industrial Buildings | Standard | FALSE | [9 empty] | 42198 | Dimmable | Continuous Below 10 | NotYetVerified |  | 3 | 12984 | 109.7 | 118.4 | 5.94 | 0.998 | 4000 | 83.8
PT1JZM9R | BJ Take Inc. | BJ Take | BLH-2?-12L-ULT840-UNV-L25 | Indoor Luminaires | High-Bay | High-Bay Luminaires for Commercial and Industrial Buildings | Standard | FALSE | [9 empty] | 42198 | Dimmable | Continuous Below 10 | NotYetVerified |  | 3 | 10387.2 | 87.7 | 118.4 | 5.94 | 0.998 | 4000 | 83.8
PQ2YC47K | BJ Take Inc. | BJ Take | BLH-4?-48L-ULT835-UNV | Indoor Luminaires | High-Bay | High-Bay Luminaires for Commercial and Industrial Buildings | Standard | FALSE | [9 empty] | 42198 | Dimmable | Continuous Below 10 | NotYetVerified |  | 3 | 44143.4 | 104.8 | 421.3 | 5.94 | 0.998 | 3450 | 83.8
P4SSHHYV | BJ Take Inc. | BJ Take | BLH-4?-40L-ULT835-UNV | Indoor Luminaires | High-Bay | High-Bay Luminaires for Commercial and Industrial Buildings | Standard | FALSE | [9 empty] | 42198 | Dimmable | Continuous Below 10 | NotYetVerified |  | 3 | 42020 | 112.7 | 372.8 | 5.94 | 0.998 | 3450 | 83.8
PDHUB5S9 | BJ Take Inc. | BJ Take | BLH-4?-36L-ULT835-UNV | Indoor Luminaires | High-Bay | High-Bay Luminaires for Commercial and Industrial Buildings | Standard | FALSE | [9 empty] | 42198 | Dimmable | Continuous Below 10 | NotYetVerified |  | 3 | 37818 | 112.7 | 335.5 | 5.94 | 0.998 | 3450 | 83.8
PZ8NGSDP | BJ Take Inc. | BJ Take | BLH-4?-32L-ULT835-UNV | Indoor Luminaires | High-Bay | High-Bay Luminaires for Commercial and Industrial Buildings | Standard | FALSE | [9 empty] | 42198 | Dimmable | Continuous Below 10 | NotYetVerified |  | 3 | 33616 | 112.7 | 298.2 | 5.94 | 0.998 | 3450 | 83.8
PCZ41XT1 | BJ Take Inc. | BJ Take | BLH-4?-40L-ULT835-UNV-L25 | Indoor Luminaires | High-Bay | High-Bay Luminaires for Commercial and Industrial Buildings | Standard | FALSE | [9 empty] | 42198 | Dimmable | Continuous Below 10 | NotYetVerified |  | 3 | 33616 | 90.2 | 372.8 | 5.94 | 0.998 | 3450 | 83.8
PFUHPZ69 | BJ Take Inc. | BJ Take | BLH-4?-36L-ULT835-UNV-L25 | Indoor Luminaires | High-Bay | High-Bay Luminaires for Commercial and Industrial Buildings | Standard | FALSE | [9 empty] | 42198 | Dimmable | Continuous Below 10 | NotYetVerified |  | 3 | 30254.4 | 90.2 | 335.5 | 5.94 | 0.998 | 3450 | 83.8
PU3DCKK9 | BJ Take Inc. | BJ Take | BLH-4?-32L-ULT835-UNV-L25 | Indoor Luminaires | High-Bay | High-Bay Luminaires for Commercial and Industrial Buildings | Standard | FALSE | [9 empty] | 42198 | Dimmable | Continuous Below 10 | NotYetVerified |  | 3 | 26892.8 | 90.2 | 298.2 | 5.94 | 0.998 | 3450 | 83.8
PST9P8KA | BJ Take Inc. | BJ Take | BLH-2?-24L-ULT835-UNV | Indoor Luminaires | High-Bay | High-Bay Luminaires for Commercial and Industrial Buildings | Standard | FALSE | [9 empty] | 42198 | Dimmable | Continuous Below 10 | NotYetVerified |  | 3 | 25212 | 112.7 | 223.7 | 5.94 | 0.998 | 3450 | 83.8
P8UU34PR | BJ Take Inc. | BJ Take | BLH-4?-24L-ULT835-UNV | Indoor Luminaires | High-Bay | High-Bay Luminaires for Commercial and Industrial Buildings | Standard | FALSE | [9 empty] | 42198 | Dimmable | Continuous Below 10 | NotYetVerified |  | 3 | 25212 | 112.7 | 223.7 | 5.94 | 0.998 | 3450 | 83.8
P8PZNSJ7 | BJ Take Inc. | BJ Take | BLH-2?-20L-ULT835-UNV | Indoor Luminaires | High-Bay | High-Bay Luminaires for Commercial and Industrial Buildings | Standard | FALSE | [9 empty] | 42198 | Dimmable | Continuous Below 10 | NotYetVerified |  | 3 | 21010 | 112.7 | 186.4 | 5.94 | 0.998 | 3450 | 83.8
PT2T31X6 | BJ Take Inc. | BJ Take | BLH-4?-24L-ULT835-UNV-L25 | Indoor Luminaires | High-Bay | High-Bay Luminaires for Commercial and Industrial Buildings | Standard | FALSE | [9 empty] | 42198 | Dimmable | Continuous Below 10 | NotYetVerified |  | 3 | 20169.6 | 90.2 | 223.7 | 5.94 | 0.998 | 3450 | 83.8
PDRUARWV | BJ Take Inc. | BJ Take | BLH-2?-24L-ULT835-UNV-L25 | Indoor Luminaires | High-Bay | High-Bay Luminaires for Commercial and Industrial Buildings | Standard | FALSE | [9 empty] | 42198 | Dimmable | Continuous Below 10 | NotYetVerified |  | 3 | 20169.6 | 90.2 | 223.7 | 5.94 | 0.998 | 3450 | 83.8
PHFK9J4M | BJ Take Inc. | BJ Take | BLH-2?-16L-ULT835-UNV | Indoor Luminaires | High-Bay | High-Bay Luminaires for Commercial and Industrial Buildings | Standard | FALSE | [9 empty] | 42198 | Dimmable | Continuous Below 10 | NotYetVerified |  | 3 | 16808 | 112.7 | 149.1 | 5.94 | 0.998 | 3450 | 83.8
P871NE56 | BJ Take Inc. | BJ Take | BLH-2?-20L-ULT835-UNV-L25 | Indoor Luminaires | High-Bay | High-Bay Luminaires for Commercial and Industrial Buildings | Standard | FALSE | [9 empty] | 42198 | Dimmable | Continuous Below 10 | NotYetVerified |  | 3 | 16808 | 90.2 | 186.4 | 5.94 | 0.998 | 3450 | 83.8
PJPFNXXE | BJ Take Inc. | BJ Take | BLH-2?-16L-ULT835-UNV-L25 | Indoor Luminaires | High-Bay | High-Bay Luminaires for Commercial and Industrial Buildings | Standard | FALSE | [9 empty] | 42198 | Dimmable | Continuous Below 10 | NotYetVerified |  | 3 | 13446.4 | 90.2 | 149.1 | 5.94 | 0.998 | 3450 | 83.8
PFDSJ5VC | BJ Take Inc. | BJ Take | BLH-2?-12L-ULT835-UNV | Indoor Luminaires | High-Bay | High-Bay Luminaires for Commercial and Industrial Buildings | Standard | FALSE | [9 empty] | 42198 | Dimmable | Continuous Below 10 | NotYetVerified |  | 3 | 12605.8 | 118.7 | 118.7 | 5.94 | 0.998 | 3450 | 83.8
PTVRRN5D | SmartRay Inc. | SmartRay | SRAHBL280W(3000K) | Indoor Luminaires | High-Bay | High-Bay Luminaires for Commercial and Industrial Buildings | Standard | TRUE | 26344.2 | 96.5 | 282.4 | 9.72 | 0.9491 | 3094 | 73.5 | 5 | 50000 | 42195 |  |  | NotYetVerified |  | 3 | 26344 |  | 272.9 | 20 | 0.95 | 3000 | 73.5
P5UURHWP | SmartRay Inc. | SmartRay | SRAHBL240W(3000K) | Indoor Luminaires | High-Bay | High-Bay Luminaires for Commercial and Industrial Buildings | Standard | TRUE | 22529.3 | 95.1 | 237 | 9.58 | 0.936 | 3078 | 73.4 | 5 | 50000 | 42195 |  |  | NotYetVerified |  | 3 | 22529 | 95.1 | 237 | 20 | 0.95 | 3000 | 73.4
PN9GKTTG | SmartRay Inc. | SmartRay | SRAHBL200W(3000K) | Indoor Luminaires | High-Bay | High-Bay Luminaires for Commercial and Industrial Buildings | Standard | TRUE | 18497.1 | 95.3 | 194.1 | 10.03 | 0.935 | 3118 | 73.4 | 5 | 50000 | 42195 |  |  | NotYetVerified |  | 3 | 18497 |  | 194.1 | 20 | 0.95 | 3000 | 73.4
PMUMRKVC | SmartRay Inc. | SmartRay | SRAHBL160W(3000K) | Indoor Luminaires | High-Bay | High-Bay Luminaires for Commercial and Industrial Buildings | Standard | TRUE | 14792.7 | 96.5 | 155.4 | 14.05 | 0.915 | 3094 | 73.5 | 5 | 50000 | 42195 |  |  | NotYetVerified |  | 3 | 14793 | 96.5 | 153.3 | 20 | 0.95 | 3000 | 73.5
PYM4BGGW | SmartRay Inc. | SmartRay | SRAHBL120W(3000K) | Indoor Luminaires | High-Bay | High-Bay Luminaires for Commercial and Industrial Buildings | Standard | TRUE | 11037.5 | 94.9 | 116.3 | 15.98 | 0.9067 | 3088 | 73.4 | 5 | 50000 | 42195 |  |  | NotYetVerified |  | 3 | 11037 | 94.9 | 116.3 | 20 | 0.95 | 3000 | 73.4
P1RPBVMB | SmartRay Inc. | SmartRay | SRAHBL120W(5000K) | Indoor Luminaires | High-Bay | High-Bay Luminaires for Commercial and Industrial Buildings | Standard | FALSE | [9 empty] | 42195 |  |  | NotYetVerified |  | 3 | 12373.6 | 106.7 | 115.9 | 20 | 0.95 | 5000 | 76.8
PSJZECHK | SmartRay Inc. | SmartRay | SRAHBL160W(5000K) | Indoor Luminaires | High-Bay | High-Bay Luminaires for Commercial and Industrial Buildings | Standard | FALSE | [9 empty] | 42195 |  |  | NotYetVerified |  | 3 | 16985.8 | 108.6 | 156.5 | 20 | 0.95 | 5000 | 75.4
PETK47MA | SmartRay Inc. | SmartRay | SRAHBL240W(5000K) | Indoor Luminaires | High-Bay | High-Bay Luminaires for Commercial and Industrial Buildings | Standard | FALSE | [9 empty] | 42195 |  |  | NotYetVerified |  | 3 | 25526 | 107.7 | 237.1 | 20 | 0.95 | 5000 | 77.9
PZ54PGST | Dialight | Vigilant 60K | H6XGNN94N-xxxx | Indoor Luminaires | High-Bay | High-Bay Luminaires for Commercial and Industrial Buildings | Standard | TRUE | 66670 | 128.1 | 520 | 4.519 | 0.988 | 4031 | 75.8 | 5 | 100000 | 42194 |  |  | NotYetVerified | Updated 9/21/2016 | 3 | 66670 | 128.21 | 520 | 4.519 | 0.988 | 4031 | 75.8
PAD3F7N6 | SKC Lighting Co. Ltd. | SKC lighting Co. Ltd. | SLCHBI150UX-060WWC0 | Indoor Luminaires | High-Bay | High-Bay Luminaires for Commercial and Industrial Buildings | Standard | TRUE | 17751 | 108.2 | 164 | 10.5 | 0.96 | 4119 | 72.8 | 5 | 35000 | 42194 |  |  | NotYetVerified |  | 3 | 17751 | 108.2 | 164 | 10.5 | 0.996 | 4119 | 72.8
P4M1KXSA | SKC Lighting Co. Ltd. | SKC lighting Co. Ltd. | SLCHBI150UX-060V0C0 | Indoor Luminaires | High-Bay | High-Bay Luminaires for Commercial and Industrial Buildings | Standard | TRUE | 17626 | 113.4 | 155.5 | 11.16 | 0.957 | 5383 | 77.8 | 5 | 35000 | 42194 |  |  | NotYetVerified |  | 3 | 17626 | 113.4 | 155.5 | 11.16 | 0.996 | 5383 | 77.8
PRFAY8F1 | GE Lighting Solutions | Albeo ABR1 Series | ABR1[0 1 2 3 4 5 D]4H475xVxxxx | Indoor Luminaires | High-Bay | High-Bay Luminaires for Commercial and Industrial Buildings | Premium | TRUE | 42641 | 119 | 358.2 | 12.3 | 0.95 | 3918 | 72.9 | 5 | 100000 | 42194 |  |  | Yes |  | 3 | 42800 | 120 | 356 | 20 | 0.9 | 4000 | 70
PRMFJBTF | GE Lighting Solutions | Albeo ABR1 Series | ABR1[0 1 2 3 4 5 D]1H475xNxxxx | Indoor Luminaires | High-Bay | High-Bay Luminaires for Commercial and Industrial Buildings | Premium | TRUE | 10719 | 117.5 | 91.2 | 11.6 | 0.95 | 3931 | 73.5 | 5 | 100000 | 42194 |  |  | Yes |  | 3 | 11000 | 122 | 90 | 20 | 0.9 | 4000 | 70
PKH79CJK | SKC Lighting Co. Ltd. | SKC lighting Co. Ltd. | SLCHBI150UX-110WWC0 | Indoor Luminaires | High-Bay | High-Bay Luminaires for Commercial and Industrial Buildings | Standard | TRUE | 18401 | 128.2 | 143.6 | 11.95 | 0.95 | 3922 | 81.8 | 5 | 35000 | 42194 |  |  | NotYetVerified |  | 3 | 18401 | 128.2 | 143.6 | 11.95 | 0.995 | 3922 | 81.8
PRCTA3SV | SKC Lighting Co. Ltd. | SKC lighting Co. Ltd. | SLCHBI150UX-110V0C0 | Indoor Luminaires | High-Bay | High-Bay Luminaires for Commercial and Industrial Buildings | Standard | TRUE | 18175 | 128.6 | 141.4 | 12.24 | 0.948 | 5052 | 84.6 | 5 | 35000 | 42194 |  |  | NotYetVerified |  | 3 | 18175 | 128.6 | 141.4 | 12.24 | 0.995 | 5052 | 84.6
PRS5BVFU | Texas Fluorescents | Texas Fluorescents | LHB100WMV50Kxxxx | Indoor Luminaires | High-Bay | High-Bay Luminaires for Commercial and Industrial Buildings | Standard | TRUE | 9767.571 | 99.143 | 98.52 | 15.82 | 0.9379 | 5122 | 75.8 | 5 | 50000 | 42194 |  |  | NotYetVerified |  | 3 | 9786 |  | 100 |  | 0.95 | 5000 | 75
PWC729CQ | Texas Fluorescents | Texas Fluorescents | LHB150WMV50Kxxxx | Indoor Luminaires | High-Bay | High-Bay Luminaires for Commercial and Industrial Buildings | Standard | TRUE | 14215.282 | 94.567 | 150.32 | 8.85 | 0.928 | 4837 | 73.9 | 5 | 50000 | 42194 |  |  | NotYetVerified |  | 3 | 14413 |  | 150 |  | 0.95 | 5000 | 75
P1E54V34 | GE Lighting Solutions | Albeo ABR1 Series | ABR1[0 1 2 3 4 5 D]1T475xVxxxx | Indoor Luminaires | High-Bay | Low-Bay Luminaires for Commercial and Industrial Buildings | Premium | TRUE | 7871.4 | 122.6 | 64.2 | 15.5 | 0.91 | 3925 | 73.5 | 5 | 100000 | 42194 | Dimmable | Continuous Below 10 | Yes |  | 3 | 8200 | 128 | 64 | 20 | 0.9 | 4000 | 70
PBQ3ZP5M | Texas Fluorescents | Texas Fluorescents | LHB60WMV50Kxxxx | Indoor Luminaires | High-Bay | Low-Bay Luminaires for Commercial and Industrial Buildings | Standard | TRUE | 5304.266 | 82.198 | 64.53 | 24.87 | 0.8702 | 5296 | 84.8 | 5 | 50000 | 42194 |  |  | NotYetVerified |  | 3 | 5304.266 | 82.198 | 64.53 | 24.87 | 0.8702 | 5296 | 84.8
PUYD9BAK | GE Lighting Solutions | Albeo ABR1 Series | ABR1[0 1 2 3 4 5 D]4H571xNxxxx | Indoor Luminaires | High-Bay | High-Bay Luminaires for Commercial and Industrial Buildings | Premium | FALSE | [9 empty] | 42194 |  |  | Yes |  | 3 | 46000 | 129 | 356 | 20 | 0.9 | 5000 | 70
PHZJ5KXT | GE Lighting Solutions | Albeo ABR1 Series | ABR1[0 1 2 3 4 5 D]4H579xNxxxx | Indoor Luminaires | High-Bay | High-Bay Luminaires for Commercial and Industrial Buildings | Premium | FALSE | [9 empty] | 42194 |  |  | Yes |  | 3 | 45100 | 127 | 356 | 20 | 0.9 | 5000 | 70
PBUDX3N8 | GE Lighting Solutions | Albeo ABR1 Series | ABR1[0 1 2 3 4 5 D]4H575xNxxxx | Indoor Luminaires | High-Bay | High-Bay Luminaires for Commercial and Industrial Buildings | Premium | FALSE | [9 empty] | 42194 | Not Dimmable | Not Dimmable | Yes |  | 3 | 42800 | 120 | 356 | 20 | 0.9 | 5000 | 70
PVYQ4394 | GE Lighting Solutions | Albeo ABR1 Series | ABR1[0 1 2 3 4 5 D]4T571xNxxxx | Indoor Luminaires | High-Bay | High-Bay Luminaires for Commercial and Industrial Buildings | Premium | FALSE | [9 empty] | 42194 |  |  | Yes |  | 3 | 34800 | 139 | 250 | 20 | 0.9 | 5000 | 70
PXMHZBF4 | GE Lighting Solutions | Albeo ABR1 Series | ABR1[0 1 2 3 4 5 D]4T579xNxxxx | Indoor Luminaires | High-Bay | High-Bay Luminaires for Commercial and Industrial Buildings | Premium | FALSE | [9 empty] | 42194 |  |  | Yes |  | 3 | 34200 | 137 | 250 | 20 | 0.9 | 5000 | 70
PRWH81RJ | GE Lighting Solutions | Albeo ABR1 Series | ABR1[0 1 2 3 4 5 D]4T575xNxxxx | Indoor Luminaires | High-Bay | High-Bay Luminaires for Commercial and Industrial Buildings | Premium | FALSE | [9 empty] | 42194 |  |  | Yes |  | 3 | 32400 | 130 | 250 | 20 | 0.9 | 5000 | 70
PDPZWSW2 | GE Lighting Solutions | Albeo ABR1 Series | ABR1[0 1 2 3 4 5 D]2H571xNxxxx | Indoor Luminaires | High-Bay | High-Bay Luminaires for Commercial and Industrial Buildings | Premium | FALSE | [9 empty] | 42194 | Not Dimmable | Not Dimmable | Yes |  | 3 | 23000 | 129 | 178 | 20 | 0.9 | 5000 | 70
PEKEDA9M | GE Lighting Solutions | Albeo ABR1 Series | ABR1[0 1 2 3 4 5 D]2H579xNxxxx | Indoor Luminaires | High-Bay | High-Bay Luminaires for Commercial and Industrial Buildings | Premium | FALSE | [9 empty] | 42194 |  |  | Yes |  | 3 | 22600 | 127 | 178 | 20 | 0.9 | 5000 | 70
PF2N3JR9 | GE Lighting Solutions | Albeo ABR1 Series | ABR1[0 1 2 3 4 5 D]2H575xNxxxx | Indoor Luminaires | High-Bay | High-Bay Luminaires for Commercial and Industrial Buildings | Premium | FALSE | [9 empty] | 42194 |  |  | Yes |  | 3 | 21400 | 120 | 178 | 20 | 0.9 | 5000 | 70
PQSNTNKZ | GE Lighting Solutions | Albeo ABR1 Series | ABR1[0 1 2 3 4 5 D]2T571xNxxxx | Indoor Luminaires | High-Bay | High-Bay Luminaires for Commercial and Industrial Buildings | Premium | FALSE | [9 empty] | 42194 |  |  | Yes |  | 3 | 17400 | 139 | 125 | 20 | 0.9 | 5000 | 70
PVD6HBRJ | GE Lighting Solutions | Albeo ABR1 Series | ABR1[0 1 2 3 4 5 D]2T579xNxxxx | Indoor Luminaires | High-Bay | High-Bay Luminaires for Commercial and Industrial Buildings | Premium | FALSE | [9 empty] | 42194 |  |  | Yes |  | 3 | 17100 | 137 | 125 | 20 | 0.9 | 5000 | 70
PYG3VRBU | GE Lighting Solutions | Albeo ABR1 Series | ABR1[0 1 2 3 4 5 D]2T575xNxxxx | Indoor Luminaires | High-Bay | High-Bay Luminaires for Commercial and Industrial Buildings | Premium | FALSE | [9 empty] | 42194 |  |  | Yes |  | 3 | 16200 | 130 | 125 | 20 | 0.9 | 5000 | 70
P8BGF7K7 | GE Lighting Solutions | Albeo ABR1 Series | ABR1[0 1 2 3 4 5 D]1H571xNxxxx | Indoor Luminaires | High-Bay | High-Bay Luminaires for Commercial and Industrial Buildings | Premium | FALSE | [9 empty] | 42194 | Not Dimmable | Not Dimmable | Yes |  | 3 | 11800 | 131 | 90 | 20 | 0.9 | 5000 | 70
PCWAWA38 | GE Lighting Solutions | Albeo ABR1 Series | ABR1[0 1 2 3 4 5 D]1H579xNxxxx | Indoor Luminaires | High-Bay | High-Bay Luminaires for Commercial and Industrial Buildings | Premium | FALSE | [9 empty] | 42194 | Not Dimmable | Not Dimmable | Yes |  | 3 | 11600 | 129 | 90 | 20 | 0.9 | 5000 | 70
P11UKQ3R | GE Lighting Solutions | Albeo ABR1 Series | ABR1[0 1 2 3 4 5 D]1H575xNxxxx | Indoor Luminaires | High-Bay | High-Bay Luminaires for Commercial and Industrial Buildings | Premium | FALSE | [9 empty] | 42194 | Not Dimmable | Not Dimmable | Yes |  | 3 | 11000 | 122 | 90 | 20 | 0.9 | 5000 | 70
PUSD4DER | GE Lighting Solutions | Albeo ABR1 Series | ABR1[0 1 2 3 4 5 D]4H571xVxxxx | Indoor Luminaires | High-Bay | High-Bay Luminaires for Commercial and Industrial Buildings | Premium | FALSE | [9 empty] | 42194 |  |  | Yes |  | 3 | 46000 | 129 | 356 | 20 | 0.9 | 5000 | 70
PH1UV5KT | GE Lighting Solutions | Albeo ABR1 Series | ABR1[0 1 2 3 4 5 D]4H579xVxxxx | Indoor Luminaires | High-Bay | High-Bay Luminaires for Commercial and Industrial Buildings | Premium | FALSE | [9 empty] | 42194 |  |  | Yes |  | 3 | 45100 | 127 | 356 | 20 | 0.9 | 5000 | 70
PQUS2H59 | GE Lighting Solutions | Albeo ABR1 Series | ABR1[0 1 2 3 4 5 D]4H575xVxxxx | Indoor Luminaires | High-Bay | High-Bay Luminaires for Commercial and Industrial Buildings | Premium | FALSE | [9 empty] | 42194 |  |  | Yes |  | 3 | 42800 | 120 | 356 | 20 | 0.9 | 5000 | 70
PKSDXCVA | GE Lighting Solutions | Albeo ABR1 Series | ABR1[0 1 2 3 4 5 D]4T571xVxxxx | Indoor Luminaires | High-Bay | High-Bay Luminaires for Commercial and Industrial Buildings | Premium | FALSE | [9 empty] | 42194 |  |  | Yes |  | 3 | 34800 | 139 | 250 | 20 | 0.9 | 5000 | 70
P27SE4ZR | GE Lighting Solutions | Albeo ABR1 Series | ABR1[0 1 2 3 4 5 D]4T579xVxxxx | Indoor Luminaires | High-Bay | High-Bay Luminaires for Commercial and Industrial Buildings | Premium | FALSE | [9 empty] | 42194 | Dimmable | Continuous Below 10 | Yes |  | 3 | 34200 | 137 | 250 | 20 | 0.9 | 5000 | 70
P7V9RGKP | GE Lighting Solutions | Albeo ABR1 Series | ABR1[0 1 2 3 4 5 D]4T575xVxxxx | Indoor Luminaires | High-Bay | High-Bay Luminaires for Commercial and Industrial Buildings | Premium | FALSE | [9 empty] | 42194 | Dimmable | Continuous Below 10 | Yes |  | 3 | 32400 | 130 | 250 | 20 | 0.9 | 5000 | 70
P9PTQKUR | GE Lighting Solutions | Albeo ABR1 Series | ABR1[0 1 2 3 4 5 D]2H571xVxxxx | Indoor Luminaires | High-Bay | High-Bay Luminaires for Commercial and Industrial Buildings | Premium | FALSE | [9 empty] | 42194 | Dimmable | Continuous Below 10 | Yes |  | 3 | 23000 | 129 | 178 | 20 | 0.9 | 5000 | 70
P71TFVMD | GE Lighting Solutions | Albeo ABR1 Series | ABR1[0 1 2 3 4 5 D]2H579xVxxxx | Indoor Luminaires | High-Bay | High-Bay Luminaires for Commercial and Industrial Buildings | Premium | FALSE | [9 empty] | 42194 | Dimmable | Continuous Below 10 | Yes |  | 3 | 22600 | 127 | 178 | 20 | 0.9 | 5000 | 70
PYRZ8D7H | GE Lighting Solutions | Albeo ABR1 Series | ABR1[0 1 2 3 4 5 D]2H575xVxxxx | Indoor Luminaires | High-Bay | High-Bay Luminaires for Commercial and Industrial Buildings | Premium | FALSE | [9 empty] | 42194 |  |  | Yes |  | 3 | 21400 | 120 | 178 | 20 | 0.9 | 5000 | 70
P2UV8D2Z | GE Lighting Solutions | Albeo ABR1 Series | ABR1[0 1 2 3 4 5 D]2T571xVxxxx | Indoor Luminaires | High-Bay | High-Bay Luminaires for Commercial and Industrial Buildings | Premium | FALSE | [9 empty] | 42194 | Dimmable | Continuous Below 10 | Yes |  | 3 | 17400 | 139 | 125 | 20 | 0.9 | 5000 | 70
PY6HWWV3 | GE Lighting Solutions | Albeo ABR1 Series | ABR1[0 1 2 3 4 5 D]2T579xVxxxx | Indoor Luminaires | High-Bay | High-Bay Luminaires for Commercial and Industrial Buildings | Premium | FALSE | [9 empty] | 42194 |  |  | Yes |  | 3 | 17100 | 137 | 125 | 20 | 0.9 | 5000 | 70
PCM4YZFU | GE Lighting Solutions | Albeo ABR1 Series | ABR1[0 1 2 3 4 5 D]2T575xVxxxx | Indoor Luminaires | High-Bay | High-Bay Luminaires for Commercial and Industrial Buildings | Premium | FALSE | [9 empty] | 42194 | Dimmable | Continuous Below 10 | Yes |  | 3 | 16200 | 130 | 125 | 20 | 0.9 | 5000 | 70
PDDDK5Q3 | GE Lighting Solutions | Albeo ABR1 Series | ABR1[0 1 2 3 4 5 D]1H571xVxxxx | Indoor Luminaires | High-Bay | High-Bay Luminaires for Commercial and Industrial Buildings | Premium | FALSE | [9 empty] | 42194 | Dimmable | Continuous Below 10 | Yes |  | 3 | 11800 | 131 | 90 | 20 | 0.9 | 5000 | 70
PSUQTXQZ | GE Lighting Solutions | Albeo ABR1 Series | ABR1[0 1 2 3 4 5 D]1H579xVxxxx | Indoor Luminaires | High-Bay | High-Bay Luminaires for Commercial and Industrial Buildings | Premium | FALSE | [9 empty] | 42194 |  |  | Yes |  | 3 | 11600 | 129 | 90 | 20 | 0.9 | 5000 | 70
PK45AUQJ | GE Lighting Solutions | Albeo ABR1 Series | ABR1[0 1 2 3 4 5 D]1H575xVxxxx | Indoor Luminaires | High-Bay | High-Bay Luminaires for Commercial and Industrial Buildings | Premium | FALSE | [9 empty] | 42194 |  |  | Yes |  | 3 | 11000 | 122 | 90 | 20 | 0.9 | 5000 | 70
PH7XYKAU | GE Lighting Solutions | Albeo ABR1 Series | ABR1[0 1 2 3 4 5 D]4H471xNxxxx | Indoor Luminaires | High-Bay | High-Bay Luminaires for Commercial and Industrial Buildings | Premium | FALSE | [9 empty] | 42194 |  |  | Yes |  | 3 | 46000 | 129 | 356 | 20 | 0.9 | 4000 | 70
P2WU6Y77 | GE Lighting Solutions | Albeo ABR1 Series | ABR1[0 1 2 3 4 5 D]4H479xNxxxx | Indoor Luminaires | High-Bay | High-Bay Luminaires for Commercial and Industrial Buildings | Premium | FALSE | [9 empty] | 42194 | Not Dimmable | Not Dimmable | Yes |  | 3 | 45100 | 127 | 356 | 20 | 0.9 | 4000 | 70
PNZZRQ8D | GE Lighting Solutions | Albeo ABR1 Series | ABR1[0 1 2 3 4 5 D]4H475xNxxxx | Indoor Luminaires | High-Bay | High-Bay Luminaires for Commercial and Industrial Buildings | Premium | FALSE | [9 empty] | 42194 |  |  | Yes |  | 3 | 42800 | 120 | 356 | 20 | 0.9 | 4000 | 70
PXRZU8ZG | GE Lighting Solutions | Albeo ABR1 Series | ABR1[0 1 2 3 4 5 D]4T471xNxxxx | Indoor Luminaires | High-Bay | High-Bay Luminaires for Commercial and Industrial Buildings | Premium | FALSE | [9 empty] | 42194 |  |  | Yes |  | 3 | 34800 | 139 | 250 | 20 | 0.9 | 4000 | 70
PC8U9V26 | GE Lighting Solutions | Albeo ABR1 Series | ABR1[0 1 2 3 4 5 D]4T479xNxxxx | Indoor Luminaires | High-Bay | High-Bay Luminaires for Commercial and Industrial Buildings | Premium | FALSE | [9 empty] | 42194 | Not Dimmable | Not Dimmable | Yes |  | 3 | 34200 | 137 | 250 | 20 | 0.9 | 4000 | 70
P8NKMBEJ | GE Lighting Solutions | Albeo ABR1 Series | ABR1[0 1 2 3 4 5 D]4T475xNxxxx | Indoor Luminaires | High-Bay | High-Bay Luminaires for Commercial and Industrial Buildings | Premium | FALSE | [9 empty] | 42194 | Not Dimmable | Not Dimmable | Yes |  | 3 | 32400 | 130 | 250 | 20 | 0.9 | 4000 | 70
P52NN3VW | GE Lighting Solutions | Albeo ABR1 Series | ABR1[0 1 2 3 4 5 D]2H471xNxxxx | Indoor Luminaires | High-Bay | High-Bay Luminaires for Commercial and Industrial Buildings | Premium | FALSE | [9 empty] | 42194 | Not Dimmable | Not Dimmable | Yes |  | 3 | 23000 | 129 | 178 | 20 | 0.9 | 4000 | 70
P8N23Y8F | GE Lighting Solutions | Albeo ABR1 Series | ABR1[0 1 2 3 4 5 D]2H479xNxxxx | Indoor Luminaires | High-Bay | High-Bay Luminaires for Commercial and Industrial Buildings | Premium | FALSE | [9 empty] | 42194 | Not Dimmable | Not Dimmable | Yes |  | 3 | 22600 | 127 | 178 | 20 | 0.9 | 4000 | 70
PME7C1SK | GE Lighting Solutions | Albeo ABR1 Series | ABR1[0 1 2 3 4 5 D]2H475xNxxxx | Indoor Luminaires | High-Bay | High-Bay Luminaires for Commercial and Industrial Buildings | Premium | FALSE | [9 empty] | 42194 |  |  | Yes |  | 3 | 21400 | 120 | 178 | 20 | 0.9 | 4000 | 70
PQNBPJKZ | GE Lighting Solutions | Albeo ABR1 Series | ABR1[0 1 2 3 4 5 D]2T471xNxxxx | Indoor Luminaires | High-Bay | High-Bay Luminaires for Commercial and Industrial Buildings | Premium | FALSE | [9 empty] | 42194 |  |  | Yes |  | 3 | 17400 | 139 | 125 | 20 | 0.9 | 4000 | 70
P921M812 | GE Lighting Solutions | Albeo ABR1 Series | ABR1[0 1 2 3 4 5 D]2T479xNxxxx | Indoor Luminaires | High-Bay | High-Bay Luminaires for Commercial and Industrial Buildings | Premium | FALSE | [9 empty] | 42194 | Not Dimmable | Not Dimmable | Yes |  | 3 | 17100 | 137 | 125 | 20 | 0.9 | 4000 | 70
PNNAGCH9 | GE Lighting Solutions | Albeo ABR1 Series | ABR1[0 1 2 3 4 5 D]2T475xNxxxx | Indoor Luminaires | High-Bay | High-Bay Luminaires for Commercial and Industrial Buildings | Premium | FALSE | [9 empty] | 42194 |  |  | Yes |  | 3 | 16200 | 130 | 125 | 20 | 0.9 | 4000 | 70
PPSDJZJR | GE Lighting Solutions | Albeo ABR1 Series | ABR1[0 1 2 3 4 5 D]1H471xNxxxx | Indoor Luminaires | High-Bay | High-Bay Luminaires for Commercial and Industrial Buildings | Premium | FALSE | [9 empty] | 42194 |  |  | Yes |  | 3 | 11800 | 131 | 90 | 20 | 0.9 | 4000 | 70
PNJYV41Z | GE Lighting Solutions | Albeo ABR1 Series | ABR1[0 1 2 3 4 5 D]1H479xNxxxx | Indoor Luminaires | High-Bay | High-Bay Luminaires for Commercial and Industrial Buildings | Premium | FALSE | [9 empty] | 42194 |  |  | Yes |  | 3 | 11600 | 129 | 90 | 20 | 0.9 | 4000 | 70
PGHY9F9S | GE Lighting Solutions | Albeo ABR1 Series | ABR1[0 1 2 3 4 5 D]1T471xNxxxx | Indoor Luminaires | High-Bay | Low-Bay Luminaires for Commercial and Industrial Buildings | Premium | FALSE | [9 empty] | 42194 |  |  | Yes |  | 3 | 8800 | 138 | 64 | 20 | 0.9 | 4000 | 70
PGX1NKE6 | GE Lighting Solutions | Albeo ABR1 Series | ABR1[0 1 2 3 4 5 D]1T479xNxxxx | Indoor Luminaires | High-Bay | Low-Bay Luminaires for Commercial and Industrial Buildings | Premium | FALSE | [9 empty] | 42194 |  |  | Yes |  | 3 | 8700 | 136 | 64 | 20 | 0.9 | 4000 | 70
PAVPWTUA | GE Lighting Solutions | Albeo ABR1 Series | ABR1[0 1 2 3 4 5 D]1T475xNxxxx | Indoor Luminaires | High-Bay | Low-Bay Luminaires for Commercial and Industrial Buildings | Premium | FALSE | [9 empty] | 42194 | Not Dimmable | Not Dimmable | Yes |  | 3 | 8200 | 128 | 64 | 20 | 0.9 | 4000 | 70
PDQS4TDX | GE Lighting Solutions | Albeo ABR1 Series | ABR1[0 1 2 3 4 5 D]4H471xVxxxx | Indoor Luminaires | High-Bay | High-Bay Luminaires for Commercial and Industrial Buildings | Premium | FALSE | [9 empty] | 42194 | Dimmable | Continuous Below 10 | Yes |  | 3 | 46000 | 129 | 356 | 20 | 0.9 | 4000 | 70
P3KHPVJ9 | GE Lighting Solutions | Albeo ABR1 Series | ABR1[0 1 2 3 4 5 D]4H479xVxxxx | Indoor Luminaires | High-Bay | High-Bay Luminaires for Commercial and Industrial Buildings | Premium | FALSE | [9 empty] | 42194 | Dimmable | Continuous Below 10 | Yes |  | 3 | 45100 | 127 | 356 | 20 | 0.9 | 4000 | 70
PKJPCTZZ | GE Lighting Solutions | Albeo ABR1 Series | ABR1[0 1 2 3 4 5 D]4T471xVxxxx | Indoor Luminaires | High-Bay | High-Bay Luminaires for Commercial and Industrial Buildings | Premium | FALSE | [9 empty] | 42194 |  |  | Yes |  | 3 | 34800 | 139 | 250 | 20 | 0.9 | 4000 | 70
PESKDF1K | GE Lighting Solutions | Albeo ABR1 Series | ABR1[0 1 2 3 4 5 D]4T479xVxxxx | Indoor Luminaires | High-Bay | High-Bay Luminaires for Commercial and Industrial Buildings | Premium | FALSE | [9 empty] | 42194 |  |  | Yes |  | 3 | 34200 | 137 | 250 | 20 | 0.9 | 4000 | 70
PQSU9P3K | GE Lighting Solutions | Albeo ABR1 Series | ABR1[0 1 2 3 4 5 D]4T475xVxxxx | Indoor Luminaires | High-Bay | High-Bay Luminaires for Commercial and Industrial Buildings | Premium | FALSE | [9 empty] | 42194 |  |  | Yes |  | 3 | 32400 | 130 | 250 | 20 | 0.9 | 4000 | 70
PVXW8F11 | GE Lighting Solutions | Albeo ABR1 Series | ABR1[0 1 2 3 4 5 D]2H471xVxxxx | Indoor Luminaires | High-Bay | High-Bay Luminaires for Commercial and Industrial Buildings | Premium | FALSE | [9 empty] | 42194 |  |  | Yes |  | 3 | 23000 | 129 | 178 | 20 | 0.9 | 4000 | 70
PGMAWW7M | GE Lighting Solutions | Albeo ABR1 Series | ABR1[0 1 2 3 4 5 D]2H479xVxxxx | Indoor Luminaires | High-Bay | High-Bay Luminaires for Commercial and Industrial Buildings | Premium | FALSE | [9 empty] | 42194 |  |  | Yes |  | 3 | 22600 | 127 | 178 | 20 | 0.9 | 4000 | 70
PHERUBQT | GE Lighting Solutions | Albeo ABR1 Series | ABR1[0 1 2 3 4 5 D]2H475xVxxxx | Indoor Luminaires | High-Bay | High-Bay Luminaires for Commercial and Industrial Buildings | Premium | FALSE | [9 empty] | 42194 |  |  | Yes |  | 3 | 21400 | 120 | 178 | 20 | 0.9 | 4000 | 70
PTW4R7FP | GE Lighting Solutions | Albeo ABR1 Series | ABR1[0 1 2 3 4 5 D]2T471xVxxxx | Indoor Luminaires | High-Bay | High-Bay Luminaires for Commercial and Industrial Buildings | Premium | FALSE | [9 empty] | 42194 |  |  | Yes |  | 3 | 17400 | 139 | 125 | 20 | 0.9 | 4000 | 70
P7YDEBTP | GE Lighting Solutions | Albeo ABR1 Series | ABR1[0 1 2 3 4 5 D]2T479xVxxxx | Indoor Luminaires | High-Bay | High-Bay Luminaires for Commercial and Industrial Buildings | Premium | FALSE | [9 empty] | 42194 | Dimmable | Continuous Below 10 | Yes |  | 3 | 17100 | 137 | 125 | 20 | 0.9 | 4000 | 70
P91GC293 | GE Lighting Solutions | Albeo ABR1 Series | ABR1[0 1 2 3 4 5 D]2T475xVxxxx | Indoor Luminaires | High-Bay | High-Bay Luminaires for Commercial and Industrial Buildings | Premium | FALSE | [9 empty] | 42194 | Dimmable | Continuous Below 10 | Yes |  | 3 | 16200 | 130 | 125 | 20 | 0.9 | 4000 | 70
PVRHBJ3H | GE Lighting Solutions | Albeo ABR1 Series | ABR1[0 1 2 3 4 5 D]1H471xVxxxx | Indoor Luminaires | High-Bay | High-Bay Luminaires for Commercial and Industrial Buildings | Premium | FALSE | [9 empty] | 42194 |  |  | Yes |  | 3 | 11800 | 131 | 90 | 20 | 0.9 | 4000 | 70
PDUYMVY1 | GE Lighting Solutions | Albeo ABR1 Series | ABR1[0 1 2 3 4 5 D]1H479xVxxxx | Indoor Luminaires | High-Bay | High-Bay Luminaires for Commercial and Industrial Buildings | Premium | FALSE | [9 empty] | 42194 | Dimmable | Continuous Below 10 | Yes |  | 3 | 11600 | 129 | 90 | 20 | 0.9 | 4000 | 70
PSKHFDSD | GE Lighting Solutions | Albeo ABR1 Series | ABR1[0 1 2 3 4 5 D]1H475xVxxxx | Indoor Luminaires | High-Bay | High-Bay Luminaires for Commercial and Industrial Buildings | Premium | FALSE | [9 empty] | 42194 |  |  | Yes |  | 3 | 11000 | 122 | 90 | 20 | 0.9 | 4000 | 70
PR1GQZX7 | GE Lighting Solutions | Albeo ABR1 Series | ABR1[0 1 2 3 4 5 D]1T471xVxxxx | Indoor Luminaires | High-Bay | Low-Bay Luminaires for Commercial and Industrial Buildings | Premium | FALSE | [9 empty] | 42194 |  |  | Yes |  | 3 | 8800 | 138 | 64 | 20 | 0.9 | 4000 | 70
PQDBWRHP | GE Lighting Solutions | Albeo ABR1 Series | ABR1[0 1 2 3 4 5 D]1T479xVxxxx | Indoor Luminaires | High-Bay | Low-Bay Luminaires for Commercial and Industrial Buildings | Premium | FALSE | [9 empty] | 42194 |  |  | Yes |  | 3 | 8700 | 136 | 64 | 20 | 0.9 | 4000 | 70
P1XE7ZVJ | Dialight | Vigilant 60K | H6XGNN94D-xxxx | Indoor Luminaires | High-Bay | High-Bay Luminaires for Commercial and Industrial Buildings | Standard | FALSE | [9 empty] | 42194 |  |  | NotYetVerified | Updated 9/21/2016 | 3 | 60000 | 115.38 | 520 | 20 | 0.9 | 4000 | 70
PA16AU7U | Eaton (formerly Cooper Lighting) | Metalux | 8TSNLED-LD4-90SL-LC-[Voltages include 120-277V]-[Emergency include blank EL EL10W]-[Wiring include blank PI/CPI]-[Motion Sensors include blank SA-EMRS LB- or HB-ERMS360 LB- or HB-MRMS360]-L850-SD2-[Packaging] | Indoor Luminaires | High-Bay | Low-Bay Luminaires for Commercial and Industrial Buildings | Standard | FALSE | [9 empty] | 42194 |  |  | NotYetVerified |  | 3 | 9900.34 | 117.29 | 84.41 | 12.5 | 0.99 | 5000 | 82
PNP456ZV | Eaton (formerly Cooper Lighting) | Metalux | 8TSNLED-LD4-91SL-LN-[Voltages include 120-277V]-[Emergency include blank EL EL10W]-[Wiring include blank PI/CPI]-[Motion Sensors include blank SA-EMRS LB- or HB-ERMS360 LB- or HB-MRMS360]-L850-SD2-[Packaging] | Indoor Luminaires | High-Bay | Low-Bay Luminaires for Commercial and Industrial Buildings | Standard | FALSE | [9 empty] | 42194 |  |  | NotYetVerified |  | 3 | 9869.14 | 116.92 | 84.41 | 12.5 | 0.99 | 5000 | 82
P1A3B2ZU | Eaton (formerly Cooper Lighting) | Metalux | 8TSNLED-LD4-86SL-RW-[Voltages include 120-277V]-[Emergency include blank EL EL10W]-[Wiring include blank PI/CPI]-[Motion Sensors include blank LB- or HB-ERMS360 LB- or HB-MRMS360]-L850-SD2-[Packaging] | Indoor Luminaires | High-Bay | Low-Bay Luminaires for Commercial and Industrial Buildings | Standard | FALSE | [9 empty] | 42194 |  |  | NotYetVerified |  | 3 | 9380.36 | 111.13 | 84.41 | 12.5 | 0.99 | 5000 | 82
PT71HQGR | Eaton (formerly Cooper Lighting) | Metalux | 8TSNLED-LD4-81SL-LW-[Voltages include 120-277V]-[Emergency include blank EL EL10W]-[Wiring include blank PI/CPI]-[Motion Sensors include blank SA-EMRS LB- or HB-ERMS360 LB- or HB-MRMS360]-L850-SD2-[Packaging] | Indoor Luminaires | High-Bay | Low-Bay Luminaires for Commercial and Industrial Buildings | Standard | FALSE | [9 empty] | 42194 |  |  | NotYetVerified |  | 3 | 8839.59 | 104.72 | 84.41 | 12.5 | 0.99 | 5000 | 82
PPQ6B7CP | Eaton (formerly Cooper Lighting) | Metalux | 4SNLED-LD4-48SL-[Voltages include 120-277V]-[Emergency include blank EL EL10W]-[Wiring include blank PI/CPI]-[Motion Sensors include blank LB- or HB-ERMS360 LB- or HB-MRMS360]-L850-SD1-[Packaging] | Indoor Luminaires | High-Bay | Low-Bay Luminaires for Commercial and Industrial Buildings | Standard | FALSE | [9 empty] | 42194 |  |  | NotYetVerified |  | 3 | 5199.76 | 123.2 | 42.21 | 12.5 | 0.99 | 5000 | 82
PF6GUT2P | Eaton (formerly Cooper Lighting) | Metalux | 4SNLED-LD4-47SL-RM-[Voltages include 120-277V]-[Emergency include blank EL EL10W]-[Wiring include blank PI/CPI]-[Motion Sensors include blank LB- or HB-ERMS360 LB- or HB-MRMS360]-L850-SD1-[Packaging] | Indoor Luminaires | High-Bay | Low-Bay Luminaires for Commercial and Industrial Buildings | Standard | FALSE | [9 empty] | 42194 |  |  | NotYetVerified |  | 3 | 5083.87 | 120.46 | 42.21 | 12.5 | 0.99 | 5000 | 82
PG9VD896 | Eaton (formerly Cooper Lighting) | Metalux | 4SNLED-LD4-46SL-LC-[Voltages include 120-277V]-[Emergency include blank EL EL10W]-[Wiring include blank PI/CPI]-[Motion Sensors include blank SA-EMRS LB- or HB-ERMS360 LB- or HB-MRMS360]-L850-SD1-[Packaging] | Indoor Luminaires | High-Bay | Low-Bay Luminaires for Commercial and Industrial Buildings | Standard | FALSE | [9 empty] | 42194 |  |  | NotYetVerified |  | 3 | 4951.9 | 117.33 | 42.21 | 12.5 | 0.99 | 5000 | 82
PEN5KVA7 | Eaton (formerly Cooper Lighting) | Metalux | 4SNLED-LD4-46SL-LN-[Voltages include 120-277V]-[Emergency include blank EL EL10W]-[Wiring include blank PI/CPI]-[Motion Sensors include blank SA-EMRS LB- or HB-ERMS360 LB- or HB-MRMS360]-L850-SD1-[Packaging] | Indoor Luminaires | High-Bay | Low-Bay Luminaires for Commercial and Industrial Buildings | Standard | FALSE | [9 empty] | 42194 |  |  | NotYetVerified |  | 3 | 4936.87 | 116.97 | 42.21 | 12.5 | 0.99 | 5000 | 82
PUTRE9WZ | Eaton (formerly Cooper Lighting) | Metalux | 8TSNLED-LD4-88SL-LW-[Voltages include 120-277V]-[Emergency include blank EL EL10W]-[Wiring include blank PI/CPI]-[Motion Sensors include blank SA-EMRS LB- or HB-ERMS360 LB- or HB-MRMS360]-L850-SD2-[Packaging] | Indoor Luminaires | High-Bay | Low-Bay Luminaires for Commercial and Industrial Buildings | Standard | FALSE | [9 empty] | 42194 |  |  | NotYetVerified |  | 3 | 9565.58 | 102.8 | 93.05 | 11.8 | 0.991 | 5000 | 82
PE4EKG7M | Eaton (formerly Cooper Lighting) | Metalux | 4SNLED-LD4-52SL-[Voltages include 120-277V]-[Emergency include blank EL EL10W]-[Wiring include blank PI/CPI]-[Motion Sensors include blank LB- or HB-ERMS360 LB- or HB-MRMS360]-L850-SD1-[Packaging] | Indoor Luminaires | High-Bay | Low-Bay Luminaires for Commercial and Industrial Buildings | Standard | FALSE | [9 empty] | 42194 |  |  | NotYetVerified |  | 3 | 5626.81 | 120.94 | 46.53 | 11.8 | 0.991 | 5000 | 82
PJPPMQH1 | Eaton (formerly Cooper Lighting) | Metalux | 4SNLED-LD4-50SL-RM-[Voltages include 120-277V]-[Emergency include blank EL EL10W]-[Wiring include blank PI/CPI]-[Motion Sensors include blank LB- or HB-ERMS360 LB- or HB-MRMS360]-L850-SD1-[Packaging] | Indoor Luminaires | High-Bay | Low-Bay Luminaires for Commercial and Industrial Buildings | Standard | FALSE | [9 empty] | 42194 |  |  | NotYetVerified |  | 3 | 5501.41 | 118.24 | 46.53 | 11.8 | 0.991 | 5000 | 82
PDMM8D7M | Eaton (formerly Cooper Lighting) | Metalux | 4SNLED-LD4-49SL-LC-[Voltages include 120-277V]-[Emergency include blank EL EL10W]-[Wiring include blank PI/CPI]-[Motion Sensors include blank SA-EMRS LB- or HB-ERMS360 LB- or HB-MRMS360]-L850-SD1-[Packaging] | Indoor Luminaires | High-Bay | Low-Bay Luminaires for Commercial and Industrial Buildings | Standard | FALSE | [9 empty] | 42194 |  |  | NotYetVerified |  | 3 | 5358.59 | 115.18 | 46.53 | 11.8 | 0.991 | 5000 | 82
PJ1Z6Z76 | Eaton (formerly Cooper Lighting) | Metalux | 4SNLED-LD4-49SL-LN-[Voltages include 120-277V]-[Emergency include blank EL EL10W]-[Wiring include blank PI/CPI]-[Motion Sensors include blank SA-EMRS LB- or HB-ERMS360 LB- or HB-MRMS360]-L850-SD1-[Packaging] | Indoor Luminaires | High-Bay | Low-Bay Luminaires for Commercial and Industrial Buildings | Standard | FALSE | [9 empty] | 42194 |  |  | NotYetVerified |  | 3 | 5342.34 | 114.83 | 46.53 | 11.8 | 0.991 | 5000 | 82
PYV4QX8E | Eaton (formerly Cooper Lighting) | Metalux | 4SNLED-LD4-46SL-RW-[Voltages include 120-277V]-[Emergency include blank EL EL10W]-[Wiring include blank PI/CPI]-[Motion Sensors include blank LB- or HB-ERMS360 LB- or HB-MRMS360]-L850-SD1-[Packaging] | Indoor Luminaires | High-Bay | Low-Bay Luminaires for Commercial and Industrial Buildings | Standard | FALSE | [9 empty] | 42194 |  |  | NotYetVerified |  | 3 | 5072.96 | 109.04 | 46.53 | 11.8 | 0.991 | 5000 | 82
PCFH4MU7 | Eaton (formerly Cooper Lighting) | Metalux | 4SNLED-LD4-56SL-[Voltages include 120-277V]-[Emergency include blank EL EL10W]-[Wiring include blank PI/CPI]-[Motion Sensors include blank LB- or HB-ERMS360 LB- or HB-MRMS360]-L850-SD1-[Packaging] | Indoor Luminaires | High-Bay | Low-Bay Luminaires for Commercial and Industrial Buildings | Standard | FALSE | [9 empty] | 42194 |  |  | NotYetVerified |  | 3 | 6035.63 | 118.81 | 50.8 | 11.2 | 0.992 | 5000 | 82
PFKPMGAR | Eaton (formerly Cooper Lighting) | Metalux | 4SNLED-LD4-54SL-RM-[Voltages include 120-277V]-[Emergency include blank EL EL10W]-[Wiring include blank PI/CPI]-[Motion Sensors include blank LB- or HB-ERMS360 LB- or HB-MRMS360]-L850-SD1-[Packaging] | Indoor Luminaires | High-Bay | Low-Bay Luminaires for Commercial and Industrial Buildings | Standard | FALSE | [9 empty] | 42194 |  |  | NotYetVerified |  | 3 | 5901.11 | 116.16 | 50.8 | 11.2 | 0.992 | 5000 | 82
PRYHABYC | Eaton (formerly Cooper Lighting) | Metalux | 4SNLED-LD4-52SL-LC-[Voltages include 120-277V]-[Emergency include blank EL EL10W]-[Wiring include blank PI/CPI]-[Motion Sensors include blank SA-EMRS LB- or HB-ERMS360 LB- or HB-MRMS360]-L850-SD1-[Packaging] | Indoor Luminaires | High-Bay | Low-Bay Luminaires for Commercial and Industrial Buildings | Standard | FALSE | [9 empty] | 42194 |  |  | NotYetVerified |  | 3 | 5747.92 | 113.15 | 50.8 | 11.2 | 0.992 | 5000 | 82
PSWXCTEV | Eaton (formerly Cooper Lighting) | Metalux | 4SNLED-LD4-53SL-LN-[Voltages include 120-277V]-[Emergency include blank EL EL10W]-[Wiring include blank PI/CPI]-[Motion Sensors include blank SA-EMRS LB- or HB-ERMS360 LB- or HB-MRMS360]-L850-SD1-[Packaging] | Indoor Luminaires | High-Bay | Low-Bay Luminaires for Commercial and Industrial Buildings | Standard | FALSE | [9 empty] | 42194 |  |  | NotYetVerified |  | 3 | 5730.48 | 112.8 | 50.8 | 11.2 | 0.992 | 5000 | 82
PGPMH5RV | Eaton (formerly Cooper Lighting) | Metalux | 4SNLED-LD4-50SL-RW-[Voltages include 120-277V]-[Emergency include blank EL EL10W]-[Wiring include blank PI/CPI]-[Motion Sensors include blank LB- or HB-ERMS360 LB- or HB-MRMS360]-L850-SD1-[Packaging] | Indoor Luminaires | High-Bay | Low-Bay Luminaires for Commercial and Industrial Buildings | Standard | FALSE | [9 empty] | 42194 |  |  | NotYetVerified |  | 3 | 5441.53 | 107.12 | 50.8 | 11.2 | 0.992 | 5000 | 82
PN77AG81 | Eaton (formerly Cooper Lighting) | Metalux | 4SNLED-LD4-47SL-LW-[Voltages include 120-277V]-[Emergency include blank EL EL10W]-[Wiring include blank PI/CPI]-[Motion Sensors include blank SA-EMRS LB- or HB-ERMS360 LB- or HB-MRMS360]-L850-SD1-[Packaging] | Indoor Luminaires | High-Bay | Low-Bay Luminaires for Commercial and Industrial Buildings | Standard | FALSE | [9 empty] | 42194 |  |  | NotYetVerified |  | 3 | 5130.16 | 100.99 | 50.8 | 11.2 | 0.992 | 5000 | 82
P4AR4U6B | Eaton (formerly Cooper Lighting) | Metalux | 4SNLED-LD4-64HL-[Voltages include 120-277V]-[Emergency include blank EL EL10W]-[Wiring include blank PI/CPI]-[Motion Sensors include blank LB- or HB-ERMS360 LB- or HB-MRMS360]-L850-SD1-[Packaging] | Indoor Luminaires | High-Bay | Low-Bay Luminaires for Commercial and Industrial Buildings | Standard | FALSE | [9 empty] | 42194 |  |  | NotYetVerified |  | 3 | 6889.73 | 134.6 | 51.19 | 10.9 | 0.992 | 5000 | 82
P99UU8KQ | Eaton (formerly Cooper Lighting) | Metalux | 4SNLED-LD4-62HL-RM-[Voltages include 120-277V]-[Emergency include blank EL EL10W]-[Wiring include blank PI/CPI]-[Motion Sensors include blank LB- or HB-ERMS360 LB- or HB-MRMS360]-L850-SD1-[Packaging] | Indoor Luminaires | High-Bay | Low-Bay Luminaires for Commercial and Industrial Buildings | Standard | FALSE | [9 empty] | 42194 |  |  | NotYetVerified |  | 3 | 6736.19 | 131.6 | 51.19 | 10.9 | 0.992 | 5000 | 82
PRDZYV55 | Eaton (formerly Cooper Lighting) | Metalux | 4SNLED-LD4-60HL-LC-[Voltages include 120-277V]-[Emergency include blank EL EL10W]-[Wiring include blank PI/CPI]-[Motion Sensors include blank SA-EMRS LB- or HB-ERMS360 LB- or HB-MRMS360]-L850-SD1-[Packaging] | Indoor Luminaires | High-Bay | Low-Bay Luminaires for Commercial and Industrial Buildings | Standard | FALSE | [9 empty] | 42194 |  |  | NotYetVerified |  | 3 | 6561.31 | 128.18 | 51.19 | 10.9 | 0.992 | 5000 | 82
PH254FUB | Eaton (formerly Cooper Lighting) | Metalux | 4SNLED-LD4-60HL-LN-[Voltages include 120-277V]-[Emergency include blank EL EL10W]-[Wiring include blank PI/CPI]-[Motion Sensors include blank SA-EMRS LB- or HB-ERMS360 LB- or HB-MRMS360]-L850-SD1-[Packaging] | Indoor Luminaires | High-Bay | Low-Bay Luminaires for Commercial and Industrial Buildings | Standard | FALSE | [9 empty] | 42194 |  |  | NotYetVerified |  | 3 | 6541.41 | 127.79 | 51.19 | 10.9 | 0.992 | 5000 | 82
PR7DW2BM | Eaton (formerly Cooper Lighting) | Metalux | 4SNLED-LD4-57HL-RW-[Voltages include 120-277V]-[Emergency include blank EL EL10W]-[Wiring include blank PI/CPI]-[Motion Sensors include blank LB- or HB-ERMS360 LB- or HB-MRMS360]-L850-SD1-[Packaging] | Indoor Luminaires | High-Bay | Low-Bay Luminaires for Commercial and Industrial Buildings | Standard | FALSE | [9 empty] | 42194 |  |  | NotYetVerified |  | 3 | 6211.56 | 121.35 | 51.19 | 10.9 | 0.992 | 5000 | 82
PNMY9BE2 | Eaton (formerly Cooper Lighting) | Metalux | 4SNLED-LD4-54HL-LW-[Voltages include 120-277V]-[Emergency include blank EL EL10W]-[Wiring include blank PI/CPI]-[Motion Sensors include blank SA-EMRS LB- or HB-ERMS360 LB- or HB-MRMS360]-L850-SD1-[Packaging] | Indoor Luminaires | High-Bay | Low-Bay Luminaires for Commercial and Industrial Buildings | Standard | FALSE | [9 empty] | 42194 |  |  | NotYetVerified |  | 3 | 5856.13 | 114.4 | 51.19 | 10.9 | 0.992 | 5000 | 82
PVCXZJZS | Eaton (formerly Cooper Lighting) | Metalux | 4SNLED-LD4-60SL-[Voltages include 120-277V]-[Emergency include blank EL EL10W]-[Wiring include blank PI/CPI]-[Motion Sensors include blank LB- or HB-ERMS360 LB- or HB-MRMS360]-L850-SD1-[Packaging] | Indoor Luminaires | High-Bay | Low-Bay Luminaires for Commercial and Industrial Buildings | Standard | FALSE | [9 empty] | 42194 |  |  | NotYetVerified |  | 3 | 6438 | 113.66 | 56.64 | 10.51 | 0.993 | 5000 | 82
PJQBU9PM | Eaton (formerly Cooper Lighting) | Metalux | 4SNLED-LD4-58SL-RM-[Voltages include 120-277V]-[Emergency include blank EL EL10W]-[Wiring include blank PI/CPI]-[Motion Sensors include blank LB- or HB-ERMS360 LB- or HB-MRMS360]-L850-SD1-[Packaging] | Indoor Luminaires | High-Bay | Low-Bay Luminaires for Commercial and Industrial Buildings | Standard | FALSE | [9 empty] | 42194 |  |  | NotYetVerified |  | 3 | 6294.52 | 111.12 | 56.64 | 10.51 | 0.993 | 5000 | 82
PGHF5CF9 | Eaton (formerly Cooper Lighting) | Metalux | 4SNLED-LD4-56SL-LC-[Voltages include 120-277V]-[Emergency include blank EL EL10W]-[Wiring include blank PI/CPI]-[Motion Sensors include blank SA-EMRS LB- or HB-ERMS360 LB- or HB-MRMS360]-L850-SD1-[Packaging] | Indoor Luminaires | High-Bay | Low-Bay Luminaires for Commercial and Industrial Buildings | Standard | FALSE | [9 empty] | 42194 |  |  | NotYetVerified |  | 3 | 6131.11 | 108.24 | 56.64 | 10.51 | 0.993 | 5000 | 82
PCJ2MR4Y | Eaton (formerly Cooper Lighting) | Metalux | 4SNLED-LD4-56SL-LN-[Voltages include 120-277V]-[Emergency include blank EL EL10W]-[Wiring include blank PI/CPI]-[Motion Sensors include blank SA-EMRS LB- or HB-ERMS360 LB- or HB-MRMS360]-L850-SD1-[Packaging] | Indoor Luminaires | High-Bay | Low-Bay Luminaires for Commercial and Industrial Buildings | Standard | FALSE | [9 empty] | 42194 |  |  | NotYetVerified |  | 3 | 6112.51 | 107.91 | 56.64 | 10.51 | 0.993 | 5000 | 82
P6BFNW1V | Eaton (formerly Cooper Lighting) | Metalux | 4SNLED-LD4-54SL-RW-[Voltages include 120-277V]-[Emergency include blank EL EL10W]-[Wiring include blank PI/CPI]-[Motion Sensors include blank LB- or HB-ERMS360 LB- or HB-MRMS360]-L850-SD1-[Packaging] | Indoor Luminaires | High-Bay | Low-Bay Luminaires for Commercial and Industrial Buildings | Standard | FALSE | [9 empty] | 42194 |  |  | NotYetVerified |  | 3 | 5804.3 | 102.47 | 56.64 | 10.51 | 0.993 | 5000 | 82
P63PJK4S | Eaton (formerly Cooper Lighting) | Metalux | 4SNLED-LD4-50SL-LW-[Voltages include 120-277V]-[Emergency include blank EL EL10W]-[Wiring include blank PI/CPI]-[Motion Sensors include blank SA-EMRS LB- or HB-ERMS360 LB- or HB-MRMS360]-L850-SD1-[Packaging] | Indoor Luminaires | High-Bay | Low-Bay Luminaires for Commercial and Industrial Buildings | Standard | FALSE | [9 empty] | 42194 |  |  | NotYetVerified |  | 3 | 5472.17 | 96.61 | 56.64 | 10.51 | 0.993 | 5000 | 82
PNCN2E7R | Eaton (formerly Cooper Lighting) | Metalux | 4SNLED-LD4-47SL-LW-[Voltages include 120-277V]-[Emergency include blank EL EL10W]-[Wiring include blank PI/CPI]-[Motion Sensors include blank SA-EMRS LB- or HB-ERMS360 LB- or HB-MRMS360]-L850-[Driver Types include CD 5LTD]1-[Packaging] | Indoor Luminaires | High-Bay | Low-Bay Luminaires for Commercial and Industrial Buildings | Standard | FALSE | [9 empty] | 42194 |  |  | NotYetVerified |  | 3 | 5130.16 | 102.18 | 50.21 | 13.18 | 0.992 | 5000 | 82
PEDZVDQQ | Eaton (formerly Cooper Lighting) | Metalux | 8TSNLED-LD4-64SL-[Voltages include 120-277V]-[Emergency include blank EL EL10W]-[Wiring include blank PI/CPI]-[Motion Sensors include blank LB- or HB-ERMS360 LB- or HB-MRMS360]-L850-[Driver Types include CD 5LTD]1-[Packaging] | Indoor Luminaires | High-Bay | Low-Bay Luminaires for Commercial and Industrial Buildings | Standard | FALSE | [9 empty] | 42194 |  |  | NotYetVerified |  | 3 | 6897.24 | 139.05 | 49.6 | 10.6 | 0.993 | 5000 | 82
PQ9PGDQ1 | Eaton (formerly Cooper Lighting) | Metalux | 8TSNLED-LD4-62SL-RM-[Voltages include 120-277V]-[Emergency include blank EL EL10W]-[Wiring include blank PI/CPI]-[Motion Sensors include blank LB- or HB-ERMS360 LB- or HB-MRMS360]-L850-[Driver Types include CD 5LTD]1-[Packaging] | Indoor Luminaires | High-Bay | Low-Bay Luminaires for Commercial and Industrial Buildings | Standard | FALSE | [9 empty] | 42194 |  |  | NotYetVerified |  | 3 | 6745.5 | 135.99 | 49.6 | 10.6 | 0.993 | 5000 | 82
PQJFS2W9 | Eaton (formerly Cooper Lighting) | Metalux | 8TSNLED-LD4-60SL-LC-[Voltages include 120-277V]-[Emergency include blank EL EL10W]-[Wiring include blank PI/CPI]-[Motion Sensors include blank SA-EMRS LB- or HB-ERMS360 LB- or HB-MRMS360]-L850-[Driver Types include CD 5LTD]1-[Packaging] | Indoor Luminaires | High-Bay | Low-Bay Luminaires for Commercial and Industrial Buildings | Standard | FALSE | [9 empty] | 42194 |  |  | NotYetVerified |  | 3 | 6566.18 | 132.38 | 49.6 | 10.6 | 0.993 | 5000 | 82
PG1F59T9 | Eaton (formerly Cooper Lighting) | Metalux | 8TSNLED-LD4-60SL-LN-[Voltages include 120-277V]-[Emergency include blank EL EL10W]-[Wiring include blank PI/CPI]-[Motion Sensors include blank SA-EMRS LB- or HB-ERMS360 LB- or HB-MRMS360]-L850-[Driver Types include CD 5LTD]1-[Packaging] | Indoor Luminaires | High-Bay | Low-Bay Luminaires for Commercial and Industrial Buildings | Standard | FALSE | [9 empty] | 42194 |  |  | NotYetVerified |  | 3 | 6545.48 | 131.96 | 49.6 | 10.6 | 0.993 | 5000 | 82
PZJXQ6DC | Eaton (formerly Cooper Lighting) | Metalux | 8TSNLED-LD4-57SL-RW-[Voltages include 120-277V]-[Emergency include blank EL EL10W]-[Wiring include blank PI/CPI]-[Motion Sensors include blank LB- or HB-ERMS360 LB- or HB-MRMS360]-L850-[Driver Types include CD 5LTD]1-[Packaging] | Indoor Luminaires | High-Bay | Low-Bay Luminaires for Commercial and Industrial Buildings | Standard | FALSE | [9 empty] | 42194 |  |  | NotYetVerified |  | 3 | 6221.31 | 125.42 | 49.6 | 10.6 | 0.993 | 5000 | 82
PN4JGMQX | Eaton (formerly Cooper Lighting) | Metalux | 8TSNLED-LD4-54SL-LW-[Voltages include 120-277V]-[Emergency include blank EL EL10W]-[Wiring include blank PI/CPI]-[Motion Sensors include blank SA-EMRS LB- or HB-ERMS360 LB- or HB-MRMS360]-L850-[Driver Types include CD 5LTD]1-[Packaging] | Indoor Luminaires | High-Bay | Low-Bay Luminaires for Commercial and Industrial Buildings | Standard | FALSE | [9 empty] | 42194 |  |  | NotYetVerified |  | 3 | 5862.66 | 118.19 | 49.6 | 10.6 | 0.993 | 5000 | 82
P2AMHY7B | Eaton (formerly Cooper Lighting) | Metalux | 8TSNLED-LD4-81SL-LW-[Voltages include 120-277V]-[Emergency include blank EL EL10W]-[Wiring include blank PI/CPI]-[Motion Sensors include blank SA-EMRS LB- or HB-ERMS360 LB- or HB-MRMS360]-L850-[Driver Types include CD 5LTD]2-[Packaging] | Indoor Luminaires | High-Bay | Low-Bay Luminaires for Commercial and Industrial Buildings | Standard | FALSE | [9 empty] | 42194 |  |  | NotYetVerified |  | 3 | 8839.59 | 106.43 | 83.05 | 10.15 | 0.99 | 5000 | 82
PBVGZF7X | Eaton (formerly Cooper Lighting) | Metalux | 8TSNLED-LD4-90SL-LC-[Voltages include 120-277V]-[Emergency include blank EL EL10W]-[Wiring include blank PI/CPI]-[Motion Sensors include blank SA-EMRS LB- or HB-ERMS360 LB- or HB-MRMS360]-L850-[Driver Types include CD 5LTD 5LTHD]2-[Packaging] | Indoor Luminaires | High-Bay | Low-Bay Luminaires for Commercial and Industrial Buildings | Standard | FALSE | [9 empty] | 42194 |  |  | NotYetVerified |  | 3 | 9900.34 | 119.27 | 83.01 | 9.7 | 0.99 | 5000 | 82
PAATEYEP | Eaton (formerly Cooper Lighting) | Metalux | 8TSNLED-LD4-91SL-LN-[Voltages include 120-277V]-[Emergency include blank EL EL10W]-[Wiring include blank PI/CPI]-[Motion Sensors include blank SA-EMRS LB- or HB-ERMS360 LB- or HB-MRMS360]-L850-[Driver Types include CD 5LTD 5LTHD]2-[Packaging] | Indoor Luminaires | High-Bay | Low-Bay Luminaires for Commercial and Industrial Buildings | Standard | FALSE | [9 empty] | 42194 |  |  | NotYetVerified |  | 3 | 9869.14 | 118.89 | 83.01 | 9.7 | 0.99 | 5000 | 82
PRN6KUXK | Eaton (formerly Cooper Lighting) | Metalux | 8TSNLED-LD4-86SL-RW-[Voltages include 120-277V]-[Emergency include blank EL EL10W]-[Wiring include blank PI/CPI]-[Motion Sensors include blank LB- or HB-ERMS360 LB- or HB-MRMS360]-L850-[Driver Types include CD 5LTD 5LTHD]2-[Packaging] | Indoor Luminaires | High-Bay | Low-Bay Luminaires for Commercial and Industrial Buildings | Standard | FALSE | [9 empty] | 42194 |  |  | NotYetVerified |  | 3 | 9380.36 | 113.01 | 83.01 | 9.7 | 0.99 | 5000 | 82
P9T75BE6 | Eaton (formerly Cooper Lighting) | Metalux | 4SNLED-LD4-48SL-[Voltages include 120-277V]-[Emergency include blank EL EL10W]-[Wiring include blank PI/CPI]-[Motion Sensors include blank LB- or HB-ERMS360 LB- or HB-MRMS360]-L850-[Driver Types include CD 5LTD 5LTHD]1-[Packaging] | Indoor Luminaires | High-Bay | Low-Bay Luminaires for Commercial and Industrial Buildings | Standard | FALSE | [9 empty] | 42194 |  |  | NotYetVerified |  | 3 | 5199.76 | 125.28 | 41.5 | 9.7 | 0.99 | 5000 | 82
PG6Y79W4 | Eaton (formerly Cooper Lighting) | Metalux | 4SNLED-LD4-47SL-RM-[Voltages include 120-277V]-[Emergency include blank EL EL10W]-[Wiring include blank PI/CPI]-[Motion Sensors include blank LB- or HB-ERMS360 LB- or HB-MRMS360]-L850-[Driver Types include CD 5LTD 5LTHD]1-[Packaging] | Indoor Luminaires | High-Bay | Low-Bay Luminaires for Commercial and Industrial Buildings | Standard | FALSE | [9 empty] | 42194 |  |  | NotYetVerified |  | 3 | 5083.87 | 122.49 | 41.5 | 9.7 | 0.99 | 5000 | 82
PB3C2Q5Q | Eaton (formerly Cooper Lighting) | Metalux | 4SNLED-LD4-46SL-LC-[Voltages include 120-277V]-[Emergency include blank EL EL10W]-[Wiring include blank PI/CPI]-[Motion Sensors include blank SA-EMRS LB- or HB-ERMS360 LB- or HB-MRMS360]-L850-[Driver Types include CD 5LTD 5LTHD]1-[Packaging] | Indoor Luminaires | High-Bay | Low-Bay Luminaires for Commercial and Industrial Buildings | Standard | FALSE | [9 empty] | 42194 |  |  | NotYetVerified |  | 3 | 4951.9 | 119.31 | 41.5 | 9.7 | 0.99 | 5000 | 82
PPQ6XY2Q | Eaton (formerly Cooper Lighting) | Metalux | 4SNLED-LD4-46SL-LN-[Voltages include 120-277V]-[Emergency include blank EL EL10W]-[Wiring include blank PI/CPI]-[Motion Sensors include blank SA-EMRS LB- or HB-ERMS360 LB- or HB-MRMS360]-L850-[Driver Types include CD 5LTD 5LTHD]1-[Packaging] | Indoor Luminaires | High-Bay | Low-Bay Luminaires for Commercial and Industrial Buildings | Standard | FALSE | [9 empty] | 42194 |  |  | NotYetVerified |  | 3 | 4936.87 | 118.95 | 41.5 | 9.7 | 0.99 | 5000 | 82
PK4D1YBM | Eaton (formerly Cooper Lighting) | Metalux | 4SNLED-LD4-60SL-[Voltages include 120-277V]-[Emergency include blank EL EL10W]-[Wiring include blank PI/CPI]-[Motion Sensors include blank LB- or HB-ERMS360 LB- or HB-MRMS360]-L850-[Driver Types include CD 5LTD]1-[Packaging] | Indoor Luminaires | High-Bay | Low-Bay Luminaires for Commercial and Industrial Buildings | Standard | FALSE | [9 empty] | 42194 |  |  | NotYetVerified |  | 3 | 6438 | 115.33 | 55.82 | 9.26 | 0.994 | 5000 | 82
P1MEJU1N | Eaton (formerly Cooper Lighting) | Metalux | 4SNLED-LD4-58SL-RM-[Voltages include 120-277V]-[Emergency include blank EL EL10W]-[Wiring include blank PI/CPI]-[Motion Sensors include blank LB- or HB-ERMS360 LB- or HB-MRMS360]-L850-[Driver Types include CD 5LTD]1-[Packaging] | Indoor Luminaires | High-Bay | Low-Bay Luminaires for Commercial and Industrial Buildings | Standard | FALSE | [9 empty] | 42194 |  |  | NotYetVerified |  | 3 | 6294.52 | 112.76 | 55.82 | 9.26 | 0.994 | 5000 | 82
PV8Q8F9K | Eaton (formerly Cooper Lighting) | Metalux | 4SNLED-LD4-56SL-LC-[Voltages include 120-277V]-[Emergency include blank EL EL10W]-[Wiring include blank PI/CPI]-[Motion Sensors include blank SA-EMRS LB- or HB-ERMS360 LB- or HB-MRMS360]-L850-[Driver Types include CD 5LTD]1-[Packaging] | Indoor Luminaires | High-Bay | Low-Bay Luminaires for Commercial and Industrial Buildings | Standard | FALSE | [9 empty] | 42194 |  |  | NotYetVerified |  | 3 | 6131.11 | 109.83 | 55.82 | 9.26 | 0.994 | 5000 | 82
PGAKXUH2 | Eaton (formerly Cooper Lighting) | Metalux | 4SNLED-LD4-56SL-LN-[Voltages include 120-277V]-[Emergency include blank EL EL10W]-[Wiring include blank PI/CPI]-[Motion Sensors include blank SA-EMRS LB- or HB-ERMS360 LB- or HB-MRMS360]-L850-[Driver Types include CD 5LTD]1-[Packaging] | Indoor Luminaires | High-Bay | Low-Bay Luminaires for Commercial and Industrial Buildings | Standard | FALSE | [9 empty] | 42194 |  |  | NotYetVerified |  | 3 | 6112.51 | 109.5 | 55.82 | 9.26 | 0.994 | 5000 | 82
PTCJZX6M | Eaton (formerly Cooper Lighting) | Metalux | 4SNLED-LD4-54SL-RW-[Voltages include 120-277V]-[Emergency include blank EL EL10W]-[Wiring include blank PI/CPI]-[Motion Sensors include blank LB- or HB-ERMS360 LB- or HB-MRMS360]-L850-[Driver Types include CD 5LTD]1-[Packaging] | Indoor Luminaires | High-Bay | Low-Bay Luminaires for Commercial and Industrial Buildings | Standard | FALSE | [9 empty] | 42194 |  |  | NotYetVerified |  | 3 | 5804.3 | 103.98 | 55.82 | 9.26 | 0.994 | 5000 | 82
PEYFGK1F | Eaton (formerly Cooper Lighting) | Metalux | 4SNLED-LD4-50SL-LW-[Voltages include 120-277V]-[Emergency include blank EL EL10W]-[Wiring include blank PI/CPI]-[Motion Sensors include blank SA-EMRS LB- or HB-ERMS360 LB- or HB-MRMS360]-L850-[Driver Types include CD 5LTD]1-[Packaging] | Indoor Luminaires | High-Bay | Low-Bay Luminaires for Commercial and Industrial Buildings | Standard | FALSE | [9 empty] | 42194 |  |  | NotYetVerified |  | 3 | 5472.17 | 98.03 | 55.82 | 9.26 | 0.994 | 5000 | 82
PFK7VG76 | Eaton (formerly Cooper Lighting) | Metalux | 8TSNLED-LD4-88SL-LW-[Voltages include 120-277V]-[Emergency include blank EL EL10W]-[Wiring include blank PI/CPI]-[Motion Sensors include blank SA-EMRS LB- or HB-ERMS360 LB- or HB-MRMS360]-L850-[Driver Types include CD 5LTD]2-[Packaging] | Indoor Luminaires | High-Bay | Low-Bay Luminaires for Commercial and Industrial Buildings | Standard | FALSE | [9 empty] | 42194 |  |  | NotYetVerified |  | 3 | 9565.58 | 104.05 | 91.94 | 9.19 | 0.992 | 5000 | 82
P4817XRR | Eaton (formerly Cooper Lighting) | Metalux | 4SNLED-LD4-64HL-[Voltages include 120-277V]-[Emergency include blank EL EL10W]-[Wiring include blank PI/CPI]-[Motion Sensors include blank LB- or HB-ERMS360 LB- or HB-MRMS360]-L850-[Driver Types include CD 5LTD 5LTHD]1-[Packaging] | Indoor Luminaires | High-Bay | Low-Bay Luminaires for Commercial and Industrial Buildings | Standard | FALSE | [9 empty] | 42194 |  |  | NotYetVerified |  | 3 | 6889.73 | 136.72 | 50.39 | 9.17 | 0.993 | 5000 | 82
PVDKAP4V | Eaton (formerly Cooper Lighting) | Metalux | 4SNLED-LD4-62HL-RM-[Voltages include 120-277V]-[Emergency include blank EL EL10W]-[Wiring include blank PI/CPI]-[Motion Sensors include blank LB- or HB-ERMS360 LB- or HB-MRMS360]-L850-[Driver Types include CD 5LTD 5LTHD]1-[Packaging] | Indoor Luminaires | High-Bay | Low-Bay Luminaires for Commercial and Industrial Buildings | Standard | FALSE | [9 empty] | 42194 |  |  | NotYetVerified |  | 3 | 6736.19 | 133.67 | 50.39 | 9.17 | 0.993 | 5000 | 82
P1JA74S5 | Eaton (formerly Cooper Lighting) | Metalux | 4SNLED-LD4-60HL-LC-[Voltages include 120-277V]-[Emergency include blank EL EL10W]-[Wiring include blank PI/CPI]-[Motion Sensors include blank SA-EMRS LB- or HB-ERMS360 LB- or HB-MRMS360]-L850-[Driver Types include CD 5LTD 5LTHD]1-[Packaging] | Indoor Luminaires | High-Bay | Low-Bay Luminaires for Commercial and Industrial Buildings | Standard | FALSE | [9 empty] | 42194 |  |  | NotYetVerified |  | 3 | 6561.31 | 130.2 | 50.39 | 9.17 | 0.993 | 5000 | 82
PGNQ3744 | Eaton (formerly Cooper Lighting) | Metalux | 4SNLED-LD4-60HL-LN-[Voltages include 120-277V]-[Emergency include blank EL EL10W]-[Wiring include blank PI/CPI]-[Motion Sensors include blank SA-EMRS LB- or HB-ERMS360 LB- or HB-MRMS360]-L850-[Driver Types include CD 5LTD 5LTHD]1-[Packaging] | Indoor Luminaires | High-Bay | Low-Bay Luminaires for Commercial and Industrial Buildings | Standard | FALSE | [9 empty] | 42194 |  |  | NotYetVerified |  | 3 | 6541.41 | 129.81 | 50.39 | 9.17 | 0.993 | 5000 | 82
PEUA3Q1T | Eaton (formerly Cooper Lighting) | Metalux | 4SNLED-LD4-57HL-RW-[Voltages include 120-277V]-[Emergency include blank EL EL10W]-[Wiring include blank PI/CPI]-[Motion Sensors include blank LB- or HB-ERMS360 LB- or HB-MRMS360]-L850-[Driver Types include CD 5LTD 5LTHD]1-[Packaging] | Indoor Luminaires | High-Bay | Low-Bay Luminaires for Commercial and Industrial Buildings | Standard | FALSE | [9 empty] | 42194 |  |  | NotYetVerified |  | 3 | 6211.56 | 123.26 | 50.39 | 9.17 | 0.993 | 5000 | 82
P12RMNGS | Eaton (formerly Cooper Lighting) | Metalux | 4SNLED-LD4-54HL-LW-[Voltages include 120-277V]-[Emergency include blank EL EL10W]-[Wiring include blank PI/CPI]-[Motion Sensors include blank SA-EMRS LB- or HB-ERMS360 LB- or HB-MRMS360]-L850-[Driver Types include CD 5LTD 5LTHD]1-[Packaging] | Indoor Luminaires | High-Bay | Low-Bay Luminaires for Commercial and Industrial Buildings | Standard | FALSE | [9 empty] | 42194 |  |  | NotYetVerified |  | 3 | 5856.13 | 116.21 | 50.39 | 9.17 | 0.993 | 5000 | 82
PYJNATZ6 | Eaton (formerly Cooper Lighting) | Metalux | 4SNLED-LD4-52SL-[Voltages include 120-277V]-[Emergency include blank EL EL10W]-[Wiring include blank PI/CPI]-[Motion Sensors include blank LB- or HB-ERMS360 LB- or HB-MRMS360]-L850-[Driver Types include CD 5LTD 5LTHD]1-[Packaging] | Indoor Luminaires | High-Bay | Low-Bay Luminaires for Commercial and Industrial Buildings | Standard | FALSE | [9 empty] | 42194 |  |  | NotYetVerified |  | 3 | 5626.81 | 122.49 | 45.94 | 8.91 | 0.991 | 5000 | 82
PKN4X3K5 | Eaton (formerly Cooper Lighting) | Metalux | 4SNLED-LD4-50SL-RM-[Voltages include 120-277V]-[Emergency include blank EL EL10W]-[Wiring include blank PI/CPI]-[Motion Sensors include blank LB- or HB-ERMS360 LB- or HB-MRMS360]-L850-[Driver Types include CD 5LTD 5LTHD]1-[Packaging] | Indoor Luminaires | High-Bay | Low-Bay Luminaires for Commercial and Industrial Buildings | Standard | FALSE | [9 empty] | 42194 |  |  | NotYetVerified |  | 3 | 5501.41 | 119.76 | 45.94 | 8.91 | 0.991 | 5000 | 82
PXDQVE1F | Eaton (formerly Cooper Lighting) | Metalux | 4SNLED-LD4-49SL-LC-[Voltages include 120-277V]-[Emergency include blank EL EL10W]-[Wiring include blank PI/CPI]-[Motion Sensors include blank SA-EMRS LB- or HB-ERMS360 LB- or HB-MRMS360]-L850-[Driver Types include CD 5LTD 5LTHD]1-[Packaging] | Indoor Luminaires | High-Bay | Low-Bay Luminaires for Commercial and Industrial Buildings | Standard | FALSE | [9 empty] | 42194 |  |  | NotYetVerified |  | 3 | 5358.59 | 116.65 | 45.94 | 8.91 | 0.991 | 5000 | 82
PY3QXJMQ | Eaton (formerly Cooper Lighting) | Metalux | 4SNLED-LD4-49SL-LN-[Voltages include 120-277V]-[Emergency include blank EL EL10W]-[Wiring include blank PI/CPI]-[Motion Sensors include blank SA-EMRS LB- or HB-ERMS360 LB- or HB-MRMS360]-L850-[Driver Types include CD 5LTD 5LTHD]1-[Packaging] | Indoor Luminaires | High-Bay | Low-Bay Luminaires for Commercial and Industrial Buildings | Standard | FALSE | [9 empty] | 42194 |  |  | NotYetVerified |  | 3 | 5342.34 | 116.3 | 45.94 | 8.91 | 0.991 | 5000 | 82
PERC4W6J | Eaton (formerly Cooper Lighting) | Metalux | 4SNLED-LD4-46SL-RW-[Voltages include 120-277V]-[Emergency include blank EL EL10W]-[Wiring include blank PI/CPI]-[Motion Sensors include blank LB- or HB-ERMS360 LB- or HB-MRMS360]-L850-[Driver Types include CD 5LTD 5LTHD]1-[Packaging] | Indoor Luminaires | High-Bay | Low-Bay Luminaires for Commercial and Industrial Buildings | Standard | FALSE | [9 empty] | 42194 |  |  | NotYetVerified |  | 3 | 5072.96 | 110.43 | 45.94 | 8.91 | 0.991 | 5000 | 82
P432WSG5 | Eaton (formerly Cooper Lighting) | Metalux | 4SNLED-LD4-56SL-[Voltages include 120-277V]-[Emergency include blank EL EL10W]-[Wiring include blank PI/CPI]-[Motion Sensors include blank LB- or HB-ERMS360 LB- or HB-MRMS360]-L850-[Driver Types include CD 5LTD 5LTHD]1-[Packaging] | Indoor Luminaires | High-Bay | Low-Bay Luminaires for Commercial and Industrial Buildings | Standard | FALSE | [9 empty] | 42194 |  |  | NotYetVerified |  | 3 | 6035.63 | 120.04 | 50.28 | 8.63 | 0.992 | 5000 | 82
PYXAZHUY | Eaton (formerly Cooper Lighting) | Metalux | 4SNLED-LD4-54SL-RM-[Voltages include 120-277V]-[Emergency include blank EL EL10W]-[Wiring include blank PI/CPI]-[Motion Sensors include blank LB- or HB-ERMS360 LB- or HB-MRMS360]-L850-[Driver Types include CD 5LTD 5LTHD]1-[Packaging] | Indoor Luminaires | High-Bay | Low-Bay Luminaires for Commercial and Industrial Buildings | Standard | FALSE | [9 empty] | 42194 |  |  | NotYetVerified |  | 3 | 5901.11 | 117.37 | 50.28 | 8.63 | 0.992 | 5000 | 82
PCFCWEBT | Eaton (formerly Cooper Lighting) | Metalux | 4SNLED-LD4-52SL-LC-[Voltages include 120-277V]-[Emergency include blank EL EL10W]-[Wiring include blank PI/CPI]-[Motion Sensors include blank SA-EMRS LB- or HB-ERMS360 LB- or HB-MRMS360]-L850-[Driver Types include CD 5LTD 5LTHD]1-[Packaging] | Indoor Luminaires | High-Bay | Low-Bay Luminaires for Commercial and Industrial Buildings | Standard | FALSE | [9 empty] | 42194 |  |  | NotYetVerified |  | 3 | 5747.92 | 114.32 | 50.28 | 8.63 | 0.992 | 5000 | 82
PV36GF24 | Eaton (formerly Cooper Lighting) | Metalux | 4SNLED-LD4-53SL-LN-[Voltages include 120-277V]-[Emergency include blank EL EL10W]-[Wiring include blank PI/CPI]-[Motion Sensors include blank SA-EMRS LB- or HB-ERMS360 LB- or HB-MRMS360]-L850-[Driver Types include CD 5LTD 5LTHD]1-[Packaging] | Indoor Luminaires | High-Bay | Low-Bay Luminaires for Commercial and Industrial Buildings | Standard | FALSE | [9 empty] | 42194 |  |  | NotYetVerified |  | 3 | 5730.48 | 113.97 | 50.28 | 8.63 | 0.992 | 5000 | 82
PJ4H1166 | Eaton (formerly Cooper Lighting) | Metalux | 4SNLED-LD4-50SL-RW-[Voltages include 120-277V]-[Emergency include blank EL EL10W]-[Wiring include blank PI/CPI]-[Motion Sensors include blank LB- or HB-ERMS360 LB- or HB-MRMS360]-L850-[Driver Types include CD 5LTD 5LTHD]1-[Packaging] | Indoor Luminaires | High-Bay | Low-Bay Luminaires for Commercial and Industrial Buildings | Standard | FALSE | [9 empty] | 42194 |  |  | NotYetVerified |  | 3 | 5441.53 | 108.23 | 50.28 | 8.63 | 0.992 | 5000 | 82
PV3VFUWE | Eaton (formerly Cooper Lighting) | Metalux | 8TSNLED-LD4-72SL-[Voltages include 120-277V]-[Emergency include blank EL EL10W]-[Wiring include blank PI/CPI]-[Motion Sensors include blank LB- or HB-ERMS360 LB- or HB-MRMS360]-L850-[Driver Types include CD 5LTD]1-[Packaging] | Indoor Luminaires | High-Bay | Low-Bay Luminaires for Commercial and Industrial Buildings | Standard | FALSE | [9 empty] | 42194 |  |  | NotYetVerified |  | 3 | 7732.04 | 140.59 | 55 | 8 | 0.994 | 5000 | 82
PCY5NN8Z | Eaton (formerly Cooper Lighting) | Metalux | 8TSNLED-LD4-70SL-RM-[Voltages include 120-277V]-[Emergency include blank EL EL10W]-[Wiring include blank PI/CPI]-[Motion Sensors include blank LB- or HB-ERMS360 LB- or HB-MRMS360]-L850-[Driver Types include CD 5LTD]1-[Packaging] | Indoor Luminaires | High-Bay | Low-Bay Luminaires for Commercial and Industrial Buildings | Standard | FALSE | [9 empty] | 42194 |  |  | NotYetVerified |  | 3 | 7561.93 | 137.5 | 55 | 8 | 0.994 | 5000 | 82
P4JP5URJ | Eaton (formerly Cooper Lighting) | Metalux | 8TSNLED-LD4-68SL-LC-[Voltages include 120-277V]-[Emergency include blank EL EL10W]-[Wiring include blank PI/CPI]-[Motion Sensors include blank SA-EMRS LB- or HB-ERMS360 LB- or HB-MRMS360]-L850-[Driver Types include CD 5LTD]1-[Packaging] | Indoor Luminaires | High-Bay | Low-Bay Luminaires for Commercial and Industrial Buildings | Standard | FALSE | [9 empty] | 42194 |  |  | NotYetVerified |  | 3 | 7360.9 | 133.84 | 55 | 8 | 0.994 | 5000 | 82
PHUVYWYT | Eaton (formerly Cooper Lighting) | Metalux | 8TSNLED-LD4-68SL-LN-[Voltages include 120-277V]-[Emergency include blank EL EL10W]-[Wiring include blank PI/CPI]-[Motion Sensors include blank SA-EMRS LB- or HB-ERMS360 LB- or HB-MRMS360]-L850-[Driver Types include CD 5LTD]1-[Packaging] | Indoor Luminaires | High-Bay | Low-Bay Luminaires for Commercial and Industrial Buildings | Standard | FALSE | [9 empty] | 42194 |  |  | NotYetVerified |  | 3 | 7337.7 | 133.42 | 55 | 8 | 0.994 | 5000 | 82
PHE5ENTB | Eaton (formerly Cooper Lighting) | Metalux | 8TSNLED-LD4-64SL-RW-[Voltages include 120-277V]-[Emergency include blank EL EL10W]-[Wiring include blank PI/CPI]-[Motion Sensors include blank LB- or HB-ERMS360 LB- or HB-MRMS360]-L850-[Driver Types include CD 5LTD]1-[Packaging] | Indoor Luminaires | High-Bay | Low-Bay Luminaires for Commercial and Industrial Buildings | Standard | FALSE | [9 empty] | 42194 |  |  | NotYetVerified |  | 3 | 6974.3 | 126.81 | 55 | 8 | 0.994 | 5000 | 82
PU13B3FA | Eaton (formerly Cooper Lighting) | Metalux | 8TSNLED-LD4-61SL-LW-[Voltages include 120-277V]-[Emergency include blank EL EL10W]-[Wiring include blank PI/CPI]-[Motion Sensors include blank SA-EMRS LB- or HB-ERMS360 LB- or HB-MRMS360]-L850-[Driver Types include CD 5LTD]1-[Packaging] | Indoor Luminaires | High-Bay | Low-Bay Luminaires for Commercial and Industrial Buildings | Standard | FALSE | [9 empty] | 42194 |  |  | NotYetVerified |  | 3 | 6572.23 | 119.5 | 55 | 8 | 0.994 | 5000 | 82
PAN7VSCK | Eaton (formerly Cooper Lighting) | Metalux | 8TSNLED-LD4-80SL-[Voltages include 120-277V]-[Emergency include blank EL EL10W]-[Wiring include blank PI/CPI]-[Motion Sensors include blank LB- or HB-ERMS360 LB- or HB-MRMS360]-L850-[Driver Types include CD 5LTD]1-[Packaging] | Indoor Luminaires | High-Bay | Low-Bay Luminaires for Commercial and Industrial Buildings | Standard | FALSE | [9 empty] | 42194 |  |  | NotYetVerified |  | 3 | 8611.9 | 137.4 | 62.68 | 7.5 | 0.995 | 5000 | 82
PS6R9ZJK | Eaton (formerly Cooper Lighting) | Metalux | 8TSNLED-LD4-78SL-RM-[Voltages include 120-277V]-[Emergency include blank EL EL10W]-[Wiring include blank PI/CPI]-[Motion Sensors include blank LB- or HB-ERMS360 LB- or HB-MRMS360]-L850-[Driver Types include CD 5LTD]1-[Packaging] | Indoor Luminaires | High-Bay | Low-Bay Luminaires for Commercial and Industrial Buildings | Standard | FALSE | [9 empty] | 42194 |  |  | NotYetVerified |  | 3 | 8422.44 | 134.38 | 62.68 | 7.5 | 0.995 | 5000 | 82
PE4YK8A2 | Eaton (formerly Cooper Lighting) | Metalux | 8TSNLED-LD4-75SL-LC-[Voltages include 120-277V]-[Emergency include blank EL EL10W]-[Wiring include blank PI/CPI]-[Motion Sensors include blank SA-EMRS LB- or HB-ERMS360 LB- or HB-MRMS360]-L850-[Driver Types include CD 5LTD]1-[Packaging] | Indoor Luminaires | High-Bay | Low-Bay Luminaires for Commercial and Industrial Buildings | Standard | FALSE | [9 empty] | 42194 |  |  | NotYetVerified |  | 3 | 8198.53 | 130.81 | 62.68 | 7.5 | 0.995 | 5000 | 82
PA7Y78Z6 | Eaton (formerly Cooper Lighting) | Metalux | 8TSNLED-LD4-75SL-LN-[Voltages include 120-277V]-[Emergency include blank EL EL10W]-[Wiring include blank PI/CPI]-[Motion Sensors include blank SA-EMRS LB- or HB-ERMS360 LB- or HB-MRMS360]-L850-[Driver Types include CD 5LTD]1-[Packaging] | Indoor Luminaires | High-Bay | Low-Bay Luminaires for Commercial and Industrial Buildings | Standard | FALSE | [9 empty] | 42194 |  |  | NotYetVerified |  | 3 | 8172.69 | 130.39 | 62.68 | 7.5 | 0.995 | 5000 | 82
PSVUDEZA | Eaton (formerly Cooper Lighting) | Metalux | 8TSNLED-LD4-72SL-RW-[Voltages include 120-277V]-[Emergency include blank EL EL10W]-[Wiring include blank PI/CPI]-[Motion Sensors include blank LB- or HB-ERMS360 LB- or HB-MRMS360]-L850-[Driver Types include CD 5LTD]1-[Packaging] | Indoor Luminaires | High-Bay | Low-Bay Luminaires for Commercial and Industrial Buildings | Standard | FALSE | [9 empty] | 42194 |  |  | NotYetVerified |  | 3 | 7767.93 | 123.94 | 62.68 | 7.5 | 0.995 | 5000 | 82
PBND6WFB | Eaton (formerly Cooper Lighting) | Metalux | 8TSNLED-LD4-67SL-LW-[Voltages include 120-277V]-[Emergency include blank EL EL10W]-[Wiring include blank PI/CPI]-[Motion Sensors include blank SA-EMRS LB- or HB-ERMS360 LB- or HB-MRMS360]-L850-[Driver Types include CD 5LTD]1-[Packaging] | Indoor Luminaires | High-Bay | Low-Bay Luminaires for Commercial and Industrial Buildings | Standard | FALSE | [9 empty] | 42194 |  |  | NotYetVerified |  | 3 | 7320.11 | 116.79 | 62.68 | 7.5 | 0.995 | 5000 | 82
PGUN2HQP | Eaton (formerly Cooper Lighting) | Metalux | 4SNLED-LD4-47SL-LW-[Voltage includes 120V]-[Emergency include blank EL EL10W]-[Wiring include blank PI/CPI]-[Motion Sensors include blank SA-EMRS LB- or HB-ERMS360 LB- or HB-MRMS360]-L850-5LTHD1-[Packaging] | Indoor Luminaires | High-Bay | Low-Bay Luminaires for Commercial and Industrial Buildings | Standard | FALSE | [9 empty] | 42194 |  |  | NotYetVerified |  | 3 | 5130.16 | 102.65 | 49.98 | 7.1 | 0.991 | 5000 | 82
PCTR685Q | Eaton (formerly Cooper Lighting) | Metalux | 8TSNLED-LD4-88SL-LW-[Voltage includes 120V]-[Emergency include blank EL EL10W]-[Wiring include blank PI/CPI]-[Motion Sensors include blank SA-EMRS LB- or HB-ERMS360 LB- or HB-MRMS360]-L850-5LTHD2-[Packaging] | Indoor Luminaires | High-Bay | Low-Bay Luminaires for Commercial and Industrial Buildings | Standard | FALSE | [9 empty] | 42194 |  |  | NotYetVerified |  | 3 | 9565.58 | 104.63 | 91.43 | 7 | 0.99 | 5000 | 82
PMFHVS4C | Eaton (formerly Cooper Lighting) | Metalux | 8TSNLED-LD4-81SL-LW-[Voltage includes 120V]-[Emergency include blank EL EL10W]-[Wiring include blank PI/CPI]-[Motion Sensors include blank SA-EMRS LB- or HB-ERMS360 LB- or HB-MRMS360]-L850-5LTHD2-[Packaging] | Indoor Luminaires | High-Bay | Low-Bay Luminaires for Commercial and Industrial Buildings | Standard | FALSE | [9 empty] | 42194 |  |  | NotYetVerified |  | 3 | 8839.59 | 106.85 | 82.73 | 7 | 0.99 | 5000 | 82
PTMETZYR | Eaton (formerly Cooper Lighting) | Metalux | 8TSNLED-LD4-88SL-[Voltages include 120-277V]-[Emergency include blank EL EL10W]-[Wiring include blank PI/CPI]-[Motion Sensors include blank LB- or HB-ERMS360 LB- or HB-MRMS360]-L850-[Driver Types include CD 5LTD]1-[Packaging] | Indoor Luminaires | High-Bay | Low-Bay Luminaires for Commercial and Industrial Buildings | Standard | FALSE | [9 empty] | 42194 |  |  | NotYetVerified |  | 3 | 9538.97 | 133.72 | 71.33 | 6.83 | 0.994 | 5000 | 82
P2KWMB7W | Eaton (formerly Cooper Lighting) | Metalux | 8TSNLED-LD4-85SL-RM-[Voltages include 120-277V]-[Emergency include blank EL EL10W]-[Wiring include blank PI/CPI]-[Motion Sensors include blank LB- or HB-ERMS360 LB- or HB-MRMS360]-L850-[Driver Types include CD 5LTD]1-[Packaging] | Indoor Luminaires | High-Bay | Low-Bay Luminaires for Commercial and Industrial Buildings | Standard | FALSE | [9 empty] | 42194 |  |  | NotYetVerified |  | 3 | 9329.11 | 130.78 | 71.33 | 6.83 | 0.994 | 5000 | 82
PG3DDJ45 | Eaton (formerly Cooper Lighting) | Metalux | 8TSNLED-LD4-83SL-LC-[Voltages include 120-277V]-[Emergency include blank EL EL10W]-[Wiring include blank PI/CPI]-[Motion Sensors include blank SA-EMRS LB- or HB-ERMS360 LB- or HB-MRMS360]-L850-[Driver Types include CD 5LTD]1-[Packaging] | Indoor Luminaires | High-Bay | Low-Bay Luminaires for Commercial and Industrial Buildings | Standard | FALSE | [9 empty] | 42194 |  |  | NotYetVerified |  | 3 | 9081.1 | 127.3 | 71.33 | 6.83 | 0.994 | 5000 | 82
PM7YP4A2 | Eaton (formerly Cooper Lighting) | Metalux | 8TSNLED-LD4-83SL-LN-[Voltages include 120-277V]-[Emergency include blank EL EL10W]-[Wiring include blank PI/CPI]-[Motion Sensors include blank SA-EMRS LB- or HB-ERMS360 LB- or HB-MRMS360]-L850-[Driver Types include CD 5LTD]1-[Packaging] | Indoor Luminaires | High-Bay | Low-Bay Luminaires for Commercial and Industrial Buildings | Standard | FALSE | [9 empty] | 42194 |  |  | NotYetVerified |  | 3 | 9052.48 | 126.9 | 71.33 | 6.83 | 0.994 | 5000 | 82
P6EFH5EP | Eaton (formerly Cooper Lighting) | Metalux | 8TSNLED-LD4-79SL-RW-[Voltages include 120-277V]-[Emergency include blank EL EL10W]-[Wiring include blank PI/CPI]-[Motion Sensors include blank LB- or HB-ERMS360 LB- or HB-MRMS360]-L850-[Driver Types include CD 5LTD]1-[Packaging] | Indoor Luminaires | High-Bay | Low-Bay Luminaires for Commercial and Industrial Buildings | Standard | FALSE | [9 empty] | 42194 |  |  | NotYetVerified |  | 3 | 8604.15 | 120.62 | 71.33 | 6.83 | 0.994 | 5000 | 82
P1Q5S9YG | Eaton (formerly Cooper Lighting) | Metalux | 8TSNLED-LD4-74SL-LW-[Voltages include 120-277V]-[Emergency include blank EL EL10W]-[Wiring include blank PI/CPI]-[Motion Sensors include blank SA-EMRS LB- or HB-ERMS360 LB- or HB-MRMS360]-L850-[Driver Types include CD 5LTD]1-[Packaging] | Indoor Luminaires | High-Bay | Low-Bay Luminaires for Commercial and Industrial Buildings | Standard | FALSE | [9 empty] | 42194 |  |  | NotYetVerified |  | 3 | 8108.12 | 113.66 | 71.33 | 6.83 | 0.994 | 5000 | 82
PX65WN2T | Eaton (formerly Cooper Lighting) | Metalux | 8TSNLED-LD4-96SL-[Voltages include 120-277V]-[Emergency include blank EL EL10W]-[Wiring include blank PI/CPI]-[Motion Sensors include blank LB- or HB-ERMS360 LB- or HB-MRMS360]-L840-SD2-[Packaging] | Indoor Luminaires | High-Bay | Low-Bay Luminaires for Commercial and Industrial Buildings | Standard | FALSE | [9 empty] | 42194 |  |  | NotYetVerified |  | 3 | 9953.68 | 117.92 | 84.41 | 12.5 | 0.99 | 4000 | 82
PWTCNYP1 | Eaton (formerly Cooper Lighting) | Metalux | 8TSNLED-LD4-95SL-RM-[Voltages include 120-277V]-[Emergency include blank EL EL10W]-[Wiring include blank PI/CPI]-[Motion Sensors include blank LB- or HB-ERMS360 LB- or HB-MRMS360]-L840-SD2-[Packaging] | Indoor Luminaires | High-Bay | Low-Bay Luminaires for Commercial and Industrial Buildings | Standard | FALSE | [9 empty] | 42194 |  |  | NotYetVerified |  | 3 | 9734.7 | 115.33 | 84.41 | 12.5 | 0.99 | 4000 | 82
PZUWDEZ7 | Eaton (formerly Cooper Lighting) | Metalux | 8TSNLED-LD4-90SL-LC-[Voltages include 120-277V]-[Emergency include blank EL EL10W]-[Wiring include blank PI/CPI]-[Motion Sensors include blank SA-EMRS LB- or HB-ERMS360 LB- or HB-MRMS360]-L840-SD2-[Packaging] | Indoor Luminaires | High-Bay | Low-Bay Luminaires for Commercial and Industrial Buildings | Standard | FALSE | [9 empty] | 42194 |  |  | NotYetVerified |  | 3 | 9475.91 | 112.26 | 84.41 | 12.5 | 0.99 | 4000 | 82
PD24HWNZ | Eaton (formerly Cooper Lighting) | Metalux | 8TSNLED-LD4-91SL-LN-[Voltages include 120-277V]-[Emergency include blank EL EL10W]-[Wiring include blank PI/CPI]-[Motion Sensors include blank SA-EMRS LB- or HB-ERMS360 LB- or HB-MRMS360]-L840-SD2-[Packaging] | Indoor Luminaires | High-Bay | Low-Bay Luminaires for Commercial and Industrial Buildings | Standard | FALSE | [9 empty] | 42194 |  |  | NotYetVerified |  | 3 | 9446.05 | 111.91 | 84.41 | 12.5 | 0.99 | 4000 | 82
P16NNGZW | Eaton (formerly Cooper Lighting) | Metalux | 8TSNLED-LD4-86SL-RW-[Voltages include 120-277V]-[Emergency include blank EL EL10W]-[Wiring include blank PI/CPI]-[Motion Sensors include blank LB- or HB-ERMS360 LB- or HB-MRMS360]-L840-SD2-[Packaging] | Indoor Luminaires | High-Bay | Low-Bay Luminaires for Commercial and Industrial Buildings | Standard | FALSE | [9 empty] | 42194 |  |  | NotYetVerified |  | 3 | 8978.22 | 106.36 | 84.41 | 12.5 | 0.99 | 4000 | 82
PKXYM2K1 | Eaton (formerly Cooper Lighting) | Metalux | 8TSNLED-LD4-81SL-LW-[Voltages include 120-277V]-[Emergency include blank EL EL10W]-[Wiring include blank PI/CPI]-[Motion Sensors include blank SA-EMRS LB- or HB-ERMS360 LB- or HB-MRMS360]-L840-SD2-[Packaging] | Indoor Luminaires | High-Bay | Low-Bay Luminaires for Commercial and Industrial Buildings | Standard | FALSE | [9 empty] | 42194 |  |  | NotYetVerified |  | 3 | 8460.63 | 100.23 | 84.41 | 12.5 | 0.99 | 4000 | 82
PXGPTAYQ | Eaton (formerly Cooper Lighting) | Metalux | 4SNLED-LD4-48SL-[Voltages include 120-277V]-[Emergency include blank EL EL10W]-[Wiring include blank PI/CPI]-[Motion Sensors include blank LB- or HB-ERMS360 LB- or HB-MRMS360]-L840-SD1-[Packaging] | Indoor Luminaires | High-Bay | Low-Bay Luminaires for Commercial and Industrial Buildings | Standard | FALSE | [9 empty] | 42194 |  |  | NotYetVerified |  | 3 | 4976.84 | 117.92 | 42.21 | 12.5 | 0.99 | 4000 | 82
PP9NFZBX | Eaton (formerly Cooper Lighting) | Metalux | 4SNLED-LD4-47SL-RM-[Voltages include 120-277V]-[Emergency include blank EL EL10W]-[Wiring include blank PI/CPI]-[Motion Sensors include blank LB- or HB-ERMS360 LB- or HB-MRMS360]-L840-SD1-[Packaging] | Indoor Luminaires | High-Bay | Low-Bay Luminaires for Commercial and Industrial Buildings | Standard | FALSE | [9 empty] | 42194 |  |  | NotYetVerified |  | 3 | 4865.93 | 115.29 | 42.21 | 12.5 | 0.99 | 4000 | 82
P8E7JPP9 | Eaton (formerly Cooper Lighting) | Metalux | 8TSNLED-LD4-93SL-RW-[Voltages include 120-277V]-[Emergency include blank EL EL10W]-[Wiring include blank PI/CPI]-[Motion Sensors include blank LB- or HB-ERMS360 LB- or HB-MRMS360]-L840-SD2-[Packaging] | Indoor Luminaires | High-Bay | Low-Bay Luminaires for Commercial and Industrial Buildings | Standard | FALSE | [9 empty] | 42194 |  |  | NotYetVerified |  | 3 | 9715.6 | 104.41 | 93.05 | 11.8 | 0.991 | 4000 | 82
PJ21UFY6 | Eaton (formerly Cooper Lighting) | Metalux | 8TSNLED-LD4-88SL-LW-[Voltages include 120-277V]-[Emergency include blank EL EL10W]-[Wiring include blank PI/CPI]-[Motion Sensors include blank SA-EMRS LB- or HB-ERMS360 LB- or HB-MRMS360]-L840-SD2-[Packaging] | Indoor Luminaires | High-Bay | Low-Bay Luminaires for Commercial and Industrial Buildings | Standard | FALSE | [9 empty] | 42194 |  |  | NotYetVerified |  | 3 | 9155.5 | 98.39 | 93.05 | 11.8 | 0.991 | 4000 | 82
PTYCK2QM | Eaton (formerly Cooper Lighting) | Metalux | 4SNLED-LD4-52SL-[Voltages include 120-277V]-[Emergency include blank EL EL10W]-[Wiring include blank PI/CPI]-[Motion Sensors include blank LB- or HB-ERMS360 LB- or HB-MRMS360]-L840-SD1-[Packaging] | Indoor Luminaires | High-Bay | Low-Bay Luminaires for Commercial and Industrial Buildings | Standard | FALSE | [9 empty] | 42194 |  |  | NotYetVerified |  | 3 | 5385.59 | 115.76 | 46.53 | 11.8 | 0.991 | 4000 | 82
PZC7C7G5 | Eaton (formerly Cooper Lighting) | Metalux | 4SNLED-LD4-50SL-RM-[Voltages include 120-277V]-[Emergency include blank EL EL10W]-[Wiring include blank PI/CPI]-[Motion Sensors include blank LB- or HB-ERMS360 LB- or HB-MRMS360]-L840-SD1-[Packaging] | Indoor Luminaires | High-Bay | Low-Bay Luminaires for Commercial and Industrial Buildings | Standard | FALSE | [9 empty] | 42194 |  |  | NotYetVerified |  | 3 | 5265.56 | 113.18 | 46.53 | 11.8 | 0.991 | 4000 | 82
P5UJDAY1 | Eaton (formerly Cooper Lighting) | Metalux | 4SNLED-LD4-49SL-LC-[Voltages include 120-277V]-[Emergency include blank EL EL10W]-[Wiring include blank PI/CPI]-[Motion Sensors include blank SA-EMRS LB- or HB-ERMS360 LB- or HB-MRMS360]-L840-SD1-[Packaging] | Indoor Luminaires | High-Bay | Low-Bay Luminaires for Commercial and Industrial Buildings | Standard | FALSE | [9 empty] | 42194 |  |  | NotYetVerified |  | 3 | 5128.87 | 110.24 | 46.53 | 11.8 | 0.991 | 4000 | 82
PK9N6EE8 | Eaton (formerly Cooper Lighting) | Metalux | 4SNLED-LD4-49SL-LN-[Voltages include 120-277V]-[Emergency include blank EL EL10W]-[Wiring include blank PI/CPI]-[Motion Sensors include blank SA-EMRS LB- or HB-ERMS360 LB- or HB-MRMS360]-L840-SD1-[Packaging] | Indoor Luminaires | High-Bay | Low-Bay Luminaires for Commercial and Industrial Buildings | Standard | FALSE | [9 empty] | 42194 |  |  | NotYetVerified |  | 3 | 5113.31 | 109.9 | 46.53 | 11.8 | 0.991 | 4000 | 82
PDGDDD1V | Eaton (formerly Cooper Lighting) | Metalux | 4SNLED-LD4-46SL-RW-[Voltages include 120-277V]-[Emergency include blank EL EL10W]-[Wiring include blank PI/CPI]-[Motion Sensors include blank LB- or HB-ERMS360 LB- or HB-MRMS360]-L840-SD1-[Packaging] | Indoor Luminaires | High-Bay | Low-Bay Luminaires for Commercial and Industrial Buildings | Standard | FALSE | [9 empty] | 42194 |  |  | NotYetVerified |  | 3 | 4855.48 | 104.36 | 46.53 | 11.8 | 0.991 | 4000 | 82
PSV24BUA | Eaton (formerly Cooper Lighting) | Metalux | 8TSNLED-LD4-95SL-LW-[Voltages include 120-277V]-[Emergency include blank EL EL10W]-[Wiring include blank PI/CPI]-[Motion Sensors include blank SA-EMRS LB- or HB-ERMS360 LB- or HB-MRMS360]-L840-SD2-[Packaging] | Indoor Luminaires | High-Bay | Low-Bay Luminaires for Commercial and Industrial Buildings | Standard | FALSE | [9 empty] | 42194 |  |  | NotYetVerified |  | 3 | 9820.69 | 96.66 | 101.6 | 11.2 | 0.992 | 4000 | 82
PW99ST7R | Eaton (formerly Cooper Lighting) | Metalux | 4SNLED-LD4-56SL-[Voltages include 120-277V]-[Emergency include blank EL EL10W]-[Wiring include blank PI/CPI]-[Motion Sensors include blank LB- or HB-ERMS360 LB- or HB-MRMS360]-L840-SD1-[Packaging] | Indoor Luminaires | High-Bay | Low-Bay Luminaires for Commercial and Industrial Buildings | Standard | FALSE | [9 empty] | 42194 |  |  | NotYetVerified |  | 3 | 5776.88 | 113.72 | 50.8 | 11.2 | 0.992 | 4000 | 82
PU7XT19B | Eaton (formerly Cooper Lighting) | Metalux | 4SNLED-LD4-54SL-RM-[Voltages include 120-277V]-[Emergency include blank EL EL10W]-[Wiring include blank PI/CPI]-[Motion Sensors include blank LB- or HB-ERMS360 LB- or HB-MRMS360]-L840-SD1-[Packaging] | Indoor Luminaires | High-Bay | Low-Bay Luminaires for Commercial and Industrial Buildings | Standard | FALSE | [9 empty] | 42194 |  |  | NotYetVerified |  | 3 | 5648.13 | 111.18 | 50.8 | 11.2 | 0.992 | 4000 | 82
PMUWQDXB | Eaton (formerly Cooper Lighting) | Metalux | 4SNLED-LD4-52SL-LC-[Voltages include 120-277V]-[Emergency include blank EL EL10W]-[Wiring include blank PI/CPI]-[Motion Sensors include blank SA-EMRS LB- or HB-ERMS360 LB- or HB-MRMS360]-L840-SD1-[Packaging] | Indoor Luminaires | High-Bay | Low-Bay Luminaires for Commercial and Industrial Buildings | Standard | FALSE | [9 empty] | 42194 |  |  | NotYetVerified |  | 3 | 5501.5 | 108.3 | 50.8 | 11.2 | 0.992 | 4000 | 82
PF9JENNC | Eaton (formerly Cooper Lighting) | Metalux | 4SNLED-LD4-53SL-LN-[Voltages include 120-277V]-[Emergency include blank EL EL10W]-[Wiring include blank PI/CPI]-[Motion Sensors include blank SA-EMRS LB- or HB-ERMS360 LB- or HB-MRMS360]-L840-SD1-[Packaging] | Indoor Luminaires | High-Bay | Low-Bay Luminaires for Commercial and Industrial Buildings | Standard | FALSE | [9 empty] | 42194 |  |  | NotYetVerified |  | 3 | 5484.81 | 107.97 | 50.8 | 11.2 | 0.992 | 4000 | 82
PB9UBTR8 | Eaton (formerly Cooper Lighting) | Metalux | 4SNLED-LD4-50SL-RW-[Voltages include 120-277V]-[Emergency include blank EL EL10W]-[Wiring include blank PI/CPI]-[Motion Sensors include blank LB- or HB-ERMS360 LB- or HB-MRMS360]-L840-SD1-[Packaging] | Indoor Luminaires | High-Bay | Low-Bay Luminaires for Commercial and Industrial Buildings | Standard | FALSE | [9 empty] | 42194 |  |  | NotYetVerified |  | 3 | 5208.25 | 102.52 | 50.8 | 11.2 | 0.992 | 4000 | 82
P8BVFPJR | Eaton (formerly Cooper Lighting) | Metalux | 4SNLED-LD4-47SL-LW-[Voltages include 120-277V]-[Emergency include blank EL EL10W]-[Wiring include blank PI/CPI]-[Motion Sensors include blank SA-EMRS LB- or HB-ERMS360 LB- or HB-MRMS360]-L840-SD1-[Packaging] | Indoor Luminaires | High-Bay | Low-Bay Luminaires for Commercial and Industrial Buildings | Standard | FALSE | [9 empty] | 42194 |  |  | NotYetVerified |  | 3 | 4910.22 | 96.66 | 50.8 | 11.2 | 0.992 | 4000 | 82
PHJPBKZA | Eaton (formerly Cooper Lighting) | Metalux | 4SNLED-LD4-64HL-[Voltages include 120-277V]-[Emergency include blank EL EL10W]-[Wiring include blank PI/CPI]-[Motion Sensors include blank LB- or HB-ERMS360 LB- or HB-MRMS360]-L840-SD1-[Packaging] | Indoor Luminaires | High-Bay | Low-Bay Luminaires for Commercial and Industrial Buildings | Standard | FALSE | [9 empty] | 42194 |  |  | NotYetVerified |  | 3 | 6594.37 | 128.83 | 51.19 | 10.9 | 0.992 | 4000 | 82
PN11E4D1 | Eaton (formerly Cooper Lighting) | Metalux | 4SNLED-LD4-62HL-RM-[Voltages include 120-277V]-[Emergency include blank EL EL10W]-[Wiring include blank PI/CPI]-[Motion Sensors include blank LB- or HB-ERMS360 LB- or HB-MRMS360]-L840-SD1-[Packaging] | Indoor Luminaires | High-Bay | Low-Bay Luminaires for Commercial and Industrial Buildings | Standard | FALSE | [9 empty] | 42194 |  |  | NotYetVerified |  | 3 | 6447.4 | 125.96 | 51.19 | 10.9 | 0.992 | 4000 | 82
PEDG6J1M | Eaton (formerly Cooper Lighting) | Metalux | 4SNLED-LD4-60HL-LC-[Voltages include 120-277V]-[Emergency include blank EL EL10W]-[Wiring include blank PI/CPI]-[Motion Sensors include blank SA-EMRS LB- or HB-ERMS360 LB- or HB-MRMS360]-L840-SD1-[Packaging] | Indoor Luminaires | High-Bay | Low-Bay Luminaires for Commercial and Industrial Buildings | Standard | FALSE | [9 empty] | 42194 |  |  | NotYetVerified |  | 3 | 6280.03 | 122.69 | 51.19 | 10.9 | 0.992 | 4000 | 82
PCG714UR | Eaton (formerly Cooper Lighting) | Metalux | 4SNLED-LD4-60HL-LN-[Voltages include 120-277V]-[Emergency include blank EL EL10W]-[Wiring include blank PI/CPI]-[Motion Sensors include blank SA-EMRS LB- or HB-ERMS360 LB- or HB-MRMS360]-L840-SD1-[Packaging] | Indoor Luminaires | High-Bay | Low-Bay Luminaires for Commercial and Industrial Buildings | Standard | FALSE | [9 empty] | 42194 |  |  | NotYetVerified |  | 3 | 6260.97 | 122.31 | 51.19 | 10.9 | 0.992 | 4000 | 82
PNXPH35D | Eaton (formerly Cooper Lighting) | Metalux | 4SNLED-LD4-57HL-RW-[Voltages include 120-277V]-[Emergency include blank EL EL10W]-[Wiring include blank PI/CPI]-[Motion Sensors include blank LB- or HB-ERMS360 LB- or HB-MRMS360]-L840-SD1-[Packaging] | Indoor Luminaires | High-Bay | Low-Bay Luminaires for Commercial and Industrial Buildings | Standard | FALSE | [9 empty] | 42194 |  |  | NotYetVerified |  | 3 | 5945.27 | 116.15 | 51.19 | 10.9 | 0.992 | 4000 | 82
P1QNM2RB | Eaton (formerly Cooper Lighting) | Metalux | 4SNLED-LD4-54HL-LW-[Voltages include 120-277V]-[Emergency include blank EL EL10W]-[Wiring include blank PI/CPI]-[Motion Sensors include blank SA-EMRS LB- or HB-ERMS360 LB- or HB-MRMS360]-L840-SD1-[Packaging] | Indoor Luminaires | High-Bay | Low-Bay Luminaires for Commercial and Industrial Buildings | Standard | FALSE | [9 empty] | 42194 |  |  | NotYetVerified |  | 3 | 5605.08 | 109.5 | 51.19 | 10.9 | 0.992 | 4000 | 82
PFGSGYNM | Eaton (formerly Cooper Lighting) | Metalux | 4SNLED-LD4-60SL-[Voltages include 120-277V]-[Emergency include blank EL EL10W]-[Wiring include blank PI/CPI]-[Motion Sensors include blank LB- or HB-ERMS360 LB- or HB-MRMS360]-L840-SD1-[Packaging] | Indoor Luminaires | High-Bay | Low-Bay Luminaires for Commercial and Industrial Buildings | Standard | FALSE | [9 empty] | 42194 |  |  | NotYetVerified |  | 3 | 6162 | 108.78 | 56.64 | 10.51 | 0.993 | 4000 | 82
PUEZCUFR | Eaton (formerly Cooper Lighting) | Metalux | 4SNLED-LD4-58SL-RM-[Voltages include 120-277V]-[Emergency include blank EL EL10W]-[Wiring include blank PI/CPI]-[Motion Sensors include blank LB- or HB-ERMS360 LB- or HB-MRMS360]-L840-SD1-[Packaging] | Indoor Luminaires | High-Bay | Low-Bay Luminaires for Commercial and Industrial Buildings | Standard | FALSE | [9 empty] | 42194 |  |  | NotYetVerified |  | 3 | 6024.67 | 106.36 | 56.64 | 10.51 | 0.993 | 4000 | 82
P7AV2RC3 | Eaton (formerly Cooper Lighting) | Metalux | 4SNLED-LD4-56SL-LC-[Voltages include 120-277V]-[Emergency include blank EL EL10W]-[Wiring include blank PI/CPI]-[Motion Sensors include blank SA-EMRS LB- or HB-ERMS360 LB- or HB-MRMS360]-L840-SD1-[Packaging] | Indoor Luminaires | High-Bay | Low-Bay Luminaires for Commercial and Industrial Buildings | Standard | FALSE | [9 empty] | 42194 |  |  | NotYetVerified |  | 3 | 5868.27 | 103.6 | 56.64 | 10.51 | 0.993 | 4000 | 82
PVWQ2TZT | Eaton (formerly Cooper Lighting) | Metalux | 4SNLED-LD4-56SL-LN-[Voltages include 120-277V]-[Emergency include blank EL EL10W]-[Wiring include blank PI/CPI]-[Motion Sensors include blank SA-EMRS LB- or HB-ERMS360 LB- or HB-MRMS360]-L840-SD1-[Packaging] | Indoor Luminaires | High-Bay | Low-Bay Luminaires for Commercial and Industrial Buildings | Standard | FALSE | [9 empty] | 42194 |  |  | NotYetVerified |  | 3 | 5850.47 | 103.28 | 56.64 | 10.51 | 0.993 | 4000 | 82
P62U94TH | Eaton (formerly Cooper Lighting) | Metalux | 4SNLED-LD4-54SL-RW-[Voltages include 120-277V]-[Emergency include blank EL EL10W]-[Wiring include blank PI/CPI]-[Motion Sensors include blank LB- or HB-ERMS360 LB- or HB-MRMS360]-L840-SD1-[Packaging] | Indoor Luminaires | High-Bay | Low-Bay Luminaires for Commercial and Industrial Buildings | Standard | FALSE | [9 empty] | 42194 |  |  | NotYetVerified |  | 3 | 5555.46 | 98.08 | 56.64 | 10.51 | 0.993 | 4000 | 82
PYFUJ83V | Eaton (formerly Cooper Lighting) | Metalux | 4SNLED-LD4-50SL-LW-[Voltages include 120-277V]-[Emergency include blank EL EL10W]-[Wiring include blank PI/CPI]-[Motion Sensors include blank SA-EMRS LB- or HB-ERMS360 LB- or HB-MRMS360]-L840-SD1-[Packaging] | Indoor Luminaires | High-Bay | Low-Bay Luminaires for Commercial and Industrial Buildings | Standard | FALSE | [9 empty] | 42194 |  |  | NotYetVerified |  | 3 | 5237.57 | 92.46 | 56.64 | 10.51 | 0.993 | 4000 | 82
P8A675TW | Eaton (formerly Cooper Lighting) | Metalux | 4SNLED-LD4-47SL-LW-[Voltages include 120-277V]-[Emergency include blank EL EL10W]-[Wiring include blank PI/CPI]-[Motion Sensors include blank SA-EMRS LB- or HB-ERMS360 LB- or HB-MRMS360]-L840-[Driver Types include CD 5LTD]1-[Packaging] | Indoor Luminaires | High-Bay | Low-Bay Luminaires for Commercial and Industrial Buildings | Standard | FALSE | [9 empty] | 42194 |  |  | NotYetVerified |  | 3 | 4910.22 | 97.8 | 50.21 | 13.18 | 0.992 | 4000 | 82
PZAUAJRS | Eaton (formerly Cooper Lighting) | Metalux | 8TSNLED-LD4-64SL-[Voltages include 120-277V]-[Emergency include blank EL EL10W]-[Wiring include blank PI/CPI]-[Motion Sensors include blank LB- or HB-ERMS360 LB- or HB-MRMS360]-L840-[Driver Types include CD 5LTD]1-[Packaging] | Indoor Luminaires | High-Bay | Low-Bay Luminaires for Commercial and Industrial Buildings | Standard | FALSE | [9 empty] | 42194 |  |  | NotYetVerified |  | 3 | 6601.56 | 133.09 | 49.6 | 10.6 | 0.993 | 4000 | 82
P5X7EE1W | Eaton (formerly Cooper Lighting) | Metalux | 8TSNLED-LD4-62SL-RM-[Voltages include 120-277V]-[Emergency include blank EL EL10W]-[Wiring include blank PI/CPI]-[Motion Sensors include blank LB- or HB-ERMS360 LB- or HB-MRMS360]-L840-[Driver Types include CD 5LTD]1-[Packaging] | Indoor Luminaires | High-Bay | Low-Bay Luminaires for Commercial and Industrial Buildings | Standard | FALSE | [9 empty] | 42194 |  |  | NotYetVerified |  | 3 | 6456.32 | 130.16 | 49.6 | 10.6 | 0.993 | 4000 | 82
PRZCXDS6 | Eaton (formerly Cooper Lighting) | Metalux | 8TSNLED-LD4-60SL-LC-[Voltages include 120-277V]-[Emergency include blank EL EL10W]-[Wiring include blank PI/CPI]-[Motion Sensors include blank SA-EMRS LB- or HB-ERMS360 LB- or HB-MRMS360]-L840-[Driver Types include CD 5LTD]1-[Packaging] | Indoor Luminaires | High-Bay | Low-Bay Luminaires for Commercial and Industrial Buildings | Standard | FALSE | [9 empty] | 42194 |  |  | NotYetVerified |  | 3 | 6284.68 | 126.7 | 49.6 | 10.6 | 0.993 | 4000 | 82
PYF3HDAY | Eaton (formerly Cooper Lighting) | Metalux | 8TSNLED-LD4-60SL-LN-[Voltages include 120-277V]-[Emergency include blank EL EL10W]-[Wiring include blank PI/CPI]-[Motion Sensors include blank SA-EMRS LB- or HB-ERMS360 LB- or HB-MRMS360]-L840-[Driver Types include CD 5LTD]1-[Packaging] | Indoor Luminaires | High-Bay | Low-Bay Luminaires for Commercial and Industrial Buildings | Standard | FALSE | [9 empty] | 42194 |  |  | NotYetVerified |  | 3 | 6264.88 | 126.3 | 49.6 | 10.6 | 0.993 | 4000 | 82
PCKAJ2RA | Eaton (formerly Cooper Lighting) | Metalux | 8TSNLED-LD4-57SL-RW-[Voltages include 120-277V]-[Emergency include blank EL EL10W]-[Wiring include blank PI/CPI]-[Motion Sensors include blank LB- or HB-ERMS360 LB- or HB-MRMS360]-L840-[Driver Types include CD 5LTD]1-[Packaging] | Indoor Luminaires | High-Bay | Low-Bay Luminaires for Commercial and Industrial Buildings | Standard | FALSE | [9 empty] | 42194 |  |  | NotYetVerified |  | 3 | 5954.6 | 120.05 | 49.6 | 10.6 | 0.993 | 4000 | 82
P1KNS36R | Eaton (formerly Cooper Lighting) | Metalux | 8TSNLED-LD4-54SL-LW-[Voltages include 120-277V]-[Emergency include blank EL EL10W]-[Wiring include blank PI/CPI]-[Motion Sensors include blank SA-EMRS LB- or HB-ERMS360 LB- or HB-MRMS360]-L840-[Driver Types include CD 5LTD]1-[Packaging] | Indoor Luminaires | High-Bay | Low-Bay Luminaires for Commercial and Industrial Buildings | Standard | FALSE | [9 empty] | 42194 |  |  | NotYetVerified |  | 3 | 5611.32 | 113.13 | 49.6 | 10.6 | 0.993 | 4000 | 82
P7XFRSRK | Eaton (formerly Cooper Lighting) | Metalux | 8TSNLED-LD4-81SL-LW-[Voltages include 120-277V]-[Emergency include blank EL EL10W]-[Wiring include blank PI/CPI]-[Motion Sensors include blank SA-EMRS LB- or HB-ERMS360 LB- or HB-MRMS360]-L840-[Driver Types include CD 5LTD]2-[Packaging] | Indoor Luminaires | High-Bay | Low-Bay Luminaires for Commercial and Industrial Buildings | Standard | FALSE | [9 empty] | 42194 |  |  | NotYetVerified |  | 3 | 8460.63 | 101.87 | 83.05 | 10.15 | 0.99 | 4000 | 82
P7XZTTDW | Eaton (formerly Cooper Lighting) | Metalux | 8TSNLED-LD4-96SL-[Voltages include 120-277V]-[Emergency include blank EL EL10W]-[Wiring include blank PI/CPI]-[Motion Sensors include blank LB- or HB-ERMS360 LB- or HB-MRMS360]-L840-[Driver Types include CD 5LTD 5LTHD]2-[Packaging] | Indoor Luminaires | High-Bay | Low-Bay Luminaires for Commercial and Industrial Buildings | Standard | FALSE | [9 empty] | 42194 |  |  | NotYetVerified |  | 3 | 9953.68 | 119.91 | 83.01 | 9.7 | 0.99 | 4000 | 82
PTXATXJX | Eaton (formerly Cooper Lighting) | Metalux | 8TSNLED-LD4-95SL-RM-[Voltages include 120-277V]-[Emergency include blank EL EL10W]-[Wiring include blank PI/CPI]-[Motion Sensors include blank LB- or HB-ERMS360 LB- or HB-MRMS360]-L840-[Driver Types include CD 5LTD 5LTHD]2-[Packaging] | Indoor Luminaires | High-Bay | Low-Bay Luminaires for Commercial and Industrial Buildings | Standard | FALSE | [9 empty] | 42194 |  |  | NotYetVerified |  | 3 | 9734.7 | 117.27 | 83.01 | 9.7 | 0.99 | 4000 | 82
P8U5GBQ4 | Eaton (formerly Cooper Lighting) | Metalux | 8TSNLED-LD4-90SL-LC-[Voltages include 120-277V]-[Emergency include blank EL EL10W]-[Wiring include blank PI/CPI]-[Motion Sensors include blank SA-EMRS LB- or HB-ERMS360 LB- or HB-MRMS360]-L840-[Driver Types include CD 5LTD 5LTHD]2-[Packaging] | Indoor Luminaires | High-Bay | Low-Bay Luminaires for Commercial and Industrial Buildings | Standard | FALSE | [9 empty] | 42194 |  |  | NotYetVerified |  | 3 | 9475.91 | 114.16 | 83.01 | 9.7 | 0.99 | 4000 | 82
PTM6QBD5 | Eaton (formerly Cooper Lighting) | Metalux | 8TSNLED-LD4-91SL-LN-[Voltages include 120-277V]-[Emergency include blank EL EL10W]-[Wiring include blank PI/CPI]-[Motion Sensors include blank SA-EMRS LB- or HB-ERMS360 LB- or HB-MRMS360]-L840-[Driver Types include CD 5LTD 5LTHD]2-[Packaging] | Indoor Luminaires | High-Bay | Low-Bay Luminaires for Commercial and Industrial Buildings | Standard | FALSE | [9 empty] | 42194 |  |  | NotYetVerified |  | 3 | 9446.05 | 113.8 | 83.01 | 9.7 | 0.99 | 4000 | 82
P145XMKU | Eaton (formerly Cooper Lighting) | Metalux | 8TSNLED-LD4-86SL-RW-[Voltages include 120-277V]-[Emergency include blank EL EL10W]-[Wiring include blank PI/CPI]-[Motion Sensors include blank LB- or HB-ERMS360 LB- or HB-MRMS360]-L840-[Driver Types include CD 5LTD 5LTHD]2-[Packaging] | Indoor Luminaires | High-Bay | Low-Bay Luminaires for Commercial and Industrial Buildings | Standard | FALSE | [9 empty] | 42194 |  |  | NotYetVerified |  | 3 | 8978.22 | 108.16 | 83.01 | 9.7 | 0.99 | 4000 | 82
PZDEQ7VC | Eaton (formerly Cooper Lighting) | Metalux | 4SNLED-LD4-48SL-[Voltages include 120-277V]-[Emergency include blank EL EL10W]-[Wiring include blank PI/CPI]-[Motion Sensors include blank LB- or HB-ERMS360 LB- or HB-MRMS360]-L840-[Driver Types include CD 5LTD 5LTHD]1-[Packaging] | Indoor Luminaires | High-Bay | Low-Bay Luminaires for Commercial and Industrial Buildings | Standard | FALSE | [9 empty] | 42194 |  |  | NotYetVerified |  | 3 | 4976.84 | 119.91 | 41.5 | 9.7 | 0.99 | 4000 | 82
PAFUNEUZ | Eaton (formerly Cooper Lighting) | Metalux | 4SNLED-LD4-47SL-RM-[Voltages include 120-277V]-[Emergency include blank EL EL10W]-[Wiring include blank PI/CPI]-[Motion Sensors include blank LB- or HB-ERMS360 LB- or HB-MRMS360]-L840-[Driver Types include CD 5LTD 5LTHD]1-[Packaging] | Indoor Luminaires | High-Bay | Low-Bay Luminaires for Commercial and Industrial Buildings | Standard | FALSE | [9 empty] | 42194 |  |  | NotYetVerified |  | 3 | 4865.93 | 117.24 | 41.5 | 9.7 | 0.99 | 4000 | 82
PW7VQFM8 | Eaton (formerly Cooper Lighting) | Metalux | 4SNLED-LD4-60SL-[Voltages include 120-277V]-[Emergency include blank EL EL10W]-[Wiring include blank PI/CPI]-[Motion Sensors include blank LB- or HB-ERMS360 LB- or HB-MRMS360]-L840-[Driver Types include CD 5LTD]1-[Packaging] | Indoor Luminaires | High-Bay | Low-Bay Luminaires for Commercial and Industrial Buildings | Standard | FALSE | [9 empty] | 42194 |  |  | NotYetVerified |  | 3 | 6162 | 110.39 | 55.82 | 9.26 | 0.994 | 4000 | 82
PA9F5A2F | Eaton (formerly Cooper Lighting) | Metalux | 4SNLED-LD4-58SL-RM-[Voltages include 120-277V]-[Emergency include blank EL EL10W]-[Wiring include blank PI/CPI]-[Motion Sensors include blank LB- or HB-ERMS360 LB- or HB-MRMS360]-L840-[Driver Types include CD 5LTD]1-[Packaging] | Indoor Luminaires | High-Bay | Low-Bay Luminaires for Commercial and Industrial Buildings | Standard | FALSE | [9 empty] | 42194 |  |  | NotYetVerified |  | 3 | 6024.67 | 107.93 | 55.82 | 9.26 | 0.994 | 4000 | 82
PT9R6AAS | Eaton (formerly Cooper Lighting) | Metalux | 4SNLED-LD4-56SL-LC-[Voltages include 120-277V]-[Emergency include blank EL EL10W]-[Wiring include blank PI/CPI]-[Motion Sensors include blank SA-EMRS LB- or HB-ERMS360 LB- or HB-MRMS360]-L840-[Driver Types include CD 5LTD]1-[Packaging] | Indoor Luminaires | High-Bay | Low-Bay Luminaires for Commercial and Industrial Buildings | Standard | FALSE | [9 empty] | 42194 |  |  | NotYetVerified |  | 3 | 5868.27 | 105.12 | 55.82 | 9.26 | 0.994 | 4000 | 82
PTRD1J1T | Eaton (formerly Cooper Lighting) | Metalux | 4SNLED-LD4-56SL-LN-[Voltages include 120-277V]-[Emergency include blank EL EL10W]-[Wiring include blank PI/CPI]-[Motion Sensors include blank SA-EMRS LB- or HB-ERMS360 LB- or HB-MRMS360]-L840-[Driver Types include CD 5LTD]1-[Packaging] | Indoor Luminaires | High-Bay | Low-Bay Luminaires for Commercial and Industrial Buildings | Standard | FALSE | [9 empty] | 42194 |  |  | NotYetVerified |  | 3 | 5850.47 | 104.8 | 55.82 | 9.26 | 0.994 | 4000 | 82
P9F1NPFM | Eaton (formerly Cooper Lighting) | Metalux | 4SNLED-LD4-54SL-RW-[Voltages include 120-277V]-[Emergency include blank EL EL10W]-[Wiring include blank PI/CPI]-[Motion Sensors include blank LB- or HB-ERMS360 LB- or HB-MRMS360]-L840-[Driver Types include CD 5LTD]1-[Packaging] | Indoor Luminaires | High-Bay | Low-Bay Luminaires for Commercial and Industrial Buildings | Standard | FALSE | [9 empty] | 42194 |  |  | NotYetVerified |  | 3 | 5555.46 | 99.52 | 55.82 | 9.26 | 0.994 | 4000 | 82
P7UF1WFZ | Eaton (formerly Cooper Lighting) | Metalux | 4SNLED-LD4-50SL-LW-[Voltages include 120-277V]-[Emergency include blank EL EL10W]-[Wiring include blank PI/CPI]-[Motion Sensors include blank SA-EMRS LB- or HB-ERMS360 LB- or HB-MRMS360]-L840-[Driver Types include CD 5LTD]1-[Packaging] | Indoor Luminaires | High-Bay | Low-Bay Luminaires for Commercial and Industrial Buildings | Standard | FALSE | [9 empty] | 42194 |  |  | NotYetVerified |  | 3 | 5237.57 | 93.83 | 55.82 | 9.26 | 0.994 | 4000 | 82
PBFBB923 | Eaton (formerly Cooper Lighting) | Metalux | 8TSNLED-LD4-88SL-LW-[Voltages include 120-277V]-[Emergency include blank EL EL10W]-[Wiring include blank PI/CPI]-[Motion Sensors include blank SA-EMRS LB- or HB-ERMS360 LB- or HB-MRMS360]-L840-[Driver Types include CD 5LTD]2-[Packaging] | Indoor Luminaires | High-Bay | Low-Bay Luminaires for Commercial and Industrial Buildings | Standard | FALSE | [9 empty] | 42194 |  |  | NotYetVerified |  | 3 | 9155.5 | 99.59 | 91.94 | 9.19 | 0.992 | 4000 | 82
PFPXEJQB | Eaton (formerly Cooper Lighting) | Metalux | 4SNLED-LD4-64HL-[Voltages include 120-277V]-[Emergency include blank EL EL10W]-[Wiring include blank PI/CPI]-[Motion Sensors include blank LB- or HB-ERMS360 LB- or HB-MRMS360]-L840-[Driver Types include CD 5LTD 5LTHD]1-[Packaging] | Indoor Luminaires | High-Bay | Low-Bay Luminaires for Commercial and Industrial Buildings | Standard | FALSE | [9 empty] | 42194 |  |  | NotYetVerified |  | 3 | 6594.37 | 130.86 | 50.39 | 9.17 | 0.993 | 4000 | 82
PSUQW4HV | Eaton (formerly Cooper Lighting) | Metalux | 4SNLED-LD4-62HL-RM-[Voltages include 120-277V]-[Emergency include blank EL EL10W]-[Wiring include blank PI/CPI]-[Motion Sensors include blank LB- or HB-ERMS360 LB- or HB-MRMS360]-L840-[Driver Types include CD 5LTD 5LTHD]1-[Packaging] | Indoor Luminaires | High-Bay | Low-Bay Luminaires for Commercial and Industrial Buildings | Standard | FALSE | [9 empty] | 42194 |  |  | NotYetVerified |  | 3 | 6447.4 | 127.94 | 50.39 | 9.17 | 0.993 | 4000 | 82
PM3S3RCT | Eaton (formerly Cooper Lighting) | Metalux | 4SNLED-LD4-60HL-LC-[Voltages include 120-277V]-[Emergency include blank EL EL10W]-[Wiring include blank PI/CPI]-[Motion Sensors include blank SA-EMRS LB- or HB-ERMS360 LB- or HB-MRMS360]-L840-[Driver Types include CD 5LTD 5LTHD]1-[Packaging] | Indoor Luminaires | High-Bay | Low-Bay Luminaires for Commercial and Industrial Buildings | Standard | FALSE | [9 empty] | 42194 |  |  | NotYetVerified |  | 3 | 6280.03 | 124.62 | 50.39 | 9.17 | 0.993 | 4000 | 82
PKVWTG1Y | Eaton (formerly Cooper Lighting) | Metalux | 4SNLED-LD4-60HL-LN-[Voltages include 120-277V]-[Emergency include blank EL EL10W]-[Wiring include blank PI/CPI]-[Motion Sensors include blank SA-EMRS LB- or HB-ERMS360 LB- or HB-MRMS360]-L840-[Driver Types include CD 5LTD 5LTHD]1-[Packaging] | Indoor Luminaires | High-Bay | Low-Bay Luminaires for Commercial and Industrial Buildings | Standard | FALSE | [9 empty] | 42194 |  |  | NotYetVerified |  | 3 | 6260.97 | 124.24 | 50.39 | 9.17 | 0.993 | 4000 | 82
PM86MN9E | Eaton (formerly Cooper Lighting) | Metalux | 4SNLED-LD4-57HL-RW-[Voltages include 120-277V]-[Emergency include blank EL EL10W]-[Wiring include blank PI/CPI]-[Motion Sensors include blank LB- or HB-ERMS360 LB- or HB-MRMS360]-L840-[Driver Types include CD 5LTD 5LTHD]1-[Packaging] | Indoor Luminaires | High-Bay | Low-Bay Luminaires for Commercial and Industrial Buildings | Standard | FALSE | [9 empty] | 42194 |  |  | NotYetVerified |  | 3 | 5945.27 | 117.98 | 50.39 | 9.17 | 0.993 | 4000 | 82
PBBD73BV | Eaton (formerly Cooper Lighting) | Metalux | 4SNLED-LD4-54HL-LW-[Voltages include 120-277V]-[Emergency include blank EL EL10W]-[Wiring include blank PI/CPI]-[Motion Sensors include blank SA-EMRS LB- or HB-ERMS360 LB- or HB-MRMS360]-L840-[Driver Types include CD 5LTD 5LTHD]1-[Packaging] | Indoor Luminaires | High-Bay | Low-Bay Luminaires for Commercial and Industrial Buildings | Standard | FALSE | [9 empty] | 42194 |  |  | NotYetVerified |  | 3 | 5605.08 | 111.23 | 50.39 | 9.17 | 0.993 | 4000 | 82
PXMYNYFD | Eaton (formerly Cooper Lighting) | Metalux | 8TSNLED-LD4-93SL-RW-[Voltages include 120-277V]-[Emergency include blank EL EL10W]-[Wiring include blank PI/CPI]-[Motion Sensors include blank LB- or HB-ERMS360 LB- or HB-MRMS360]-L840-[Driver Types include CD 5LTD 5LTHD]2-[Packaging] | Indoor Luminaires | High-Bay | Low-Bay Luminaires for Commercial and Industrial Buildings | Standard | FALSE | [9 empty] | 42194 |  |  | NotYetVerified |  | 3 | 9715.6 | 105.75 | 91.87 | 8.91 | 0.991 | 4000 | 82
PWX7C3PT | Eaton (formerly Cooper Lighting) | Metalux | 4SNLED-LD4-52SL-[Voltages include 120-277V]-[Emergency include blank EL EL10W]-[Wiring include blank PI/CPI]-[Motion Sensors include blank LB- or HB-ERMS360 LB- or HB-MRMS360]-L840-[Driver Types include CD 5LTD 5LTHD]1-[Packaging] | Indoor Luminaires | High-Bay | Low-Bay Luminaires for Commercial and Industrial Buildings | Standard | FALSE | [9 empty] | 42194 |  |  | NotYetVerified |  | 3 | 5385.59 | 117.24 | 45.94 | 8.91 | 0.991 | 4000 | 82
PMBANDRJ | Eaton (formerly Cooper Lighting) | Metalux | 4SNLED-LD4-50SL-RM-[Voltages include 120-277V]-[Emergency include blank EL EL10W]-[Wiring include blank PI/CPI]-[Motion Sensors include blank LB- or HB-ERMS360 LB- or HB-MRMS360]-L840-[Driver Types include CD 5LTD 5LTHD]1-[Packaging] | Indoor Luminaires | High-Bay | Low-Bay Luminaires for Commercial and Industrial Buildings | Standard | FALSE | [9 empty] | 42194 |  |  | NotYetVerified |  | 3 | 5265.56 | 114.63 | 45.94 | 8.91 | 0.991 | 4000 | 82
PEQSA1CP | Eaton (formerly Cooper Lighting) | Metalux | 4SNLED-LD4-49SL-LC-[Voltages include 120-277V]-[Emergency include blank EL EL10W]-[Wiring include blank PI/CPI]-[Motion Sensors include blank SA-EMRS LB- or HB-ERMS360 LB- or HB-MRMS360]-L840-[Driver Types include CD 5LTD 5LTHD]1-[Packaging] | Indoor Luminaires | High-Bay | Low-Bay Luminaires for Commercial and Industrial Buildings | Standard | FALSE | [9 empty] | 42194 |  |  | NotYetVerified |  | 3 | 5128.87 | 111.65 | 45.94 | 8.91 | 0.991 | 4000 | 82
PMKS27CX | Eaton (formerly Cooper Lighting) | Metalux | 4SNLED-LD4-49SL-LN-[Voltages include 120-277V]-[Emergency include blank EL EL10W]-[Wiring include blank PI/CPI]-[Motion Sensors include blank SA-EMRS LB- or HB-ERMS360 LB- or HB-MRMS360]-L840-[Driver Types include CD 5LTD 5LTHD]1-[Packaging] | Indoor Luminaires | High-Bay | Low-Bay Luminaires for Commercial and Industrial Buildings | Standard | FALSE | [9 empty] | 42194 |  |  | NotYetVerified |  | 3 | 5113.31 | 111.31 | 45.94 | 8.91 | 0.991 | 4000 | 82
PW4XXNZA | Eaton (formerly Cooper Lighting) | Metalux | 4SNLED-LD4-46SL-RW-[Voltages include 120-277V]-[Emergency include blank EL EL10W]-[Wiring include blank PI/CPI]-[Motion Sensors include blank LB- or HB-ERMS360 LB- or HB-MRMS360]-L840-[Driver Types include CD 5LTD 5LTHD]1-[Packaging] | Indoor Luminaires | High-Bay | Low-Bay Luminaires for Commercial and Industrial Buildings | Standard | FALSE | [9 empty] | 42194 |  |  | NotYetVerified |  | 3 | 4855.48 | 105.7 | 45.94 | 8.91 | 0.991 | 4000 | 82
PQXQDR51 | Eaton (formerly Cooper Lighting) | Metalux | 8TSNLED-LD4-95SL-LW-[Voltages include 120-277V]-[Emergency include blank EL EL10W]-[Wiring include blank PI/CPI]-[Motion Sensors include blank SA-EMRS LB- or HB-ERMS360 LB- or HB-MRMS360]-L840-[Driver Types include CD 5LTD]2-[Packaging] | Indoor Luminaires | High-Bay | Low-Bay Luminaires for Commercial and Industrial Buildings | Standard | FALSE | [9 empty] | 42194 |  |  | NotYetVerified |  | 3 | 9820.69 | 97.58 | 100.65 | 8.84 | 0.993 | 4000 | 82
PPSC8BG9 | Eaton (formerly Cooper Lighting) | Metalux | 4SNLED-LD4-56SL-[Voltages include 120-277V]-[Emergency include blank EL EL10W]-[Wiring include blank PI/CPI]-[Motion Sensors include blank LB- or HB-ERMS360 LB- or HB-MRMS360]-L840-[Driver Types include CD 5LTD 5LTHD]1-[Packaging] | Indoor Luminaires | High-Bay | Low-Bay Luminaires for Commercial and Industrial Buildings | Standard | FALSE | [9 empty] | 42194 |  |  | NotYetVerified |  | 3 | 5776.88 | 114.9 | 50.28 | 8.63 | 0.992 | 4000 | 82
PWBZRRUF | Eaton (formerly Cooper Lighting) | Metalux | 4SNLED-LD4-54SL-RM-[Voltages include 120-277V]-[Emergency include blank EL EL10W]-[Wiring include blank PI/CPI]-[Motion Sensors include blank LB- or HB-ERMS360 LB- or HB-MRMS360]-L840-[Driver Types include CD 5LTD 5LTHD]1-[Packaging] | Indoor Luminaires | High-Bay | Low-Bay Luminaires for Commercial and Industrial Buildings | Standard | FALSE | [9 empty] | 42194 |  |  | NotYetVerified |  | 3 | 5648.13 | 112.33 | 50.28 | 8.63 | 0.992 | 4000 | 82
PHJGQ95C | Eaton (formerly Cooper Lighting) | Metalux | 4SNLED-LD4-52SL-LC-[Voltages include 120-277V]-[Emergency include blank EL EL10W]-[Wiring include blank PI/CPI]-[Motion Sensors include blank SA-EMRS LB- or HB-ERMS360 LB- or HB-MRMS360]-L840-[Driver Types include CD 5LTD 5LTHD]1-[Packaging] | Indoor Luminaires | High-Bay | Low-Bay Luminaires for Commercial and Industrial Buildings | Standard | FALSE | [9 empty] | 42194 |  |  | NotYetVerified |  | 3 | 5501.5 | 109.42 | 50.28 | 8.63 | 0.992 | 4000 | 82
PA4XNFY4 | Eaton (formerly Cooper Lighting) | Metalux | 4SNLED-LD4-53SL-LN-[Voltages include 120-277V]-[Emergency include blank EL EL10W]-[Wiring include blank PI/CPI]-[Motion Sensors include blank SA-EMRS LB- or HB-ERMS360 LB- or HB-MRMS360]-L840-[Driver Types include CD 5LTD 5LTHD]1-[Packaging] | Indoor Luminaires | High-Bay | Low-Bay Luminaires for Commercial and Industrial Buildings | Standard | FALSE | [9 empty] | 42194 |  |  | NotYetVerified |  | 3 | 5484.81 | 109.09 | 50.28 | 8.63 | 0.992 | 4000 | 82
PR7PTUCR | Eaton (formerly Cooper Lighting) | Metalux | 4SNLED-LD4-50SL-RW-[Voltages include 120-277V]-[Emergency include blank EL EL10W]-[Wiring include blank PI/CPI]-[Motion Sensors include blank LB- or HB-ERMS360 LB- or HB-MRMS360]-L840-[Driver Types include CD 5LTD 5LTHD]1-[Packaging] | Indoor Luminaires | High-Bay | Low-Bay Luminaires for Commercial and Industrial Buildings | Standard | FALSE | [9 empty] | 42194 |  |  | NotYetVerified |  | 3 | 5208.25 | 103.59 | 50.28 | 8.63 | 0.992 | 4000 | 82
PPFK1U9A | Eaton (formerly Cooper Lighting) | Metalux | 8TSNLED-LD4-72SL-[Voltages include 120-277V]-[Emergency include blank EL EL10W]-[Wiring include blank PI/CPI]-[Motion Sensors include blank LB- or HB-ERMS360 LB- or HB-MRMS360]-L840-[Driver Types include CD 5LTD]1-[Packaging] | Indoor Luminaires | High-Bay | Low-Bay Luminaires for Commercial and Industrial Buildings | Standard | FALSE | [9 empty] | 42194 |  |  | NotYetVerified |  | 3 | 7400.56 | 134.56 | 55 | 8 | 0.994 | 4000 | 82
PV5C68EH | Eaton (formerly Cooper Lighting) | Metalux | 8TSNLED-LD4-70SL-RM-[Voltages include 120-277V]-[Emergency include blank EL EL10W]-[Wiring include blank PI/CPI]-[Motion Sensors include blank LB- or HB-ERMS360 LB- or HB-MRMS360]-L840-[Driver Types include CD 5LTD]1-[Packaging] | Indoor Luminaires | High-Bay | Low-Bay Luminaires for Commercial and Industrial Buildings | Standard | FALSE | [9 empty] | 42194 |  |  | NotYetVerified |  | 3 | 7237.75 | 131.6 | 55 | 8 | 0.994 | 4000 | 82
PY3D5HY9 | Eaton (formerly Cooper Lighting) | Metalux | 8TSNLED-LD4-68SL-LC-[Voltages include 120-277V]-[Emergency include blank EL EL10W]-[Wiring include blank PI/CPI]-[Motion Sensors include blank SA-EMRS LB- or HB-ERMS360 LB- or HB-MRMS360]-L840-[Driver Types include CD 5LTD]1-[Packaging] | Indoor Luminaires | High-Bay | Low-Bay Luminaires for Commercial and Industrial Buildings | Standard | FALSE | [9 empty] | 42194 |  |  | NotYetVerified |  | 3 | 7045.34 | 128.1 | 55 | 8 | 0.994 | 4000 | 82
P31ZAFWV | Eaton (formerly Cooper Lighting) | Metalux | 8TSNLED-LD4-68SL-LN-[Voltages include 120-277V]-[Emergency include blank EL EL10W]-[Wiring include blank PI/CPI]-[Motion Sensors include blank SA-EMRS LB- or HB-ERMS360 LB- or HB-MRMS360]-L840-[Driver Types include CD 5LTD]1-[Packaging] | Indoor Luminaires | High-Bay | Low-Bay Luminaires for Commercial and Industrial Buildings | Standard | FALSE | [9 empty] | 42194 |  |  | NotYetVerified |  | 3 | 7023.13 | 127.7 | 55 | 8 | 0.994 | 4000 | 82
PB21V845 | Eaton (formerly Cooper Lighting) | Metalux | 8TSNLED-LD4-64SL-RW-[Voltages include 120-277V]-[Emergency include blank EL EL10W]-[Wiring include blank PI/CPI]-[Motion Sensors include blank LB- or HB-ERMS360 LB- or HB-MRMS360]-L840-[Driver Types include CD 5LTD]1-[Packaging] | Indoor Luminaires | High-Bay | Low-Bay Luminaires for Commercial and Industrial Buildings | Standard | FALSE | [9 empty] | 42194 |  |  | NotYetVerified |  | 3 | 6675.31 | 121.38 | 55 | 8 | 0.994 | 4000 | 82
PZQ72743 | Eaton (formerly Cooper Lighting) | Metalux | 8TSNLED-LD4-61SL-LW-[Voltages include 120-277V]-[Emergency include blank EL EL10W]-[Wiring include blank PI/CPI]-[Motion Sensors include blank SA-EMRS LB- or HB-ERMS360 LB- or HB-MRMS360]-L840-[Driver Types include CD 5LTD]1-[Packaging] | Indoor Luminaires | High-Bay | Low-Bay Luminaires for Commercial and Industrial Buildings | Standard | FALSE | [9 empty] | 42194 |  |  | NotYetVerified |  | 3 | 6290.48 | 114.38 | 55 | 8 | 0.994 | 4000 | 82
P72JQRWT | Eaton (formerly Cooper Lighting) | Metalux | 8TSNLED-LD4-80SL-[Voltages include 120-277V]-[Emergency include blank EL EL10W]-[Wiring include blank PI/CPI]-[Motion Sensors include blank LB- or HB-ERMS360 LB- or HB-MRMS360]-L840-[Driver Types include CD 5LTD]1-[Packaging] | Indoor Luminaires | High-Bay | Low-Bay Luminaires for Commercial and Industrial Buildings | Standard | FALSE | [9 empty] | 42194 |  |  | NotYetVerified |  | 3 | 8242.7 | 131.51 | 62.68 | 7.5 | 0.995 | 4000 | 82
P9EM45Z9 | Eaton (formerly Cooper Lighting) | Metalux | 8TSNLED-LD4-78SL-RM-[Voltages include 120-277V]-[Emergency include blank EL EL10W]-[Wiring include blank PI/CPI]-[Motion Sensors include blank LB- or HB-ERMS360 LB- or HB-MRMS360]-L840-[Driver Types include CD 5LTD]1-[Packaging] | Indoor Luminaires | High-Bay | Low-Bay Luminaires for Commercial and Industrial Buildings | Standard | FALSE | [9 empty] | 42194 |  |  | NotYetVerified |  | 3 | 8061.36 | 128.62 | 62.68 | 7.5 | 0.995 | 4000 | 82
P4TF4H5X | Eaton (formerly Cooper Lighting) | Metalux | 8TSNLED-LD4-75SL-LC-[Voltages include 120-277V]-[Emergency include blank EL EL10W]-[Wiring include blank PI/CPI]-[Motion Sensors include blank SA-EMRS LB- or HB-ERMS360 LB- or HB-MRMS360]-L840-[Driver Types include CD 5LTD]1-[Packaging] | Indoor Luminaires | High-Bay | Low-Bay Luminaires for Commercial and Industrial Buildings | Standard | FALSE | [9 empty] | 42194 |  |  | NotYetVerified |  | 3 | 7847.05 | 125.2 | 62.68 | 7.5 | 0.995 | 4000 | 82
PBZ8GBCM | Eaton (formerly Cooper Lighting) | Metalux | 8TSNLED-LD4-75SL-LN-[Voltages include 120-277V]-[Emergency include blank EL EL10W]-[Wiring include blank PI/CPI]-[Motion Sensors include blank SA-EMRS LB- or HB-ERMS360 LB- or HB-MRMS360]-L840-[Driver Types include CD 5LTD]1-[Packaging] | Indoor Luminaires | High-Bay | Low-Bay Luminaires for Commercial and Industrial Buildings | Standard | FALSE | [9 empty] | 42194 |  |  | NotYetVerified |  | 3 | 7822.32 | 124.8 | 62.68 | 7.5 | 0.995 | 4000 | 82
PXSF67HS | Eaton (formerly Cooper Lighting) | Metalux | 8TSNLED-LD4-72SL-RW-[Voltages include 120-277V]-[Emergency include blank EL EL10W]-[Wiring include blank PI/CPI]-[Motion Sensors include blank LB- or HB-ERMS360 LB- or HB-MRMS360]-L840-[Driver Types include CD 5LTD]1-[Packaging] | Indoor Luminaires | High-Bay | Low-Bay Luminaires for Commercial and Industrial Buildings | Standard | FALSE | [9 empty] | 42194 |  |  | NotYetVerified |  | 3 | 7434.92 | 118.62 | 62.68 | 7.5 | 0.995 | 4000 | 82
PSP3ZZD8 | Eaton (formerly Cooper Lighting) | Metalux | 8TSNLED-LD4-67SL-LW-[Voltages include 120-277V]-[Emergency include blank EL EL10W]-[Wiring include blank PI/CPI]-[Motion Sensors include blank SA-EMRS LB- or HB-ERMS360 LB- or HB-MRMS360]-L840-[Driver Types include CD 5LTD]1-[Packaging] | Indoor Luminaires | High-Bay | Low-Bay Luminaires for Commercial and Industrial Buildings | Standard | FALSE | [9 empty] | 42194 |  |  | NotYetVerified |  | 3 | 7006.3 | 111.78 | 62.68 | 7.5 | 0.995 | 4000 | 82
PHKPFBFD | Eaton (formerly Cooper Lighting) | Metalux | 8TSNLED-LD4-95SL-LW-[Voltage includes 120V]-[Emergency include blank EL EL10W]-[Wiring include blank PI/CPI]-[Motion Sensors include blank SA-EMRS LB- or HB-ERMS360 LB- or HB-MRMS360]-L840-5LTHD2-[Packaging] | Indoor Luminaires | High-Bay | Low-Bay Luminaires for Commercial and Industrial Buildings | Standard | FALSE | [9 empty] | 42194 |  |  | NotYetVerified |  | 3 | 9820.69 | 98.26 | 99.95 | 7.1 | 0.991 | 4000 | 82
P7HTKSNF | Eaton (formerly Cooper Lighting) | Metalux | 4SNLED-LD4-47SL-LW-[Voltage includes 120V]-[Emergency include blank EL EL10W]-[Wiring include blank PI/CPI]-[Motion Sensors include blank SA-EMRS LB- or HB-ERMS360 LB- or HB-MRMS360]-L840-5LTHD1-[Packaging] | Indoor Luminaires | High-Bay | Low-Bay Luminaires for Commercial and Industrial Buildings | Standard | FALSE | [9 empty] | 42194 |  |  | NotYetVerified |  | 3 | 4910.22 | 98.25 | 49.98 | 7.1 | 0.991 | 4000 | 82
P17CMCKK | Eaton (formerly Cooper Lighting) | Metalux | 8TSNLED-LD4-88SL-LW-[Voltage includes 120V]-[Emergency include blank EL EL10W]-[Wiring include blank PI/CPI]-[Motion Sensors include blank SA-EMRS LB- or HB-ERMS360 LB- or HB-MRMS360]-L840-5LTHD2-[Packaging] | Indoor Luminaires | High-Bay | Low-Bay Luminaires for Commercial and Industrial Buildings | Standard | FALSE | [9 empty] | 42194 |  |  | NotYetVerified |  | 3 | 9155.5 | 100.14 | 91.43 | 7 | 0.99 | 4000 | 82
P7HQWT45 | Eaton (formerly Cooper Lighting) | Metalux | 8TSNLED-LD4-81SL-LW-[Voltage includes 120V]-[Emergency include blank EL EL10W]-[Wiring include blank PI/CPI]-[Motion Sensors include blank SA-EMRS LB- or HB-ERMS360 LB- or HB-MRMS360]-L840-5LTHD2-[Packaging] | Indoor Luminaires | High-Bay | Low-Bay Luminaires for Commercial and Industrial Buildings | Standard | FALSE | [9 empty] | 42194 |  |  | NotYetVerified |  | 3 | 8460.63 | 102.27 | 82.73 | 7 | 0.99 | 4000 | 82
PKDPV4J1 | Eaton (formerly Cooper Lighting) | Metalux | 8TSNLED-LD4-88SL-[Voltages include 120-277V]-[Emergency include blank EL EL10W]-[Wiring include blank PI/CPI]-[Motion Sensors include blank LB- or HB-ERMS360 LB- or HB-MRMS360]-L840-[Driver Types include CD 5LTD]1-[Packaging] | Indoor Luminaires | High-Bay | Low-Bay Luminaires for Commercial and Industrial Buildings | Standard | FALSE | [9 empty] | 42194 |  |  | NotYetVerified |  | 3 | 9130.03 | 127.99 | 71.33 | 6.83 | 0.994 | 4000 | 82
PMU42SAW | Eaton (formerly Cooper Lighting) | Metalux | 8TSNLED-LD4-85SL-RM-[Voltages include 120-277V]-[Emergency include blank EL EL10W]-[Wiring include blank PI/CPI]-[Motion Sensors include blank LB- or HB-ERMS360 LB- or HB-MRMS360]-L840-[Driver Types include CD 5LTD]1-[Packaging] | Indoor Luminaires | High-Bay | Low-Bay Luminaires for Commercial and Industrial Buildings | Standard | FALSE | [9 empty] | 42194 |  |  | NotYetVerified |  | 3 | 8929.17 | 125.17 | 71.33 | 6.83 | 0.994 | 4000 | 82
P93XHEZ8 | Eaton (formerly Cooper Lighting) | Metalux | 8TSNLED-LD4-83SL-LC-[Voltages include 120-277V]-[Emergency include blank EL EL10W]-[Wiring include blank PI/CPI]-[Motion Sensors include blank SA-EMRS LB- or HB-ERMS360 LB- or HB-MRMS360]-L840-[Driver Types include CD 5LTD]1-[Packaging] | Indoor Luminaires | High-Bay | Low-Bay Luminaires for Commercial and Industrial Buildings | Standard | FALSE | [9 empty] | 42194 |  |  | NotYetVerified |  | 3 | 8691.79 | 121.85 | 71.33 | 6.83 | 0.994 | 4000 | 82
PGVFP4R9 | Eaton (formerly Cooper Lighting) | Metalux | 8TSNLED-LD4-83SL-LN-[Voltages include 120-277V]-[Emergency include blank EL EL10W]-[Wiring include blank PI/CPI]-[Motion Sensors include blank SA-EMRS LB- or HB-ERMS360 LB- or HB-MRMS360]-L840-[Driver Types include CD 5LTD]1-[Packaging] | Indoor Luminaires | High-Bay | Low-Bay Luminaires for Commercial and Industrial Buildings | Standard | FALSE | [9 empty] | 42194 |  |  | NotYetVerified |  | 3 | 8664.4 | 121.46 | 71.33 | 6.83 | 0.994 | 4000 | 82
PD2JTVA2 | Eaton (formerly Cooper Lighting) | Metalux | 8TSNLED-LD4-79SL-RW-[Voltages include 120-277V]-[Emergency include blank EL EL10W]-[Wiring include blank PI/CPI]-[Motion Sensors include blank LB- or HB-ERMS360 LB- or HB-MRMS360]-L840-[Driver Types include CD 5LTD]1-[Packaging] | Indoor Luminaires | High-Bay | Low-Bay Luminaires for Commercial and Industrial Buildings | Standard | FALSE | [9 empty] | 42194 |  |  | NotYetVerified |  | 3 | 8235.29 | 115.45 | 71.33 | 6.83 | 0.994 | 4000 | 82
PDSEUHXT | Eaton (formerly Cooper Lighting) | Metalux | 8TSNLED-LD4-74SL-LW-[Voltages include 120-277V]-[Emergency include blank EL EL10W]-[Wiring include blank PI/CPI]-[Motion Sensors include blank SA-EMRS LB- or HB-ERMS360 LB- or HB-MRMS360]-L840-[Driver Types include CD 5LTD]1-[Packaging] | Indoor Luminaires | High-Bay | Low-Bay Luminaires for Commercial and Industrial Buildings | Standard | FALSE | [9 empty] | 42194 |  |  | NotYetVerified |  | 3 | 7760.53 | 108.79 | 71.33 | 6.83 | 0.994 | 4000 | 82
PQXWBT5D | Eaton (formerly Cooper Lighting) | Metalux | 8TSNLED-LD4-96SL-[Voltages include 120-277V]-[Emergency include blank EL EL10W]-[Wiring include blank PI/CPI]-[Motion Sensors include blank LB- or HB-ERMS360 LB- or HB-MRMS360]-L835-SD2-[Packaging] | Indoor Luminaires | High-Bay | Low-Bay Luminaires for Commercial and Industrial Buildings | Standard | FALSE | [9 empty] | 42194 |  |  | NotYetVerified |  | 3 | 9692 | 114.82 | 84.41 | 12.5 | 0.99 | 3500 | 82
P2PPYYQ1 | Eaton (formerly Cooper Lighting) | Metalux | 8TSNLED-LD4-95SL-RM-[Voltages include 120-277V]-[Emergency include blank EL EL10W]-[Wiring include blank PI/CPI]-[Motion Sensors include blank LB- or HB-ERMS360 LB- or HB-MRMS360]-L835-SD2-[Packaging] | Indoor Luminaires | High-Bay | Low-Bay Luminaires for Commercial and Industrial Buildings | Standard | FALSE | [9 empty] | 42194 |  |  | NotYetVerified |  | 3 | 9478.78 | 112.29 | 84.41 | 12.5 | 0.99 | 3500 | 82
PRZVVRSY | Eaton (formerly Cooper Lighting) | Metalux | 8TSNLED-LD4-90SL-LC-[Voltages include 120-277V]-[Emergency include blank EL EL10W]-[Wiring include blank PI/CPI]-[Motion Sensors include blank SA-EMRS LB- or HB-ERMS360 LB- or HB-MRMS360]-L835-SD2-[Packaging] | Indoor Luminaires | High-Bay | Low-Bay Luminaires for Commercial and Industrial Buildings | Standard | FALSE | [9 empty] | 42194 |  |  | NotYetVerified |  | 3 | 9226.78 | 109.31 | 84.41 | 12.5 | 0.99 | 3500 | 82
PW72X8W1 | Eaton (formerly Cooper Lighting) | Metalux | 8TSNLED-LD4-91SL-LN-[Voltages include 120-277V]-[Emergency include blank EL EL10W]-[Wiring include blank PI/CPI]-[Motion Sensors include blank SA-EMRS LB- or HB-ERMS360 LB- or HB-MRMS360]-L835-SD2-[Packaging] | Indoor Luminaires | High-Bay | Low-Bay Luminaires for Commercial and Industrial Buildings | Standard | FALSE | [9 empty] | 42194 |  |  | NotYetVerified |  | 3 | 9197.71 | 108.96 | 84.41 | 12.5 | 0.99 | 3500 | 82
PVMAG4AZ | Eaton (formerly Cooper Lighting) | Metalux | 8TSNLED-LD4-86SL-RW-[Voltages include 120-277V]-[Emergency include blank EL EL10W]-[Wiring include blank PI/CPI]-[Motion Sensors include blank LB- or HB-ERMS360 LB- or HB-MRMS360]-L835-SD2-[Packaging] | Indoor Luminaires | High-Bay | Low-Bay Luminaires for Commercial and Industrial Buildings | Standard | FALSE | [9 empty] | 42194 |  |  | NotYetVerified |  | 3 | 8742.18 | 103.57 | 84.41 | 12.5 | 0.99 | 3500 | 82
PYDYJQGP | Eaton (formerly Cooper Lighting) | Metalux | 8TSNLED-LD4-81SL-LW-[Voltages include 120-277V]-[Emergency include blank EL EL10W]-[Wiring include blank PI/CPI]-[Motion Sensors include blank SA-EMRS LB- or HB-ERMS360 LB- or HB-MRMS360]-L835-SD2-[Packaging] | Indoor Luminaires | High-Bay | Low-Bay Luminaires for Commercial and Industrial Buildings | Standard | FALSE | [9 empty] | 42194 |  |  | NotYetVerified |  | 3 | 8238.2 | 97.6 | 84.41 | 12.5 | 0.99 | 3500 | 82
PSBV8M7K | Eaton (formerly Cooper Lighting) | Metalux | 4SNLED-LD4-48SL-[Voltages include 120-277V]-[Emergency include blank EL EL10W]-[Wiring include blank PI/CPI]-[Motion Sensors include blank LB- or HB-ERMS360 LB- or HB-MRMS360]-L835-SD1-[Packaging] | Indoor Luminaires | High-Bay | Low-Bay Luminaires for Commercial and Industrial Buildings | Standard | FALSE | [9 empty] | 42194 |  |  | NotYetVerified |  | 3 | 4846 | 114.82 | 42.21 | 12.5 | 0.99 | 3500 | 82
PHH7GPAU | Eaton (formerly Cooper Lighting) | Metalux | 8TSNLED-LD4-98SL-LC-[Voltages include 120-277V]-[Emergency include blank EL EL10W]-[Wiring include blank PI/CPI]-[Motion Sensors include blank SA-EMRS LB- or HB-ERMS360 LB- or HB-MRMS360]-L835-SD2-[Packaging] | Indoor Luminaires | High-Bay | Low-Bay Luminaires for Commercial and Industrial Buildings | Standard | FALSE | [9 empty] | 42194 |  |  | NotYetVerified |  | 3 | 9984.58 | 107.3 | 93.05 | 11.8 | 0.991 | 3500 | 82
PV382778 | Eaton (formerly Cooper Lighting) | Metalux | 8TSNLED-LD4-98SL-LN-[Voltages include 120-277V]-[Emergency include blank EL EL10W]-[Wiring include blank PI/CPI]-[Motion Sensors include blank SA-EMRS LB- or HB-ERMS360 LB- or HB-MRMS360]-L835-SD2-[Packaging] | Indoor Luminaires | High-Bay | Low-Bay Luminaires for Commercial and Industrial Buildings | Standard | FALSE | [9 empty] | 42194 |  |  | NotYetVerified |  | 3 | 9953.11 | 106.96 | 93.05 | 11.8 | 0.991 | 3500 | 82
PKKVT55T | Eaton (formerly Cooper Lighting) | Metalux | 8TSNLED-LD4-93SL-RW-[Voltages include 120-277V]-[Emergency include blank EL EL10W]-[Wiring include blank PI/CPI]-[Motion Sensors include blank LB- or HB-ERMS360 LB- or HB-MRMS360]-L835-SD2-[Packaging] | Indoor Luminaires | High-Bay | Low-Bay Luminaires for Commercial and Industrial Buildings | Standard | FALSE | [9 empty] | 42194 |  |  | NotYetVerified |  | 3 | 9460.18 | 101.67 | 93.05 | 11.8 | 0.991 | 3500 | 82
PW4H3TJV | Eaton (formerly Cooper Lighting) | Metalux | 8TSNLED-LD4-88SL-LW-[Voltages include 120-277V]-[Emergency include blank EL EL10W]-[Wiring include blank PI/CPI]-[Motion Sensors include blank SA-EMRS LB- or HB-ERMS360 LB- or HB-MRMS360]-L835-SD2-[Packaging] | Indoor Luminaires | High-Bay | Low-Bay Luminaires for Commercial and Industrial Buildings | Standard | FALSE | [9 empty] | 42194 |  |  | NotYetVerified |  | 3 | 8914.8 | 95.81 | 93.05 | 11.8 | 0.991 | 3500 | 82
PX5M99G3 | Eaton (formerly Cooper Lighting) | Metalux | 4SNLED-LD4-52SL-[Voltages include 120-277V]-[Emergency include blank EL EL10W]-[Wiring include blank PI/CPI]-[Motion Sensors include blank LB- or HB-ERMS360 LB- or HB-MRMS360]-L835-SD1-[Packaging] | Indoor Luminaires | High-Bay | Low-Bay Luminaires for Commercial and Industrial Buildings | Standard | FALSE | [9 empty] | 42194 |  |  | NotYetVerified |  | 3 | 5244 | 112.71 | 46.53 | 11.8 | 0.991 | 3500 | 82
PS62KMA4 | Eaton (formerly Cooper Lighting) | Metalux | 4SNLED-LD4-50SL-RM-[Voltages include 120-277V]-[Emergency include blank EL EL10W]-[Wiring include blank PI/CPI]-[Motion Sensors include blank LB- or HB-ERMS360 LB- or HB-MRMS360]-L835-SD1-[Packaging] | Indoor Luminaires | High-Bay | Low-Bay Luminaires for Commercial and Industrial Buildings | Standard | FALSE | [9 empty] | 42194 |  |  | NotYetVerified |  | 3 | 5127.13 | 110.2 | 46.53 | 11.8 | 0.991 | 3500 | 82
PZR9GU53 | Eaton (formerly Cooper Lighting) | Metalux | 4SNLED-LD4-49SL-LC-[Voltages include 120-277V]-[Emergency include blank EL EL10W]-[Wiring include blank PI/CPI]-[Motion Sensors include blank SA-EMRS LB- or HB-ERMS360 LB- or HB-MRMS360]-L835-SD1-[Packaging] | Indoor Luminaires | High-Bay | Low-Bay Luminaires for Commercial and Industrial Buildings | Standard | FALSE | [9 empty] | 42194 |  |  | NotYetVerified |  | 3 | 4994.03 | 107.34 | 46.53 | 11.8 | 0.991 | 3500 | 82
PS8P7QY3 | Eaton (formerly Cooper Lighting) | Metalux | 4SNLED-LD4-49SL-LN-[Voltages include 120-277V]-[Emergency include blank EL EL10W]-[Wiring include blank PI/CPI]-[Motion Sensors include blank SA-EMRS LB- or HB-ERMS360 LB- or HB-MRMS360]-L835-SD1-[Packaging] | Indoor Luminaires | High-Bay | Low-Bay Luminaires for Commercial and Industrial Buildings | Standard | FALSE | [9 empty] | 42194 |  |  | NotYetVerified |  | 3 | 4978.88 | 107.01 | 46.53 | 11.8 | 0.991 | 3500 | 82
P5ER347X | Eaton (formerly Cooper Lighting) | Metalux | 8TSNLED-LD4-95SL-LW-[Voltages include 120-277V]-[Emergency include blank EL EL10W]-[Wiring include blank PI/CPI]-[Motion Sensors include blank SA-EMRS LB- or HB-ERMS360 LB- or HB-MRMS360]-L835-SD2-[Packaging] | Indoor Luminaires | High-Bay | Low-Bay Luminaires for Commercial and Industrial Buildings | Standard | FALSE | [9 empty] | 42194 |  |  | NotYetVerified |  | 3 | 9562.5 | 94.12 | 101.6 | 11.2 | 0.992 | 3500 | 82
P289DY5H | Eaton (formerly Cooper Lighting) | Metalux | 4SNLED-LD4-56SL-[Voltages include 120-277V]-[Emergency include blank EL EL10W]-[Wiring include blank PI/CPI]-[Motion Sensors include blank LB- or HB-ERMS360 LB- or HB-MRMS360]-L835-SD1-[Packaging] | Indoor Luminaires | High-Bay | Low-Bay Luminaires for Commercial and Industrial Buildings | Standard | FALSE | [9 empty] | 42194 |  |  | NotYetVerified |  | 3 | 5625 | 110.73 | 50.8 | 11.2 | 0.992 | 3500 | 82
P4FFPKD5 | Eaton (formerly Cooper Lighting) | Metalux | 4SNLED-LD4-54SL-RM-[Voltages include 120-277V]-[Emergency include blank EL EL10W]-[Wiring include blank PI/CPI]-[Motion Sensors include blank LB- or HB-ERMS360 LB- or HB-MRMS360]-L835-SD1-[Packaging] | Indoor Luminaires | High-Bay | Low-Bay Luminaires for Commercial and Industrial Buildings | Standard | FALSE | [9 empty] | 42194 |  |  | NotYetVerified |  | 3 | 5499.64 | 108.26 | 50.8 | 11.2 | 0.992 | 3500 | 82
PVDCG7SW | Eaton (formerly Cooper Lighting) | Metalux | 4SNLED-LD4-52SL-LC-[Voltages include 120-277V]-[Emergency include blank EL EL10W]-[Wiring include blank PI/CPI]-[Motion Sensors include blank SA-EMRS LB- or HB-ERMS360 LB- or HB-MRMS360]-L835-SD1-[Packaging] | Indoor Luminaires | High-Bay | Low-Bay Luminaires for Commercial and Industrial Buildings | Standard | FALSE | [9 empty] | 42194 |  |  | NotYetVerified |  | 3 | 5356.87 | 105.45 | 50.8 | 11.2 | 0.992 | 3500 | 82
PCPTX7KT | Eaton (formerly Cooper Lighting) | Metalux | 4SNLED-LD4-53SL-LN-[Voltages include 120-277V]-[Emergency include blank EL EL10W]-[Wiring include blank PI/CPI]-[Motion Sensors include blank SA-EMRS LB- or HB-ERMS360 LB- or HB-MRMS360]-L835-SD1-[Packaging] | Indoor Luminaires | High-Bay | Low-Bay Luminaires for Commercial and Industrial Buildings | Standard | FALSE | [9 empty] | 42194 |  |  | NotYetVerified |  | 3 | 5340.62 | 105.13 | 50.8 | 11.2 | 0.992 | 3500 | 82
PV1AK1ZP | Eaton (formerly Cooper Lighting) | Metalux | 4SNLED-LD4-50SL-RW-[Voltages include 120-277V]-[Emergency include blank EL EL10W]-[Wiring include blank PI/CPI]-[Motion Sensors include blank LB- or HB-ERMS360 LB- or HB-MRMS360]-L835-SD1-[Packaging] | Indoor Luminaires | High-Bay | Low-Bay Luminaires for Commercial and Industrial Buildings | Standard | FALSE | [9 empty] | 42194 |  |  | NotYetVerified |  | 3 | 5071.32 | 99.83 | 50.8 | 11.2 | 0.992 | 3500 | 82
PJXQEG8E | Eaton (formerly Cooper Lighting) | Metalux | 4SNLED-LD4-64HL-[Voltages include 120-277V]-[Emergency include blank EL EL10W]-[Wiring include blank PI/CPI]-[Motion Sensors include blank LB- or HB-ERMS360 LB- or HB-MRMS360]-L835-SD1-[Packaging] | Indoor Luminaires | High-Bay | Low-Bay Luminaires for Commercial and Industrial Buildings | Standard | FALSE | [9 empty] | 42194 |  |  | NotYetVerified |  | 3 | 6421 | 125.44 | 51.19 | 10.9 | 0.992 | 3500 | 82
PMHRFHKX | Eaton (formerly Cooper Lighting) | Metalux | 4SNLED-LD4-62HL-RM-[Voltages include 120-277V]-[Emergency include blank EL EL10W]-[Wiring include blank PI/CPI]-[Motion Sensors include blank LB- or HB-ERMS360 LB- or HB-MRMS360]-L835-SD1-[Packaging] | Indoor Luminaires | High-Bay | Low-Bay Luminaires for Commercial and Industrial Buildings | Standard | FALSE | [9 empty] | 42194 |  |  | NotYetVerified |  | 3 | 6277.9 | 122.64 | 51.19 | 10.9 | 0.992 | 3500 | 82
PZ3EAYVD | Eaton (formerly Cooper Lighting) | Metalux | 4SNLED-LD4-60HL-LC-[Voltages include 120-277V]-[Emergency include blank EL EL10W]-[Wiring include blank PI/CPI]-[Motion Sensors include blank SA-EMRS LB- or HB-ERMS360 LB- or HB-MRMS360]-L835-SD1-[Packaging] | Indoor Luminaires | High-Bay | Low-Bay Luminaires for Commercial and Industrial Buildings | Standard | FALSE | [9 empty] | 42194 |  |  | NotYetVerified |  | 3 | 6114.92 | 119.46 | 51.19 | 10.9 | 0.992 | 3500 | 82
PFTNJPC4 | Eaton (formerly Cooper Lighting) | Metalux | 4SNLED-LD4-60HL-LN-[Voltages include 120-277V]-[Emergency include blank EL EL10W]-[Wiring include blank PI/CPI]-[Motion Sensors include blank SA-EMRS LB- or HB-ERMS360 LB- or HB-MRMS360]-L835-SD1-[Packaging] | Indoor Luminaires | High-Bay | Low-Bay Luminaires for Commercial and Industrial Buildings | Standard | FALSE | [9 empty] | 42194 |  |  | NotYetVerified |  | 3 | 6096.37 | 119.1 | 51.19 | 10.9 | 0.992 | 3500 | 82
PGV6RJH4 | Eaton (formerly Cooper Lighting) | Metalux | 4SNLED-LD4-57HL-RW-[Voltages include 120-277V]-[Emergency include blank EL EL10W]-[Wiring include blank PI/CPI]-[Motion Sensors include blank LB- or HB-ERMS360 LB- or HB-MRMS360]-L835-SD1-[Packaging] | Indoor Luminaires | High-Bay | Low-Bay Luminaires for Commercial and Industrial Buildings | Standard | FALSE | [9 empty] | 42194 |  |  | NotYetVerified |  | 3 | 5788.97 | 113.09 | 51.19 | 10.9 | 0.992 | 3500 | 82
PP1KV3AT | Eaton (formerly Cooper Lighting) | Metalux | 4SNLED-LD4-54HL-LW-[Voltages include 120-277V]-[Emergency include blank EL EL10W]-[Wiring include blank PI/CPI]-[Motion Sensors include blank SA-EMRS LB- or HB-ERMS360 LB- or HB-MRMS360]-L835-SD1-[Packaging] | Indoor Luminaires | High-Bay | Low-Bay Luminaires for Commercial and Industrial Buildings | Standard | FALSE | [9 empty] | 42194 |  |  | NotYetVerified |  | 3 | 5457.72 | 106.62 | 51.19 | 10.9 | 0.992 | 3500 | 82
PMCNEZMB | Eaton (formerly Cooper Lighting) | Metalux | 4SNLED-LD4-60SL-[Voltages include 120-277V]-[Emergency include blank EL EL10W]-[Wiring include blank PI/CPI]-[Motion Sensors include blank LB- or HB-ERMS360 LB- or HB-MRMS360]-L835-SD1-[Packaging] | Indoor Luminaires | High-Bay | Low-Bay Luminaires for Commercial and Industrial Buildings | Standard | FALSE | [9 empty] | 42194 |  |  | NotYetVerified |  | 3 | 6000 | 105.92 | 56.64 | 10.51 | 0.993 | 3500 | 82
PMY59YUS | Eaton (formerly Cooper Lighting) | Metalux | 4SNLED-LD4-58SL-RM-[Voltages include 120-277V]-[Emergency include blank EL EL10W]-[Wiring include blank PI/CPI]-[Motion Sensors include blank LB- or HB-ERMS360 LB- or HB-MRMS360]-L835-SD1-[Packaging] | Indoor Luminaires | High-Bay | Low-Bay Luminaires for Commercial and Industrial Buildings | Standard | FALSE | [9 empty] | 42194 |  |  | NotYetVerified |  | 3 | 5866.28 | 103.56 | 56.64 | 10.51 | 0.993 | 3500 | 82
PCDTECJA | Eaton (formerly Cooper Lighting) | Metalux | 4SNLED-LD4-56SL-LC-[Voltages include 120-277V]-[Emergency include blank EL EL10W]-[Wiring include blank PI/CPI]-[Motion Sensors include blank SA-EMRS LB- or HB-ERMS360 LB- or HB-MRMS360]-L835-SD1-[Packaging] | Indoor Luminaires | High-Bay | Low-Bay Luminaires for Commercial and Industrial Buildings | Standard | FALSE | [9 empty] | 42194 |  |  | NotYetVerified |  | 3 | 5713.99 | 100.87 | 56.64 | 10.51 | 0.993 | 3500 | 82
P6CTUJCK | Eaton (formerly Cooper Lighting) | Metalux | 4SNLED-LD4-56SL-LN-[Voltages include 120-277V]-[Emergency include blank EL EL10W]-[Wiring include blank PI/CPI]-[Motion Sensors include blank SA-EMRS LB- or HB-ERMS360 LB- or HB-MRMS360]-L835-SD1-[Packaging] | Indoor Luminaires | High-Bay | Low-Bay Luminaires for Commercial and Industrial Buildings | Standard | FALSE | [9 empty] | 42194 |  |  | NotYetVerified |  | 3 | 5696.66 | 100.57 | 56.64 | 10.51 | 0.993 | 3500 | 82
PYQ6C6YF | Eaton (formerly Cooper Lighting) | Metalux | 4SNLED-LD4-54SL-RW-[Voltages include 120-277V]-[Emergency include blank EL EL10W]-[Wiring include blank PI/CPI]-[Motion Sensors include blank LB- or HB-ERMS360 LB- or HB-MRMS360]-L835-SD1-[Packaging] | Indoor Luminaires | High-Bay | Low-Bay Luminaires for Commercial and Industrial Buildings | Standard | FALSE | [9 empty] | 42194 |  |  | NotYetVerified |  | 3 | 5409.41 | 95.5 | 56.64 | 10.51 | 0.993 | 3500 | 82
P1PVUXSW | Eaton (formerly Cooper Lighting) | Metalux | 4SNLED-LD4-50SL-LW-[Voltages include 120-277V]-[Emergency include blank EL EL10W]-[Wiring include blank PI/CPI]-[Motion Sensors include blank SA-EMRS LB- or HB-ERMS360 LB- or HB-MRMS360]-L835-SD1-[Packaging] | Indoor Luminaires | High-Bay | Low-Bay Luminaires for Commercial and Industrial Buildings | Standard | FALSE | [9 empty] | 42194 |  |  | NotYetVerified |  | 3 | 5099.88 | 90.03 | 56.64 | 10.51 | 0.993 | 3500 | 82
PGYWSDFQ | Eaton (formerly Cooper Lighting) | Metalux | 8TSNLED-LD4-64SL-[Voltages include 120-277V]-[Emergency include blank EL EL10W]-[Wiring include blank PI/CPI]-[Motion Sensors include blank LB- or HB-ERMS360 LB- or HB-MRMS360]-L835-[Driver Types include CD 5LTD]1-[Packaging] | Indoor Luminaires | High-Bay | Low-Bay Luminaires for Commercial and Industrial Buildings | Standard | FALSE | [9 empty] | 42194 |  |  | NotYetVerified |  | 3 | 6428 | 129.59 | 49.6 | 10.6 | 0.993 | 3500 | 82
PDYCKR12 | Eaton (formerly Cooper Lighting) | Metalux | 8TSNLED-LD4-62SL-RM-[Voltages include 120-277V]-[Emergency include blank EL EL10W]-[Wiring include blank PI/CPI]-[Motion Sensors include blank LB- or HB-ERMS360 LB- or HB-MRMS360]-L835-[Driver Types include CD 5LTD]1-[Packaging] | Indoor Luminaires | High-Bay | Low-Bay Luminaires for Commercial and Industrial Buildings | Standard | FALSE | [9 empty] | 42194 |  |  | NotYetVerified |  | 3 | 6286.58 | 126.74 | 49.6 | 10.6 | 0.993 | 3500 | 82
PFJ7TQG5 | Eaton (formerly Cooper Lighting) | Metalux | 8TSNLED-LD4-60SL-LC-[Voltages include 120-277V]-[Emergency include blank EL EL10W]-[Wiring include blank PI/CPI]-[Motion Sensors include blank SA-EMRS LB- or HB-ERMS360 LB- or HB-MRMS360]-L835-[Driver Types include CD 5LTD]1-[Packaging] | Indoor Luminaires | High-Bay | Low-Bay Luminaires for Commercial and Industrial Buildings | Standard | FALSE | [9 empty] | 42194 |  |  | NotYetVerified |  | 3 | 6119.46 | 123.37 | 49.6 | 10.6 | 0.993 | 3500 | 82
PS8PEE72 | Eaton (formerly Cooper Lighting) | Metalux | 8TSNLED-LD4-60SL-LN-[Voltages include 120-277V]-[Emergency include blank EL EL10W]-[Wiring include blank PI/CPI]-[Motion Sensors include blank SA-EMRS LB- or HB-ERMS360 LB- or HB-MRMS360]-L835-[Driver Types include CD 5LTD]1-[Packaging] | Indoor Luminaires | High-Bay | Low-Bay Luminaires for Commercial and Industrial Buildings | Standard | FALSE | [9 empty] | 42194 |  |  | NotYetVerified |  | 3 | 6100.17 | 122.98 | 49.6 | 10.6 | 0.993 | 3500 | 82
PSPHNXSV | Eaton (formerly Cooper Lighting) | Metalux | 8TSNLED-LD4-57SL-RW-[Voltages include 120-277V]-[Emergency include blank EL EL10W]-[Wiring include blank PI/CPI]-[Motion Sensors include blank LB- or HB-ERMS360 LB- or HB-MRMS360]-L835-[Driver Types include CD 5LTD]1-[Packaging] | Indoor Luminaires | High-Bay | Low-Bay Luminaires for Commercial and Industrial Buildings | Standard | FALSE | [9 empty] | 42194 |  |  | NotYetVerified |  | 3 | 5798.06 | 116.89 | 49.6 | 10.6 | 0.993 | 3500 | 82
P75WTZX5 | Eaton (formerly Cooper Lighting) | Metalux | 8TSNLED-LD4-54SL-LW-[Voltages include 120-277V]-[Emergency include blank EL EL10W]-[Wiring include blank PI/CPI]-[Motion Sensors include blank SA-EMRS LB- or HB-ERMS360 LB- or HB-MRMS360]-L835-[Driver Types include CD 5LTD]1-[Packaging] | Indoor Luminaires | High-Bay | Low-Bay Luminaires for Commercial and Industrial Buildings | Standard | FALSE | [9 empty] | 42194 |  |  | NotYetVerified |  | 3 | 5463.8 | 110.15 | 49.6 | 10.6 | 0.993 | 3500 | 82
PAECG15T | Eaton (formerly Cooper Lighting) | Metalux | 8TSNLED-LD4-81SL-LW-[Voltages include 120-277V]-[Emergency include blank EL EL10W]-[Wiring include blank PI/CPI]-[Motion Sensors include blank SA-EMRS LB- or HB-ERMS360 LB- or HB-MRMS360]-L835-[Driver Types include CD 5LTD]2-[Packaging] | Indoor Luminaires | High-Bay | Low-Bay Luminaires for Commercial and Industrial Buildings | Standard | FALSE | [9 empty] | 42194 |  |  | NotYetVerified |  | 3 | 8238.2 | 99.19 | 83.05 | 10.15 | 0.99 | 3500 | 82
PQBKDNTV | Eaton (formerly Cooper Lighting) | Metalux | 8TSNLED-LD4-96SL-[Voltages include 120-277V]-[Emergency include blank EL EL10W]-[Wiring include blank PI/CPI]-[Motion Sensors include blank LB- or HB-ERMS360 LB- or HB-MRMS360]-L835-[Driver Types include CD 5LTD 5LTHD]2-[Packaging] | Indoor Luminaires | High-Bay | Low-Bay Luminaires for Commercial and Industrial Buildings | Standard | FALSE | [9 empty] | 42194 |  |  | NotYetVerified |  | 3 | 9692 | 116.76 | 83.01 | 9.7 | 0.99 | 3500 | 82
P11CDRHV | Eaton (formerly Cooper Lighting) | Metalux | 8TSNLED-LD4-95SL-RM-[Voltages include 120-277V]-[Emergency include blank EL EL10W]-[Wiring include blank PI/CPI]-[Motion Sensors include blank LB- or HB-ERMS360 LB- or HB-MRMS360]-L835-[Driver Types include CD 5LTD 5LTHD]2-[Packaging] | Indoor Luminaires | High-Bay | Low-Bay Luminaires for Commercial and Industrial Buildings | Standard | FALSE | [9 empty] | 42194 |  |  | NotYetVerified |  | 3 | 9478.78 | 114.19 | 83.01 | 9.7 | 0.99 | 3500 | 82
PJ7B93NZ | Eaton (formerly Cooper Lighting) | Metalux | 8TSNLED-LD4-90SL-LC-[Voltages include 120-277V]-[Emergency include blank EL EL10W]-[Wiring include blank PI/CPI]-[Motion Sensors include blank SA-EMRS LB- or HB-ERMS360 LB- or HB-MRMS360]-L835-[Driver Types include CD 5LTD 5LTHD]2-[Packaging] | Indoor Luminaires | High-Bay | Low-Bay Luminaires for Commercial and Industrial Buildings | Standard | FALSE | [9 empty] | 42194 |  |  | NotYetVerified |  | 3 | 9226.78 | 111.16 | 83.01 | 9.7 | 0.99 | 3500 | 82
PB14DUHH | Eaton (formerly Cooper Lighting) | Metalux | 8TSNLED-LD4-91SL-LN-[Voltages include 120-277V]-[Emergency include blank EL EL10W]-[Wiring include blank PI/CPI]-[Motion Sensors include blank SA-EMRS LB- or HB-ERMS360 LB- or HB-MRMS360]-L835-[Driver Types include CD 5LTD 5LTHD]2-[Packaging] | Indoor Luminaires | High-Bay | Low-Bay Luminaires for Commercial and Industrial Buildings | Standard | FALSE | [9 empty] | 42194 |  |  | NotYetVerified |  | 3 | 9197.71 | 110.8 | 83.01 | 9.7 | 0.99 | 3500 | 82
PJUYAVP2 | Eaton (formerly Cooper Lighting) | Metalux | 8TSNLED-LD4-86SL-RW-[Voltages include 120-277V]-[Emergency include blank EL EL10W]-[Wiring include blank PI/CPI]-[Motion Sensors include blank LB- or HB-ERMS360 LB- or HB-MRMS360]-L835-[Driver Types include CD 5LTD 5LTHD]2-[Packaging] | Indoor Luminaires | High-Bay | Low-Bay Luminaires for Commercial and Industrial Buildings | Standard | FALSE | [9 empty] | 42194 |  |  | NotYetVerified |  | 3 | 8742.18 | 105.32 | 83.01 | 9.7 | 0.99 | 3500 | 82
PQ3BQDR4 | Eaton (formerly Cooper Lighting) | Metalux | 4SNLED-LD4-48SL-[Voltages include 120-277V]-[Emergency include blank EL EL10W]-[Wiring include blank PI/CPI]-[Motion Sensors include blank LB- or HB-ERMS360 LB- or HB-MRMS360]-L835-[Driver Types include CD 5LTD 5LTHD]1-[Packaging] | Indoor Luminaires | High-Bay | Low-Bay Luminaires for Commercial and Industrial Buildings | Standard | FALSE | [9 empty] | 42194 |  |  | NotYetVerified |  | 3 | 4846 | 116.76 | 41.5 | 9.7 | 0.99 | 3500 | 82
PKP644X2 | Eaton (formerly Cooper Lighting) | Metalux | 4SNLED-LD4-60SL-[Voltages include 120-277V]-[Emergency include blank EL EL10W]-[Wiring include blank PI/CPI]-[Motion Sensors include blank LB- or HB-ERMS360 LB- or HB-MRMS360]-L835-[Driver Types include CD 5LTD]1-[Packaging] | Indoor Luminaires | High-Bay | Low-Bay Luminaires for Commercial and Industrial Buildings | Standard | FALSE | [9 empty] | 42194 |  |  | NotYetVerified |  | 3 | 6000 | 107.48 | 55.82 | 9.26 | 0.994 | 3500 | 82
PFXHSFAY | Eaton (formerly Cooper Lighting) | Metalux | 4SNLED-LD4-58SL-RM-[Voltages include 120-277V]-[Emergency include blank EL EL10W]-[Wiring include blank PI/CPI]-[Motion Sensors include blank LB- or HB-ERMS360 LB- or HB-MRMS360]-L835-[Driver Types include CD 5LTD]1-[Packaging] | Indoor Luminaires | High-Bay | Low-Bay Luminaires for Commercial and Industrial Buildings | Standard | FALSE | [9 empty] | 42194 |  |  | NotYetVerified |  | 3 | 5866.28 | 105.09 | 55.82 | 9.26 | 0.994 | 3500 | 82
PANNHHU5 | Eaton (formerly Cooper Lighting) | Metalux | 4SNLED-LD4-56SL-LC-[Voltages include 120-277V]-[Emergency include blank EL EL10W]-[Wiring include blank PI/CPI]-[Motion Sensors include blank SA-EMRS LB- or HB-ERMS360 LB- or HB-MRMS360]-L835-[Driver Types include CD 5LTD]1-[Packaging] | Indoor Luminaires | High-Bay | Low-Bay Luminaires for Commercial and Industrial Buildings | Standard | FALSE | [9 empty] | 42194 |  |  | NotYetVerified |  | 3 | 5713.99 | 102.36 | 55.82 | 9.26 | 0.994 | 3500 | 82
PP7ANB7H | Eaton (formerly Cooper Lighting) | Metalux | 4SNLED-LD4-56SL-LN-[Voltages include 120-277V]-[Emergency include blank EL EL10W]-[Wiring include blank PI/CPI]-[Motion Sensors include blank SA-EMRS LB- or HB-ERMS360 LB- or HB-MRMS360]-L835-[Driver Types include CD 5LTD]1-[Packaging] | Indoor Luminaires | High-Bay | Low-Bay Luminaires for Commercial and Industrial Buildings | Standard | FALSE | [9 empty] | 42194 |  |  | NotYetVerified |  | 3 | 5696.66 | 102.05 | 55.82 | 9.26 | 0.994 | 3500 | 82
P1CT5F5H | Eaton (formerly Cooper Lighting) | Metalux | 4SNLED-LD4-54SL-RW-[Voltages include 120-277V]-[Emergency include blank EL EL10W]-[Wiring include blank PI/CPI]-[Motion Sensors include blank LB- or HB-ERMS360 LB- or HB-MRMS360]-L835-[Driver Types include CD 5LTD]1-[Packaging] | Indoor Luminaires | High-Bay | Low-Bay Luminaires for Commercial and Industrial Buildings | Standard | FALSE | [9 empty] | 42194 |  |  | NotYetVerified |  | 3 | 5409.41 | 96.9 | 55.82 | 9.26 | 0.994 | 3500 | 82
PGGVN5WW | Eaton (formerly Cooper Lighting) | Metalux | 4SNLED-LD4-50SL-LW-[Voltages include 120-277V]-[Emergency include blank EL EL10W]-[Wiring include blank PI/CPI]-[Motion Sensors include blank SA-EMRS LB- or HB-ERMS360 LB- or HB-MRMS360]-L835-[Driver Types include CD 5LTD]1-[Packaging] | Indoor Luminaires | High-Bay | Low-Bay Luminaires for Commercial and Industrial Buildings | Standard | FALSE | [9 empty] | 42194 |  |  | NotYetVerified |  | 3 | 5099.88 | 91.36 | 55.82 | 9.26 | 0.994 | 3500 | 82
PS1VSE1P | Eaton (formerly Cooper Lighting) | Metalux | 8TSNLED-LD4-88SL-LW-[Voltages include 120-277V]-[Emergency include blank EL EL10W]-[Wiring include blank PI/CPI]-[Motion Sensors include blank SA-EMRS LB- or HB-ERMS360 LB- or HB-MRMS360]-L835-[Driver Types include CD 5LTD]2-[Packaging] | Indoor Luminaires | High-Bay | Low-Bay Luminaires for Commercial and Industrial Buildings | Standard | FALSE | [9 empty] | 42194 |  |  | NotYetVerified |  | 3 | 8914.8 | 96.97 | 91.94 | 9.19 | 0.992 | 3500 | 82
PZPS254R | Eaton (formerly Cooper Lighting) | Metalux | 4SNLED-LD4-64HL-[Voltages include 120-277V]-[Emergency include blank EL EL10W]-[Wiring include blank PI/CPI]-[Motion Sensors include blank LB- or HB-ERMS360 LB- or HB-MRMS360]-L835-[Driver Types include CD 5LTD 5LTHD]1-[Packaging] | Indoor Luminaires | High-Bay | Low-Bay Luminaires for Commercial and Industrial Buildings | Standard | FALSE | [9 empty] | 42194 |  |  | NotYetVerified |  | 3 | 6421 | 127.42 | 50.39 | 9.17 | 0.993 | 3500 | 82
P8E1UAGF | Eaton (formerly Cooper Lighting) | Metalux | 4SNLED-LD4-62HL-RM-[Voltages include 120-277V]-[Emergency include blank EL EL10W]-[Wiring include blank PI/CPI]-[Motion Sensors include blank LB- or HB-ERMS360 LB- or HB-MRMS360]-L835-[Driver Types include CD 5LTD 5LTHD]1-[Packaging] | Indoor Luminaires | High-Bay | Low-Bay Luminaires for Commercial and Industrial Buildings | Standard | FALSE | [9 empty] | 42194 |  |  | NotYetVerified |  | 3 | 6277.9 | 124.58 | 50.39 | 9.17 | 0.993 | 3500 | 82
PBUSC2S7 | Eaton (formerly Cooper Lighting) | Metalux | 4SNLED-LD4-60HL-LC-[Voltages include 120-277V]-[Emergency include blank EL EL10W]-[Wiring include blank PI/CPI]-[Motion Sensors include blank SA-EMRS LB- or HB-ERMS360 LB- or HB-MRMS360]-L835-[Driver Types include CD 5LTD 5LTHD]1-[Packaging] | Indoor Luminaires | High-Bay | Low-Bay Luminaires for Commercial and Industrial Buildings | Standard | FALSE | [9 empty] | 42194 |  |  | NotYetVerified |  | 3 | 6114.92 | 121.34 | 50.39 | 9.17 | 0.993 | 3500 | 82
P1PX6ZT8 | Eaton (formerly Cooper Lighting) | Metalux | 4SNLED-LD4-60HL-LN-[Voltages include 120-277V]-[Emergency include blank EL EL10W]-[Wiring include blank PI/CPI]-[Motion Sensors include blank SA-EMRS LB- or HB-ERMS360 LB- or HB-MRMS360]-L835-[Driver Types include CD 5LTD 5LTHD]1-[Packaging] | Indoor Luminaires | High-Bay | Low-Bay Luminaires for Commercial and Industrial Buildings | Standard | FALSE | [9 empty] | 42194 |  |  | NotYetVerified |  | 3 | 6096.37 | 120.98 | 50.39 | 9.17 | 0.993 | 3500 | 82
PPMX5G1G | Eaton (formerly Cooper Lighting) | Metalux | 4SNLED-LD4-57HL-RW-[Voltages include 120-277V]-[Emergency include blank EL EL10W]-[Wiring include blank PI/CPI]-[Motion Sensors include blank LB- or HB-ERMS360 LB- or HB-MRMS360]-L835-[Driver Types include CD 5LTD 5LTHD]1-[Packaging] | Indoor Luminaires | High-Bay | Low-Bay Luminaires for Commercial and Industrial Buildings | Standard | FALSE | [9 empty] | 42194 |  |  | NotYetVerified |  | 3 | 5788.97 | 114.88 | 50.39 | 9.17 | 0.993 | 3500 | 82
PF3GV82R | Eaton (formerly Cooper Lighting) | Metalux | 4SNLED-LD4-54HL-LW-[Voltages include 120-277V]-[Emergency include blank EL EL10W]-[Wiring include blank PI/CPI]-[Motion Sensors include blank SA-EMRS LB- or HB-ERMS360 LB- or HB-MRMS360]-L835-[Driver Types include CD 5LTD 5LTHD]1-[Packaging] | Indoor Luminaires | High-Bay | Low-Bay Luminaires for Commercial and Industrial Buildings | Standard | FALSE | [9 empty] | 42194 |  |  | NotYetVerified |  | 3 | 5457.72 | 108.3 | 50.39 | 9.17 | 0.993 | 3500 | 82
PCBXZHKJ | Eaton (formerly Cooper Lighting) | Metalux | 8TSNLED-LD4-98SL-LC-[Voltages include 120-277V]-[Emergency include blank EL EL10W]-[Wiring include blank PI/CPI]-[Motion Sensors include blank SA-EMRS LB- or HB-ERMS360 LB- or HB-MRMS360]-L835-[Driver Types include CD 5LTD 5LTHD]2-[Packaging] | Indoor Luminaires | High-Bay | Low-Bay Luminaires for Commercial and Industrial Buildings | Standard | FALSE | [9 empty] | 42194 |  |  | NotYetVerified |  | 3 | 9984.58 | 108.68 | 91.87 | 8.91 | 0.991 | 3500 | 82
PXQ155H3 | Eaton (formerly Cooper Lighting) | Metalux | 8TSNLED-LD4-98SL-LN-[Voltages include 120-277V]-[Emergency include blank EL EL10W]-[Wiring include blank PI/CPI]-[Motion Sensors include blank SA-EMRS LB- or HB-ERMS360 LB- or HB-MRMS360]-L835-[Driver Types include CD 5LTD 5LTHD]2-[Packaging] | Indoor Luminaires | High-Bay | Low-Bay Luminaires for Commercial and Industrial Buildings | Standard | FALSE | [9 empty] | 42194 |  |  | NotYetVerified |  | 3 | 9953.11 | 108.34 | 91.87 | 8.91 | 0.991 | 3500 | 82
PQJK19CF | Eaton (formerly Cooper Lighting) | Metalux | 8TSNLED-LD4-93SL-RW-[Voltages include 120-277V]-[Emergency include blank EL EL10W]-[Wiring include blank PI/CPI]-[Motion Sensors include blank LB- or HB-ERMS360 LB- or HB-MRMS360]-L835-[Driver Types include CD 5LTD 5LTHD]2-[Packaging] | Indoor Luminaires | High-Bay | Low-Bay Luminaires for Commercial and Industrial Buildings | Standard | FALSE | [9 empty] | 42194 |  |  | NotYetVerified |  | 3 | 9460.18 | 102.97 | 91.87 | 8.91 | 0.991 | 3500 | 82
P2BVN1ST | Eaton (formerly Cooper Lighting) | Metalux | 4SNLED-LD4-52SL-[Voltages include 120-277V]-[Emergency include blank EL EL10W]-[Wiring include blank PI/CPI]-[Motion Sensors include blank LB- or HB-ERMS360 LB- or HB-MRMS360]-L835-[Driver Types include CD 5LTD 5LTHD]1-[Packaging] | Indoor Luminaires | High-Bay | Low-Bay Luminaires for Commercial and Industrial Buildings | Standard | FALSE | [9 empty] | 42194 |  |  | NotYetVerified |  | 3 | 5244 | 114.16 | 45.94 | 8.91 | 0.991 | 3500 | 82
PUZ82NXP | Eaton (formerly Cooper Lighting) | Metalux | 4SNLED-LD4-50SL-RM-[Voltages include 120-277V]-[Emergency include blank EL EL10W]-[Wiring include blank PI/CPI]-[Motion Sensors include blank LB- or HB-ERMS360 LB- or HB-MRMS360]-L835-[Driver Types include CD 5LTD 5LTHD]1-[Packaging] | Indoor Luminaires | High-Bay | Low-Bay Luminaires for Commercial and Industrial Buildings | Standard | FALSE | [9 empty] | 42194 |  |  | NotYetVerified |  | 3 | 5127.13 | 111.61 | 45.94 | 8.91 | 0.991 | 3500 | 82
PS2TKQXV | Eaton (formerly Cooper Lighting) | Metalux | 4SNLED-LD4-49SL-LC-[Voltages include 120-277V]-[Emergency include blank EL EL10W]-[Wiring include blank PI/CPI]-[Motion Sensors include blank SA-EMRS LB- or HB-ERMS360 LB- or HB-MRMS360]-L835-[Driver Types include CD 5LTD 5LTHD]1-[Packaging] | Indoor Luminaires | High-Bay | Low-Bay Luminaires for Commercial and Industrial Buildings | Standard | FALSE | [9 empty] | 42194 |  |  | NotYetVerified |  | 3 | 4994.03 | 108.72 | 45.94 | 8.91 | 0.991 | 3500 | 82
P49GTTKW | Eaton (formerly Cooper Lighting) | Metalux | 4SNLED-LD4-49SL-LN-[Voltages include 120-277V]-[Emergency include blank EL EL10W]-[Wiring include blank PI/CPI]-[Motion Sensors include blank SA-EMRS LB- or HB-ERMS360 LB- or HB-MRMS360]-L835-[Driver Types include CD 5LTD 5LTHD]1-[Packaging] | Indoor Luminaires | High-Bay | Low-Bay Luminaires for Commercial and Industrial Buildings | Standard | FALSE | [9 empty] | 42194 |  |  | NotYetVerified |  | 3 | 4978.88 | 108.39 | 45.94 | 8.91 | 0.991 | 3500 | 82
PC4M3N5M | Eaton (formerly Cooper Lighting) | Metalux | 8TSNLED-LD4-95SL-LW-[Voltages include 120-277V]-[Emergency include blank EL EL10W]-[Wiring include blank PI/CPI]-[Motion Sensors include blank SA-EMRS LB- or HB-ERMS360 LB- or HB-MRMS360]-L835-[Driver Types include CD 5LTD]2-[Packaging] | Indoor Luminaires | High-Bay | Low-Bay Luminaires for Commercial and Industrial Buildings | Standard | FALSE | [9 empty] | 42194 |  |  | NotYetVerified |  | 3 | 9562.5 | 95.01 | 100.65 | 8.84 | 0.993 | 3500 | 82
PXV6C7C3 | Eaton (formerly Cooper Lighting) | Metalux | 4SNLED-LD4-56SL-[Voltages include 120-277V]-[Emergency include blank EL EL10W]-[Wiring include blank PI/CPI]-[Motion Sensors include blank LB- or HB-ERMS360 LB- or HB-MRMS360]-L835-[Driver Types include CD 5LTD 5LTHD]1-[Packaging] | Indoor Luminaires | High-Bay | Low-Bay Luminaires for Commercial and Industrial Buildings | Standard | FALSE | [9 empty] | 42194 |  |  | NotYetVerified |  | 3 | 5625 | 111.87 | 50.28 | 8.63 | 0.992 | 3500 | 82
PA7XYV94 | Eaton (formerly Cooper Lighting) | Metalux | 4SNLED-LD4-54SL-RM-[Voltages include 120-277V]-[Emergency include blank EL EL10W]-[Wiring include blank PI/CPI]-[Motion Sensors include blank LB- or HB-ERMS360 LB- or HB-MRMS360]-L835-[Driver Types include CD 5LTD 5LTHD]1-[Packaging] | Indoor Luminaires | High-Bay | Low-Bay Luminaires for Commercial and Industrial Buildings | Standard | FALSE | [9 empty] | 42194 |  |  | NotYetVerified |  | 3 | 5499.64 | 109.38 | 50.28 | 8.63 | 0.992 | 3500 | 82
PMCV59XB | Eaton (formerly Cooper Lighting) | Metalux | 4SNLED-LD4-52SL-LC-[Voltages include 120-277V]-[Emergency include blank EL EL10W]-[Wiring include blank PI/CPI]-[Motion Sensors include blank SA-EMRS LB- or HB-ERMS360 LB- or HB-MRMS360]-L835-[Driver Types include CD 5LTD 5LTHD]1-[Packaging] | Indoor Luminaires | High-Bay | Low-Bay Luminaires for Commercial and Industrial Buildings | Standard | FALSE | [9 empty] | 42194 |  |  | NotYetVerified |  | 3 | 5356.87 | 106.54 | 50.28 | 8.63 | 0.992 | 3500 | 82
PSS1JCW4 | Eaton (formerly Cooper Lighting) | Metalux | 4SNLED-LD4-53SL-LN-[Voltages include 120-277V]-[Emergency include blank EL EL10W]-[Wiring include blank PI/CPI]-[Motion Sensors include blank SA-EMRS LB- or HB-ERMS360 LB- or HB-MRMS360]-L835-[Driver Types include CD 5LTD 5LTHD]1-[Packaging] | Indoor Luminaires | High-Bay | Low-Bay Luminaires for Commercial and Industrial Buildings | Standard | FALSE | [9 empty] | 42194 |  |  | NotYetVerified |  | 3 | 5340.62 | 106.22 | 50.28 | 8.63 | 0.992 | 3500 | 82
PH91355E | Eaton (formerly Cooper Lighting) | Metalux | 4SNLED-LD4-50SL-RW-[Voltages include 120-277V]-[Emergency include blank EL EL10W]-[Wiring include blank PI/CPI]-[Motion Sensors include blank LB- or HB-ERMS360 LB- or HB-MRMS360]-L835-[Driver Types include CD 5LTD 5LTHD]1-[Packaging] | Indoor Luminaires | High-Bay | Low-Bay Luminaires for Commercial and Industrial Buildings | Standard | FALSE | [9 empty] | 42194 |  |  | NotYetVerified |  | 3 | 5071.32 | 100.86 | 50.28 | 8.63 | 0.992 | 3500 | 82
PYYHUTYN | Eaton (formerly Cooper Lighting) | Metalux | 8TSNLED-LD4-72SL-[Voltages include 120-277V]-[Emergency include blank EL EL10W]-[Wiring include blank PI/CPI]-[Motion Sensors include blank LB- or HB-ERMS360 LB- or HB-MRMS360]-L835-[Driver Types include CD 5LTD]1-[Packaging] | Indoor Luminaires | High-Bay | Low-Bay Luminaires for Commercial and Industrial Buildings | Standard | FALSE | [9 empty] | 42194 |  |  | NotYetVerified |  | 3 | 7206 | 131.02 | 55 | 8 | 0.994 | 3500 | 82
PDFF5RBS | Eaton (formerly Cooper Lighting) | Metalux | 8TSNLED-LD4-70SL-RM-[Voltages include 120-277V]-[Emergency include blank EL EL10W]-[Wiring include blank PI/CPI]-[Motion Sensors include blank LB- or HB-ERMS360 LB- or HB-MRMS360]-L835-[Driver Types include CD 5LTD]1-[Packaging] | Indoor Luminaires | High-Bay | Low-Bay Luminaires for Commercial and Industrial Buildings | Standard | FALSE | [9 empty] | 42194 |  |  | NotYetVerified |  | 3 | 7047.47 | 128.14 | 55 | 8 | 0.994 | 3500 | 82
PTEC4DH5 | Eaton (formerly Cooper Lighting) | Metalux | 8TSNLED-LD4-68SL-LC-[Voltages include 120-277V]-[Emergency include blank EL EL10W]-[Wiring include blank PI/CPI]-[Motion Sensors include blank SA-EMRS LB- or HB-ERMS360 LB- or HB-MRMS360]-L835-[Driver Types include CD 5LTD]1-[Packaging] | Indoor Luminaires | High-Bay | Low-Bay Luminaires for Commercial and Industrial Buildings | Standard | FALSE | [9 empty] | 42194 |  |  | NotYetVerified |  | 3 | 6860.11 | 124.74 | 55 | 8 | 0.994 | 3500 | 82
PE7RSH9C | Eaton (formerly Cooper Lighting) | Metalux | 8TSNLED-LD4-68SL-LN-[Voltages include 120-277V]-[Emergency include blank EL EL10W]-[Wiring include blank PI/CPI]-[Motion Sensors include blank SA-EMRS LB- or HB-ERMS360 LB- or HB-MRMS360]-L835-[Driver Types include CD 5LTD]1-[Packaging] | Indoor Luminaires | High-Bay | Low-Bay Luminaires for Commercial and Industrial Buildings | Standard | FALSE | [9 empty] | 42194 |  |  | NotYetVerified |  | 3 | 6838.49 | 124.34 | 55 | 8 | 0.994 | 3500 | 82
PA6Y4TM6 | Eaton (formerly Cooper Lighting) | Metalux | 8TSNLED-LD4-64SL-RW-[Voltages include 120-277V]-[Emergency include blank EL EL10W]-[Wiring include blank PI/CPI]-[Motion Sensors include blank LB- or HB-ERMS360 LB- or HB-MRMS360]-L835-[Driver Types include CD 5LTD]1-[Packaging] | Indoor Luminaires | High-Bay | Low-Bay Luminaires for Commercial and Industrial Buildings | Standard | FALSE | [9 empty] | 42194 |  |  | NotYetVerified |  | 3 | 6499.81 | 118.18 | 55 | 8 | 0.994 | 3500 | 82
P94JQ3BY | Eaton (formerly Cooper Lighting) | Metalux | 8TSNLED-LD4-61SL-LW-[Voltages include 120-277V]-[Emergency include blank EL EL10W]-[Wiring include blank PI/CPI]-[Motion Sensors include blank SA-EMRS LB- or HB-ERMS360 LB- or HB-MRMS360]-L835-[Driver Types include CD 5LTD]1-[Packaging] | Indoor Luminaires | High-Bay | Low-Bay Luminaires for Commercial and Industrial Buildings | Standard | FALSE | [9 empty] | 42194 |  |  | NotYetVerified |  | 3 | 6125.1 | 111.37 | 55 | 8 | 0.994 | 3500 | 82
P8F6P99Y | Eaton (formerly Cooper Lighting) | Metalux | 8TSNLED-LD4-80SL-[Voltages include 120-277V]-[Emergency include blank EL EL10W]-[Wiring include blank PI/CPI]-[Motion Sensors include blank LB- or HB-ERMS360 LB- or HB-MRMS360]-L835-[Driver Types include CD 5LTD]1-[Packaging] | Indoor Luminaires | High-Bay | Low-Bay Luminaires for Commercial and Industrial Buildings | Standard | FALSE | [9 empty] | 42194 |  |  | NotYetVerified |  | 3 | 8026 | 128.05 | 62.68 | 7.5 | 0.995 | 3500 | 82
PSP6HD9V | Eaton (formerly Cooper Lighting) | Metalux | 8TSNLED-LD4-78SL-RM-[Voltages include 120-277V]-[Emergency include blank EL EL10W]-[Wiring include blank PI/CPI]-[Motion Sensors include blank LB- or HB-ERMS360 LB- or HB-MRMS360]-L835-[Driver Types include CD 5LTD]1-[Packaging] | Indoor Luminaires | High-Bay | Low-Bay Luminaires for Commercial and Industrial Buildings | Standard | FALSE | [9 empty] | 42194 |  |  | NotYetVerified |  | 3 | 7849.43 | 125.24 | 62.68 | 7.5 | 0.995 | 3500 | 82
PV7K1A8B | Eaton (formerly Cooper Lighting) | Metalux | 8TSNLED-LD4-75SL-LC-[Voltages include 120-277V]-[Emergency include blank EL EL10W]-[Wiring include blank PI/CPI]-[Motion Sensors include blank SA-EMRS LB- or HB-ERMS360 LB- or HB-MRMS360]-L835-[Driver Types include CD 5LTD]1-[Packaging] | Indoor Luminaires | High-Bay | Low-Bay Luminaires for Commercial and Industrial Buildings | Standard | FALSE | [9 empty] | 42194 |  |  | NotYetVerified |  | 3 | 7640.75 | 121.91 | 62.68 | 7.5 | 0.995 | 3500 | 82
PFWU44FB | Eaton (formerly Cooper Lighting) | Metalux | 8TSNLED-LD4-75SL-LN-[Voltages include 120-277V]-[Emergency include blank EL EL10W]-[Wiring include blank PI/CPI]-[Motion Sensors include blank SA-EMRS LB- or HB-ERMS360 LB- or HB-MRMS360]-L835-[Driver Types include CD 5LTD]1-[Packaging] | Indoor Luminaires | High-Bay | Low-Bay Luminaires for Commercial and Industrial Buildings | Standard | FALSE | [9 empty] | 42194 |  |  | NotYetVerified |  | 3 | 7616.67 | 121.52 | 62.68 | 7.5 | 0.995 | 3500 | 82
PH9TYKS1 | Eaton (formerly Cooper Lighting) | Metalux | 8TSNLED-LD4-72SL-RW-[Voltages include 120-277V]-[Emergency include blank EL EL10W]-[Wiring include blank PI/CPI]-[Motion Sensors include blank LB- or HB-ERMS360 LB- or HB-MRMS360]-L835-[Driver Types include CD 5LTD]1-[Packaging] | Indoor Luminaires | High-Bay | Low-Bay Luminaires for Commercial and Industrial Buildings | Standard | FALSE | [9 empty] | 42194 |  |  | NotYetVerified |  | 3 | 7239.45 | 115.5 | 62.68 | 7.5 | 0.995 | 3500 | 82
PRD4VMBA | Eaton (formerly Cooper Lighting) | Metalux | 8TSNLED-LD4-67SL-LW-[Voltages include 120-277V]-[Emergency include blank EL EL10W]-[Wiring include blank PI/CPI]-[Motion Sensors include blank SA-EMRS LB- or HB-ERMS360 LB- or HB-MRMS360]-L835-[Driver Types include CD 5LTD]1-[Packaging] | Indoor Luminaires | High-Bay | Low-Bay Luminaires for Commercial and Industrial Buildings | Standard | FALSE | [9 empty] | 42194 |  |  | NotYetVerified |  | 3 | 6822.1 | 108.85 | 62.68 | 7.5 | 0.995 | 3500 | 82
PCSJNVZ5 | Eaton (formerly Cooper Lighting) | Metalux | 8TSNLED-LD4-95SL-LW-[Voltage includes 120V]-[Emergency include blank EL EL10W]-[Wiring include blank PI/CPI]-[Motion Sensors include blank SA-EMRS LB- or HB-ERMS360 LB- or HB-MRMS360]-L835-5LTHD2-[Packaging] | Indoor Luminaires | High-Bay | Low-Bay Luminaires for Commercial and Industrial Buildings | Standard | FALSE | [9 empty] | 42194 |  |  | NotYetVerified |  | 3 | 9562.5 | 95.67 | 99.95 | 7.1 | 0.991 | 3500 | 82
PRA7X6XF | Eaton (formerly Cooper Lighting) | Metalux | 8TSNLED-LD4-88SL-LW-[Voltage includes 120V]-[Emergency include blank EL EL10W]-[Wiring include blank PI/CPI]-[Motion Sensors include blank SA-EMRS LB- or HB-ERMS360 LB- or HB-MRMS360]-L835-5LTHD2-[Packaging] | Indoor Luminaires | High-Bay | Low-Bay Luminaires for Commercial and Industrial Buildings | Standard | FALSE | [9 empty] | 42194 |  |  | NotYetVerified |  | 3 | 8914.8 | 97.51 | 91.43 | 7 | 0.99 | 3500 | 82
PNZEGA8W | Eaton (formerly Cooper Lighting) | Metalux | 8TSNLED-LD4-81SL-LW-[Voltage includes 120V]-[Emergency include blank EL EL10W]-[Wiring include blank PI/CPI]-[Motion Sensors include blank SA-EMRS LB- or HB-ERMS360 LB- or HB-MRMS360]-L835-5LTHD2-[Packaging] | Indoor Luminaires | High-Bay | Low-Bay Luminaires for Commercial and Industrial Buildings | Standard | FALSE | [9 empty] | 42194 |  |  | NotYetVerified |  | 3 | 8238.2 | 99.58 | 82.73 | 7 | 0.99 | 3500 | 82
P4HJZRRU | Eaton (formerly Cooper Lighting) | Metalux | 8TSNLED-LD4-88SL-[Voltages include 120-277V]-[Emergency include blank EL EL10W]-[Wiring include blank PI/CPI]-[Motion Sensors include blank LB- or HB-ERMS360 LB- or HB-MRMS360]-L835-[Driver Types include CD 5LTD]1-[Packaging] | Indoor Luminaires | High-Bay | Low-Bay Luminaires for Commercial and Industrial Buildings | Standard | FALSE | [9 empty] | 42194 |  |  | NotYetVerified |  | 3 | 8890 | 124.62 | 71.33 | 6.83 | 0.994 | 3500 | 82
P25JGVNM | Eaton (formerly Cooper Lighting) | Metalux | 8TSNLED-LD4-85SL-RM-[Voltages include 120-277V]-[Emergency include blank EL EL10W]-[Wiring include blank PI/CPI]-[Motion Sensors include blank LB- or HB-ERMS360 LB- or HB-MRMS360]-L835-[Driver Types include CD 5LTD]1-[Packaging] | Indoor Luminaires | High-Bay | Low-Bay Luminaires for Commercial and Industrial Buildings | Standard | FALSE | [9 empty] | 42194 |  |  | NotYetVerified |  | 3 | 8694.42 | 121.88 | 71.33 | 6.83 | 0.994 | 3500 | 82
P782536W | Eaton (formerly Cooper Lighting) | Metalux | 8TSNLED-LD4-83SL-LC-[Voltages include 120-277V]-[Emergency include blank EL EL10W]-[Wiring include blank PI/CPI]-[Motion Sensors include blank SA-EMRS LB- or HB-ERMS360 LB- or HB-MRMS360]-L835-[Driver Types include CD 5LTD]1-[Packaging] | Indoor Luminaires | High-Bay | Low-Bay Luminaires for Commercial and Industrial Buildings | Standard | FALSE | [9 empty] | 42194 |  |  | NotYetVerified |  | 3 | 8463.28 | 118.64 | 71.33 | 6.83 | 0.994 | 3500 | 82
PQCG7PD8 | Eaton (formerly Cooper Lighting) | Metalux | 8TSNLED-LD4-83SL-LN-[Voltages include 120-277V]-[Emergency include blank EL EL10W]-[Wiring include blank PI/CPI]-[Motion Sensors include blank SA-EMRS LB- or HB-ERMS360 LB- or HB-MRMS360]-L835-[Driver Types include CD 5LTD]1-[Packaging] | Indoor Luminaires | High-Bay | Low-Bay Luminaires for Commercial and Industrial Buildings | Standard | FALSE | [9 empty] | 42194 |  |  | NotYetVerified |  | 3 | 8436.61 | 118.27 | 71.33 | 6.83 | 0.994 | 3500 | 82
PUJY3XER | Eaton (formerly Cooper Lighting) | Metalux | 8TSNLED-LD4-79SL-RW-[Voltages include 120-277V]-[Emergency include blank EL EL10W]-[Wiring include blank PI/CPI]-[Motion Sensors include blank LB- or HB-ERMS360 LB- or HB-MRMS360]-L835-[Driver Types include CD 5LTD]1-[Packaging] | Indoor Luminaires | High-Bay | Low-Bay Luminaires for Commercial and Industrial Buildings | Standard | FALSE | [9 empty] | 42194 |  |  | NotYetVerified |  | 3 | 8018.78 | 112.41 | 71.33 | 6.83 | 0.994 | 3500 | 82
P5Q16BX4 | Eaton (formerly Cooper Lighting) | Metalux | 8TSNLED-LD4-74SL-LW-[Voltages include 120-277V]-[Emergency include blank EL EL10W]-[Wiring include blank PI/CPI]-[Motion Sensors include blank SA-EMRS LB- or HB-ERMS360 LB- or HB-MRMS360]-L835-[Driver Types include CD 5LTD]1-[Packaging] | Indoor Luminaires | High-Bay | Low-Bay Luminaires for Commercial and Industrial Buildings | Standard | FALSE | [9 empty] | 42194 |  |  | NotYetVerified |  | 3 | 7556.5 | 105.93 | 71.33 | 6.83 | 0.994 | 3500 | 82
PD4ZJTU3 | SIMKAR Corporation | RG2LED | RG2LEDMR25050U1 | Indoor Luminaires | High-Bay | High-Bay Luminaires for Commercial and Industrial Buildings | Standard | TRUE | 27060 | 113 | 239.3 | 6.89 | 0.951 | 5075 | 82.9 | 5 | 80000 | 42193 |  |  | NotYetVerified |  | 3 | 27060 | 113 | 239.3 | 9.01 | 0.993 | 5075 | 83
PUNNH7JB | SIMKAR Corporation | RG2LED | RG2LEDMR25040U1 | Indoor Luminaires | High-Bay | High-Bay Luminaires for Commercial and Industrial Buildings | Standard | TRUE | 25320 | 105.4 | 240.2 | 6.89 | 0.951 | 3948 | 84.2 | 5 | 80000 | 42193 |  |  | NotYetVerified |  | 3 | 25320 | 105.4 | 240.2 | 8.06 | 0.994 | 3948 | 84
PSW4GG41 | LEDLUCKY HOLDINGS COMPANY LTD. | LED LUCKY | FK-IL180-100N-FU(2700K) | Indoor Luminaires | High-Bay | High-Bay Luminaires for Commercial and Industrial Buildings | Standard | TRUE | 16999.4 | 90.9 | 187 | 12.1 | 0.95 | 2764 | 82.7 | 5 | 50000 | 42193 |  |  | NotYetVerified |  | 3 | 17290 | 96.05 | 180 | 12.1 | 0.95 | 2700 | 80
PAZ5KGD4 | LEDLUCKY HOLDINGS COMPANY LTD. | LED LUCKY | FK-IL180-100N-HU(2700K) | Indoor Luminaires | High-Bay | High-Bay Luminaires for Commercial and Industrial Buildings | Standard | TRUE | 20161.3 | 106.91 | 188.6 | 12.7 | 0.949 | 2760 | 80.8 | 5 | 50000 | 42193 |  |  | NotYetVerified |  | 3 | 19398 | 107.76 | 180 | 12.7 | 0.949 | 2700 | 80
P8671YWA | LEDLUCKY HOLDINGS COMPANY LTD. | LED LUCKY | FK-IL100-100N-HU(2700K) | Indoor Luminaires | High-Bay | High-Bay Luminaires for Commercial and Industrial Buildings | Standard | TRUE | 11659.6 | 109.63 | 106.3 | 13.6 | 0.944 | 2759 | 81 | 5 | 50000 | 42193 |  |  | NotYetVerified |  | 3 | 10918 | 109.18 | 100 | 13.6 | 0.944 | 2700 | 80
P5YZM6YV | LEDLUCKY HOLDINGS COMPANY LTD. | LED LUCKY | FK-IL100-100N-FU(2700K) | Indoor Luminaires | High-Bay | High-Bay Luminaires for Commercial and Industrial Buildings | Standard | TRUE | 10021.7 | 92.73 | 108.1 | 13.5 | 0.942 | 2769 | 82.7 | 5 | 50000 | 42193 |  |  | NotYetVerified |  | 3 | 9785 | 97.85 | 100 | 13.5 | 0.942 | 2700 | 80
PUREMRHN | SIMKAR Corporation | RG2LED | RG2LEDWR25050U1 | Indoor Luminaires | High-Bay | High-Bay Luminaires for Commercial and Industrial Buildings | Standard | FALSE | [9 empty] | 42193 |  |  | NotYetVerified |  | 3 | 27490 | 115 | 239 | 7.98 | 0.993 | 5074 | 83
PVW2UDKJ | SIMKAR Corporation | RG2LED | RG2LEDWR25040U1 | Indoor Luminaires | High-Bay | High-Bay Luminaires for Commercial and Industrial Buildings | Standard | FALSE | [9 empty] | 42193 |  |  | NotYetVerified |  | 3 | 25550 | 106.8 | 239.3 | 6.89 | 0.951 | 3948 | 84
P2DZQ69N | LEDLUCKY HOLDINGS COMPANY LTD. | LED LUCKY | FK-IL100-100N-HU(5700K) | Indoor Luminaires | High-Bay | High-Bay Luminaires for Commercial and Industrial Buildings | Standard | FALSE | [9 empty] | 42193 | Not Dimmable | Not Dimmable | NotYetVerified |  | 3 | 12260 | 122.6 | 100 | 13.6 | 0.944 | 5700 | 80
PB41PVB8 | LEDLUCKY HOLDINGS COMPANY LTD. | LED LUCKY | FK-IL100-100N-FU(5700K) | Indoor Luminaires | High-Bay | High-Bay Luminaires for Commercial and Industrial Buildings | Standard | FALSE | [9 empty] | 42193 | Not Dimmable | Not Dimmable | NotYetVerified |  | 3 | 11721 | 117.21 | 100 | 13.5 | 0.942 | 5700 | 80
PWPHC6ZM | LEDLUCKY HOLDINGS COMPANY LTD. | LED LUCKY | FK-IL180-100N-HU(5700K) | Indoor Luminaires | High-Bay | High-Bay Luminaires for Commercial and Industrial Buildings | Standard | FALSE | [9 empty] | 42193 | Not Dimmable | Not Dimmable | NotYetVerified |  | 3 | 21780 | 121 | 180 | 12.7 | 0.949 | 5700 | 80
PB1FCXSK | LEDLUCKY HOLDINGS COMPANY LTD. | LED LUCKY | FK-IL180-100N-FU(5700K) | Indoor Luminaires | High-Bay | High-Bay Luminaires for Commercial and Industrial Buildings | Standard | FALSE | [9 empty] | 42193 | Not Dimmable | Not Dimmable | NotYetVerified |  | 3 | 20456 | 113.64 | 180 | 12.1 | 0.95 | 5700 | 80
P9DRTKW1 | LEDLUCKY HOLDINGS COMPANY LTD. | LED LUCKY | FK-IL100-100N-HU(5000K) | Indoor Luminaires | High-Bay | High-Bay Luminaires for Commercial and Industrial Buildings | Standard | FALSE | [9 empty] | 42193 | Not Dimmable | Not Dimmable | NotYetVerified |  | 3 | 12257 | 122.57 | 100 | 13.6 | 0.944 | 5000 | 80
P2ZJNSXM | LEDLUCKY HOLDINGS COMPANY LTD. | LED LUCKY | FK-IL100-100N-FU(5000K) | Indoor Luminaires | High-Bay | High-Bay Luminaires for Commercial and Industrial Buildings | Standard | FALSE | [9 empty] | 42193 | Not Dimmable | Not Dimmable | NotYetVerified |  | 3 | 11487 | 114.87 | 100 | 13.5 | 0.942 | 5000 | 80
PJ2UJY16 | LEDLUCKY HOLDINGS COMPANY LTD. | LED LUCKY | FK-IL180-100N-HU(5000K) | Indoor Luminaires | High-Bay | High-Bay Luminaires for Commercial and Industrial Buildings | Standard | FALSE | [9 empty] | 42193 | Not Dimmable | Not Dimmable | NotYetVerified |  | 3 | 21778 | 120.98 | 180 | 12.7 | 0.949 | 5000 | 80
PW2MQKH9 | LEDLUCKY HOLDINGS COMPANY LTD. | LED LUCKY | FK-IL180-100N-FU(5000K) | Indoor Luminaires | High-Bay | High-Bay Luminaires for Commercial and Industrial Buildings | Standard | FALSE | [9 empty] | 42193 | Not Dimmable | Not Dimmable | NotYetVerified |  | 3 | 20048 | 111.37 | 180 | 12.1 | 0.95 | 5000 | 80
P4W32EYA | LEDLUCKY HOLDINGS COMPANY LTD. | LED LUCKY | FK-IL100-100N-HU(4500K) | Indoor Luminaires | High-Bay | High-Bay Luminaires for Commercial and Industrial Buildings | Standard | FALSE | [9 empty] | 42193 | Not Dimmable | Not Dimmable | NotYetVerified |  | 3 | 11701 | 117.01 | 100 | 13.6 | 0.944 | 4500 | 80
PW8X5R3U | LEDLUCKY HOLDINGS COMPANY LTD. | LED LUCKY | FK-IL100-100N-FU(4500K) | Indoor Luminaires | High-Bay | High-Bay Luminaires for Commercial and Industrial Buildings | Standard | FALSE | [9 empty] | 42193 | Not Dimmable | Not Dimmable | NotYetVerified |  | 3 | 11018 | 110.18 | 100 | 13.5 | 0.942 | 4500 | 80
P95BFG6W | LEDLUCKY HOLDINGS COMPANY LTD. | LED LUCKY | FK-IL180-100N-HU(4500K) | Indoor Luminaires | High-Bay | High-Bay Luminaires for Commercial and Industrial Buildings | Standard | FALSE | [9 empty] | 42193 | Not Dimmable | Not Dimmable | NotYetVerified |  | 3 | 20788 | 115.48 | 180 | 12.7 | 0.949 | 4500 | 80
PQRPVHEH | LEDLUCKY HOLDINGS COMPANY LTD. | LED LUCKY | FK-IL180-100N-FU(4500K) | Indoor Luminaires | High-Bay | High-Bay Luminaires for Commercial and Industrial Buildings | Standard | FALSE | [9 empty] | 42193 | Not Dimmable | Not Dimmable | NotYetVerified |  | 3 | 19229 | 106.82 | 180 | 12.1 | 0.95 | 4500 | 80
PDKGFXRQ | LEDLUCKY HOLDINGS COMPANY LTD. | LED LUCKY | FK-IL100-100N-HU(4000K) | Indoor Luminaires | High-Bay | High-Bay Luminaires for Commercial and Industrial Buildings | Standard | FALSE | [9 empty] | 42193 | Not Dimmable | Not Dimmable | NotYetVerified |  | 3 | 11701 | 117.01 | 100 | 13.6 | 0.944 | 4000 | 80
PA3WR2J4 | LEDLUCKY HOLDINGS COMPANY LTD. | LED LUCKY | FK-IL100-100N-FU(4000K) | Indoor Luminaires | High-Bay | High-Bay Luminaires for Commercial and Industrial Buildings | Standard | FALSE | [9 empty] | 42193 | Not Dimmable | Not Dimmable | NotYetVerified |  | 3 | 11018 | 110.18 | 100 | 13.5 | 0.942 | 4000 | 80
PAG56X49 | LEDLUCKY HOLDINGS COMPANY LTD. | LED LUCKY | FK-IL180-100N-HU(4000K) | Indoor Luminaires | High-Bay | High-Bay Luminaires for Commercial and Industrial Buildings | Standard | FALSE | [9 empty] | 42193 | Not Dimmable | Not Dimmable | NotYetVerified |  | 3 | 20788 | 115.48 | 180 | 12.7 | 0.949 | 4000 | 80
P6NEZS7C | LEDLUCKY HOLDINGS COMPANY LTD. | LED LUCKY | FK-IL180-100N-FU(4000K) | Indoor Luminaires | High-Bay | High-Bay Luminaires for Commercial and Industrial Buildings | Standard | FALSE | [9 empty] | 42193 | Not Dimmable | Not Dimmable | NotYetVerified |  | 3 | 19229 | 106.82 | 180 | 12.1 | 0.95 | 4000 | 80
PH48G5BS | LEDLUCKY HOLDINGS COMPANY LTD. | LED LUCKY | FK-IL100-100N-HU(3500K) | Indoor Luminaires | High-Bay | High-Bay Luminaires for Commercial and Industrial Buildings | Standard | FALSE | [9 empty] | 42193 | Not Dimmable | Not Dimmable | NotYetVerified |  | 3 | 11330 | 113.3 | 100 | 13.6 | 0.944 | 3500 | 80
PDZRGNJF | LEDLUCKY HOLDINGS COMPANY LTD. | LED LUCKY | FK-IL100-100N-FU(3500K) | Indoor Luminaires | High-Bay | High-Bay Luminaires for Commercial and Industrial Buildings | Standard | FALSE | [9 empty] | 42193 | Not Dimmable | Not Dimmable | NotYetVerified |  | 3 | 10139 | 101.39 | 100 | 13.5 | 0.942 | 3500 | 80
P155R5NN | LEDLUCKY HOLDINGS COMPANY LTD. | LED LUCKY | FK-IL180-100N-HU(3500K) | Indoor Luminaires | High-Bay | High-Bay Luminaires for Commercial and Industrial Buildings | Standard | FALSE | [9 empty] | 42193 | Not Dimmable | Not Dimmable | NotYetVerified |  | 3 | 20020 | 111.22 | 180 | 12.7 | 0.949 | 3500 | 80
P23EA19J | LEDLUCKY HOLDINGS COMPANY LTD. | LED LUCKY | FK-IL180-100N-FU(3500K) | Indoor Luminaires | High-Bay | High-Bay Luminaires for Commercial and Industrial Buildings | Standard | FALSE | [9 empty] | 42193 | Not Dimmable | Not Dimmable | NotYetVerified |  | 3 | 17695 | 98.3 | 180 | 12.1 | 0.95 | 3500 | 80
PTAQUJ57 | LEDLUCKY HOLDINGS COMPANY LTD. | LED LUCKY | FK-IL100-100N-HU(3000K) | Indoor Luminaires | High-Bay | High-Bay Luminaires for Commercial and Industrial Buildings | Standard | FALSE | [9 empty] | 42193 | Not Dimmable | Not Dimmable | NotYetVerified |  | 3 | 11330 | 113.3 | 100 | 13.6 | 0.944 | 3000 | 80
PJZTZ6X7 | LEDLUCKY HOLDINGS COMPANY LTD. | LED LUCKY | FK-IL100-100N-FU(3000K) | Indoor Luminaires | High-Bay | High-Bay Luminaires for Commercial and Industrial Buildings | Standard | FALSE | [9 empty] | 42193 | Not Dimmable | Not Dimmable | NotYetVerified |  | 3 | 10139 | 101.39 | 100 | 13.5 | 0.942 | 3000 | 80
P6C6DP1X | LEDLUCKY HOLDINGS COMPANY LTD. | LED LUCKY | FK-IL180-100N-HU(3000K) | Indoor Luminaires | High-Bay | High-Bay Luminaires for Commercial and Industrial Buildings | Standard | FALSE | [9 empty] | 42193 | Not Dimmable | Not Dimmable | NotYetVerified |  | 3 | 20020 | 111.22 | 180 | 12.7 | 0.949 | 3000 | 80
PNUDBRST | LEDLUCKY HOLDINGS COMPANY LTD. | LED LUCKY | FK-IL180-100N-FU(3000K) | Indoor Luminaires | High-Bay | High-Bay Luminaires for Commercial and Industrial Buildings | Standard | FALSE | [9 empty] | 42193 | Not Dimmable | Not Dimmable | NotYetVerified |  | 3 | 17695 | 98.3 | 180 | 12.1 | 0.95 | 3000 | 80
P3FXMYE3 | Stanpro Lighting Systems Inc. | Stanpro | FN-LS3-W/35K/XX [120V ONLY] | Indoor Luminaires | High-Bay | High-Bay Luminaires for Commercial and Industrial Buildings | Standard | TRUE | 17763 | 119.2 | 149.05 | 12.42 | 0.993 | 3544 | 83.03 | 5 | 50000 | 42192 |  |  | NotYetVerified |  | 3 | 17763 | 119.2 | 149.05 | 12.42 | 0.993 | 3544 | 83.03
P7YZ268D | Maxgreen LED Ltd. | Maxgreen LED | MG-MFL2-12L-F-1 | Indoor Luminaires | High-Bay | High-Bay Luminaires for Commercial and Industrial Buildings | Standard | TRUE | 12222.27 | 129.78 | 94.18 | 14.9 | 0.992 | 4952 | 76.5 | 5 | 156000 | 42192 |  |  | NotYetVerified |  | 3 | 12222 | 129 | 94.6 | 15 | 0.92 | 5000 | 70
PZ7E1DJ5 | Stanpro Lighting Systems Inc. | Stanpro | FN-LS3-H/35K/XX | Indoor Luminaires | High-Bay | High-Bay Luminaires for Commercial and Industrial Buildings | Standard | TRUE | 17808 | 122.7 | 145.1 | 7.52 | 0.979 | 3529 | 82.99 | 5 | 50000 | 42192 |  |  | NotYetVerified |  | 3 | 17808 | 122.7 | 145.1 | 7.52 | 0.979 | 3529 | 82.99
PGBBVCKS | Shanghai Yuanming Lighting Technology Co. Ltd | YML | YML-1HB37L-200(3000K) | Indoor Luminaires | High-Bay | High-Bay Luminaires for Commercial and Industrial Buildings | Standard | TRUE | 18989.95 | 94.12 | 201.76 | 5.3 | 0.972 | 3112 | 73.6 | 5 | 50000 | 42192 |  |  | NotYetVerified |  | 3 | 18989.95 | 94.12 | 201.76 | 3.6 | 1 | 3112 | 74
P4G2B2XM | MHT Lighting | MHT Lighting | MHTL-HLB-115E-4K-U-DB | Indoor Luminaires | High-Bay | High-Bay Luminaires for Commercial and Industrial Buildings | Standard | TRUE | 15812 | 107.6 | 146.99 | 12.49 | 0.949 | 3941 | 70.4 | 5 | 110000 | 42192 |  |  | NotYetVerified |  | 3 | 12186 | 106.7 | 114.18 | 13.32 | 0.916 | 3966 | 70.5
P5HPPMFZ | Shanghai Yuanming Lighting Technology Co. Ltd | YML | YML-1HB37L-300(3000K) | Indoor Luminaires | High-Bay | High-Bay Luminaires for Commercial and Industrial Buildings | Standard | TRUE | 26975.41 | 89.06 | 302.9 | 6.8 | 0.948 | 3136 | 74.5 | 5 | 50000 | 42192 |  |  | NotYetVerified |  | 3 | 26975.41 | 89.06 | 302.9 | 4.3 | 1 | 3136 | 75
P8BRXHP5 | LED Waves Inc. | LED Waves | NHB100A-W5000K | Indoor Luminaires | High-Bay | Low-Bay Luminaires for Commercial and Industrial Buildings | Standard | TRUE | 8138 | 90.8 | 89.6 | 16.5 | 0.947 | 5133 | 73.1 | 5 | 50000 | 42192 |  |  | NotYetVerified |  | 3
PKTSRA76 | Shanghai Yuanming Lighting Technology Co. Ltd | YML | YML-1HB37L-400(3000K) | Indoor Luminaires | High-Bay | High-Bay Luminaires for Commercial and Industrial Buildings | Standard | TRUE | 31408.5 | 81.5 | 385.4 | 12.8 | 0.937 | 3129 | 81 | 5 | 50000 | 42192 |  |  | NotYetVerified |  | 3 | 31408.5 | 81.5 | 385.4 | 5.5 | 0.997 | 3129 | 81
PM3XQ8Q7 | Mobern Lighting Co | Mobern Lighting Co | MHB-LED240MV50 | Indoor Luminaires | High-Bay | High-Bay Luminaires for Commercial and Industrial Buildings | Standard | TRUE | 26432.71 | 123 | 214.69 | 14 | 0.93 | 5070 | 73 | 5 | 50000 | 42192 |  |  | NotYetVerified |  | 3 | 24000 | 100 | 240 | 14 | 0.93 | 5000 | 70
PJRFUZKF | Maxgreen LED Ltd. | Maxgreen LED | MG-MFL2-15L-F-1 | Indoor Luminaires | High-Bay | High-Bay Luminaires for Commercial and Industrial Buildings | Standard | TRUE | 15441.02 | 134.83 | 114.52 | 14.6 | 0.913 | 5330 | 70.8 | 5 | 156000 | 42192 |  |  | NotYetVerified |  | 3 | 15441 | 135 | 114.5 | 15 | 0.9 | 5700 | 70
PFYZQ2E3 | Stanpro Lighting Systems Inc. | Stanpro | FN-LS3-W/50K/XX [ODIM] [120V ONLY] | Indoor Luminaires | High-Bay | High-Bay Luminaires for Commercial and Industrial Buildings | Standard | FALSE | [9 empty] | 42192 |  |  | NotYetVerified |  | 3 | 17763 | 119.2 | 149.05 | 12.42 | 0.993 | 5122 | 84.34
PRND4G8X | Stanpro Lighting Systems Inc. | Stanpro | FN-LS3-H/50K/XX [ODIM] | Indoor Luminaires | High-Bay | High-Bay Luminaires for Commercial and Industrial Buildings | Standard | FALSE | [9 empty] | 42192 |  |  | NotYetVerified |  | 3 | 17808 | 122.7 | 145.1 | 7.52 | 0.979 | 5122 | 84.34
PV4YAN7U | Stanpro Lighting Systems Inc. | Stanpro | FN-LS3-W/50K/XX [120V ONLY] | Indoor Luminaires | High-Bay | High-Bay Luminaires for Commercial and Industrial Buildings | Standard | FALSE | [9 empty] | 42192 |  |  | NotYetVerified |  | 3 | 17763 | 119.2 | 149.05 | 12.42 | 0.993 | 5122 | 84.34
PTHNWM9F | Stanpro Lighting Systems Inc. | Stanpro | FN-LS3-H/50K/XX | Indoor Luminaires | High-Bay | High-Bay Luminaires for Commercial and Industrial Buildings | Standard | FALSE | [9 empty] | 42192 |  |  | NotYetVerified |  | 3 | 17808 | 122.7 | 145.1 | 7.52 | 0.979 | 5122 | 84.34
P5J2DBU2 | Stanpro Lighting Systems Inc. | Stanpro | FN-LS3-W/40K/XX [ODIM] [120V ONLY] | Indoor Luminaires | High-Bay | High-Bay Luminaires for Commercial and Industrial Buildings | Standard | FALSE | [9 empty] | 42192 |  |  | NotYetVerified |  | 3 | 17763 | 119.2 | 149.05 | 12.42 | 0.993 | 4000 | 83.03
PEMKE1V1 | Stanpro Lighting Systems Inc. | Stanpro | FN-LS3-H/40K/XX [ODIM] | Indoor Luminaires | High-Bay | High-Bay Luminaires for Commercial and Industrial Buildings | Standard | FALSE | [9 empty] | 42192 |  |  | NotYetVerified |  | 3 | 17808 | 122.7 | 145.1 | 7.52 | 0.979 | 4000 | 82.99
PNPG9JCE | Stanpro Lighting Systems Inc. | Stanpro | FN-LS3-W/40K/XX [120V ONLY] | Indoor Luminaires | High-Bay | High-Bay Luminaires for Commercial and Industrial Buildings | Standard | FALSE | [9 empty] | 42192 |  |  | NotYetVerified |  | 3 | 17763 | 119.2 | 149.05 | 12.42 | 0.993 | 4000 | 83.03
PZMGUTFA | Stanpro Lighting Systems Inc. | Stanpro | FN-LS3-H/40K/XX | Indoor Luminaires | High-Bay | High-Bay Luminaires for Commercial and Industrial Buildings | Standard | FALSE | [9 empty] | 42192 |  |  | NotYetVerified |  | 3 | 17808 | 122.7 | 145.1 | 7.52 | 0.979 | 4000 | 82.99
P96Q3VJC | Stanpro Lighting Systems Inc. | Stanpro | FN-LS3-W/35K/XX [ODIM] [120V ONLY] | Indoor Luminaires | High-Bay | High-Bay Luminaires for Commercial and Industrial Buildings | Standard | FALSE | [9 empty] | 42192 |  |  | NotYetVerified |  | 3 | 17763 | 119.2 | 149.05 | 12.42 | 0.993 | 3544 | 83.03
PUNKBC68 | Stanpro Lighting Systems Inc. | Stanpro | FN-LS3-H/35K/XX [ODIM] | Indoor Luminaires | High-Bay | High-Bay Luminaires for Commercial and Industrial Buildings | Standard | FALSE | [9 empty] | 42192 |  |  | NotYetVerified |  | 3 | 17808 | 122.7 | 145.1 | 7.52 | 0.979 | 3529 | 82.99
PRWJ1TAN | Shanghai Yuanming Lighting Technology Co. Ltd | YML | YML-1HB37L-400(5700K) | Indoor Luminaires | High-Bay | High-Bay Luminaires for Commercial and Industrial Buildings | Standard | FALSE | [9 empty] | 42192 |  |  | NotYetVerified |  | 3 | 34000 | 85 | 400 | 5.5 | 0.997 | 5700 | 81
P1MWVVGY | Shanghai Yuanming Lighting Technology Co. Ltd | YML | YML-1HB37L-300(5700K) | Indoor Luminaires | High-Bay | High-Bay Luminaires for Commercial and Industrial Buildings | Standard | FALSE | [9 empty] | 42192 |  |  | NotYetVerified |  | 3 | 27600 | 92 | 300 | 4.3 | 1 | 5700 | 75
P7XDYAWN | Shanghai Yuanming Lighting Technology Co. Ltd | YML | YML-1HB37L-200(5700K) | Indoor Luminaires | High-Bay | High-Bay Luminaires for Commercial and Industrial Buildings | Standard | FALSE | [9 empty] | 42192 |  |  | NotYetVerified |  | 3 | 19100 | 95.5 | 200 | 3.6 | 1 | 5700 | 74
P3G86Z7A | Shanghai Yuanming Lighting Technology Co. Ltd | YML | YML-1HB37L-400(5000K) | Indoor Luminaires | High-Bay | High-Bay Luminaires for Commercial and Industrial Buildings | Standard | FALSE | [9 empty] | 42192 |  |  | NotYetVerified |  | 3 | 34000 | 85 | 400 | 5.5 | 0.997 | 5000 | 81
PK9C11Q7 | Shanghai Yuanming Lighting Technology Co. Ltd | YML | YML-1HB37L-300(5000K) | Indoor Luminaires | High-Bay | High-Bay Luminaires for Commercial and Industrial Buildings | Standard | FALSE | [9 empty] | 42192 |  |  | NotYetVerified |  | 3 | 27600 | 92 | 300 | 4.3 | 1 | 5000 | 75
P8HGHWH4 | Shanghai Yuanming Lighting Technology Co. Ltd | YML | YML-1HB37L-200(5000K) | Indoor Luminaires | High-Bay | High-Bay Luminaires for Commercial and Industrial Buildings | Standard | FALSE | [9 empty] | 42192 |  |  | NotYetVerified |  | 3 | 19100 | 95.5 | 200 | 3.6 | 1 | 5000 | 74
PB9V8P29 | Shanghai Yuanming Lighting Technology Co. Ltd | YML | YML-1HB37L-400(4500K) | Indoor Luminaires | High-Bay | High-Bay Luminaires for Commercial and Industrial Buildings | Standard | FALSE | [9 empty] | 42192 |  |  | NotYetVerified |  | 3 | 34000 | 85 | 400 | 5.5 | 0.997 | 4500 | 81
P85XVEC3 | Shanghai Yuanming Lighting Technology Co. Ltd | YML | YML-1HB37L-300(4500K) | Indoor Luminaires | High-Bay | High-Bay Luminaires for Commercial and Industrial Buildings | Standard | FALSE | [9 empty] | 42192 |  |  | NotYetVerified |  | 3 | 27600 | 92 | 300 | 4.3 | 1 | 4500 | 75
P29Z9726 | Shanghai Yuanming Lighting Technology Co. Ltd | YML | YML-1HB37L-200(4500K) | Indoor Luminaires | High-Bay | High-Bay Luminaires for Commercial and Industrial Buildings | Standard | FALSE | [9 empty] | 42192 |  |  | NotYetVerified |  | 3 | 19100 | 95.5 | 200 | 3.6 | 1 | 4500 | 74
PKCCJVUM | Shanghai Yuanming Lighting Technology Co. Ltd | YML | YML-1HB37L-400(4000K) | Indoor Luminaires | High-Bay | High-Bay Luminaires for Commercial and Industrial Buildings | Standard | FALSE | [9 empty] | 42192 |  |  | NotYetVerified |  | 3 | 34000 | 85 | 400 | 5.5 | 0.997 | 4000 | 81
PCNVFUWR | Shanghai Yuanming Lighting Technology Co. Ltd | YML | YML-1HB37L-300(4000K) | Indoor Luminaires | High-Bay | High-Bay Luminaires for Commercial and Industrial Buildings | Standard | FALSE | [9 empty] | 42192 |  |  | NotYetVerified |  | 3 | 27600 | 92 | 300 | 4.3 | 1 | 4000 | 75
P17C11M2 | Shanghai Yuanming Lighting Technology Co. Ltd | YML | YML-1HB37L-200(4000K) | Indoor Luminaires | High-Bay | High-Bay Luminaires for Commercial and Industrial Buildings | Standard | FALSE | [9 empty] | 42192 |  |  | NotYetVerified |  | 3 | 19100 | 95.5 | 200 | 3.6 | 1 | 4000 | 74
PP13GD68 | Shanghai Yuanming Lighting Technology Co. Ltd | YML | YML-1HB37L-400(3500K) | Indoor Luminaires | High-Bay | High-Bay Luminaires for Commercial and Industrial Buildings | Standard | FALSE | [9 empty] | 42192 |  |  | NotYetVerified |  | 3 | 34000 | 85 | 400 | 5.5 | 0.997 | 3500 | 81
PJJF39AR | Shanghai Yuanming Lighting Technology Co. Ltd | YML | YML-1HB37L-300(3500K) | Indoor Luminaires | High-Bay | High-Bay Luminaires for Commercial and Industrial Buildings | Standard | FALSE | [9 empty] | 42192 |  |  | NotYetVerified |  | 3 | 27600 | 92 | 300 | 4.3 | 1 | 3500 | 75
PPGC6GN6 | Shanghai Yuanming Lighting Technology Co. Ltd | YML | YML-1HB37L-200(3500K) | Indoor Luminaires | High-Bay | High-Bay Luminaires for Commercial and Industrial Buildings | Standard | FALSE | [9 empty] | 42192 |  |  | NotYetVerified |  | 3 | 19100 | 95.5 | 200 | 3.6 | 1 | 3500 | 74
P4S354XJ | RAB Lighting | RAB Lighting | FALCOR230W/BL | Indoor Luminaires | High-Bay | High-Bay Luminaires for Commercial and Industrial Buildings | Standard | FALSE | [9 empty] | 42192 |  |  | NotYetVerified |  | 3 | 21612 | 92 | 234.78 | 9.1 | 0.951 | 4833 | 71
P9945USP | RAB Lighting | RAB Lighting | FALCORA230W/BL | Indoor Luminaires | High-Bay | High-Bay Aisle Luminaires | Standard | FALSE | [9 empty] | 42192 |  |  | NotYetVerified |  | 3 | 19852 | 84.6 | 234.72 | 9 | 0.951 | 4829 | 70
P97VXJ1X | RAB Lighting | RAB Lighting | FALCOR230NW/BL | Indoor Luminaires | High-Bay | High-Bay Luminaires for Commercial and Industrial Buildings | Standard | FALSE | [9 empty] | 42192 |  |  | NotYetVerified |  | 3 | 20736 | 86.3 | 240.44 | 8.8 | 0.954 | 3977 | 74
PTRPXPJ8 | RAB Lighting | RAB Lighting | FALCORA230NW/BL | Indoor Luminaires | High-Bay | High-Bay Aisle Luminaires | Standard | FALSE | [9 empty] | 42192 |  |  | NotYetVerified |  | 3 | 19152 | 79.7 | 240.31 | 8.8 | 0.953 | 3970 | 74
PR344NU2 | MHT Lighting | MHT Lighting | MHTL-HLB-150E-4K-U-DB | Indoor Luminaires | High-Bay | High-Bay Luminaires for Commercial and Industrial Buildings | Standard | FALSE | [9 empty] | 42192 |  |  | NotYetVerified |  | 3 | 15812 | 107.6 | 146.99 | 12.49 | 0.949 | 3941 | 70.4
PAVB7ZFR | Maxgreen LED Ltd. | Maxgreen LED | MG-MFL2-15L-C-1 | Indoor Luminaires | High-Bay | High-Bay Luminaires for Commercial and Industrial Buildings | Standard | FALSE | [9 empty] | 42192 |  |  | NotYetVerified |  | 3 | 15441 | 135 | 114.5 | 15 | 0.9 | 5700 | 70
P32GXSHW | Maxgreen LED Ltd. | Maxgreen LED | MG-MFL2-12L-C-1 | Indoor Luminaires | High-Bay | High-Bay Luminaires for Commercial and Industrial Buildings | Standard | FALSE | [9 empty] | 42192 |  |  | NotYetVerified |  | 3 | 12222 | 129 | 94.6 | 15 | 0.92 | 5000 | 70
PHT4JRX1 | Orion Energy Systems Inc | VT | VTOD14160LUNVFDX830K | Indoor Luminaires | High-Bay | High-Bay Luminaires for Commercial and Industrial Buildings | Standard | TRUE | 15990 | 107.5 | 148.72 | 14.701 | 0.9751 | 3120 | 82.51 | 5 |  | 42191 |  |  | NotYetVerified |  | 3 | 16000 | 107 | 149 | 20 | 0.9 | 3000 | 82
P8KT1XSF | Orion Energy Systems Inc | VT | VTON14070LUNVFDX830K | Indoor Luminaires | High-Bay | Low-Bay Luminaires for Commercial and Industrial Buildings | Standard | TRUE | 7529 | 101.3 | 74.34 | 14.581 | 0.975 | 3124 | 82.62 | 5 |  | 42191 |  |  | NotYetVerified |  | 3 | 7500 | 101 | 73 | 20 | 0.9 | 3000 | 83
PTEHQN44 | RAB Lighting | RAB Lighting | FALCOR230NW | Indoor Luminaires | High-Bay | High-Bay Luminaires for Commercial and Industrial Buildings | Standard | TRUE | 20736 | 86.3 | 240.4 | 8.8 | 0.954 | 3977 | 74 | 5 | 100000 | 42191 |  |  | NotYetVerified |  | 3
PGR68YHU | RAB Lighting | RAB Lighting | FALCOR160NW | Indoor Luminaires | High-Bay | High-Bay Luminaires for Commercial and Industrial Buildings | Standard | TRUE | 13766 | 86.3 | 159.5 | 8.2 | 0.954 | 3956 | 74 | 5 | 100000 | 42191 |  |  | NotYetVerified |  | 3
P3E47UYS | RAB Lighting | RAB Lighting | FALCORA160NW | Indoor Luminaires | High-Bay | High-Bay Aisle Luminaires | Standard | TRUE | 13226 | 82.9 | 159.5 | 8.2 | 0.954 | 3944 | 74 | 5 | 100000 | 42191 |  |  | NotYetVerified |  | 3
PWMG1KEV | RAB Lighting | RAB Lighting | FALCORA230NW | Indoor Luminaires | High-Bay | High-Bay Aisle Luminaires | Standard | TRUE | 19152 | 79.7 | 240.3 | 8.8 | 0.953 | 3970 | 74 | 5 | 100000 | 42191 |  |  | NotYetVerified |  | 3
P8K54B8F | RAB Lighting | RAB Lighting | FALCOR80NW | Indoor Luminaires | High-Bay | Low-Bay Luminaires for Commercial and Industrial Buildings | Standard | TRUE | 6678 | 83.6 | 79.9 | 9.7 | 0.949 | 3989 | 75 | 5 | 100000 | 42191 |  |  | NotYetVerified |  | 3
PZH6DVW4 | SIMKAR Corporation | RG2LED | RG2LEDMR33050U1 | Indoor Luminaires | High-Bay | High-Bay Luminaires for Commercial and Industrial Buildings | Standard | TRUE | 35930 | 109 | 328.9 | 17.5 | 0.925 | 5175 | 83.3 | 5 | 80000 | 42191 |  |  | NotYetVerified |  | 3
PP45CAV3 | SIMKAR Corporation | RG2LED | RG2LEDMR33041U1 | Indoor Luminaires | High-Bay | High-Bay Luminaires for Commercial and Industrial Buildings | Standard | TRUE | 33620 | 101.6 | 330.8 | 17.5 | 0.925 | 4008 | 84.2 | 5 | 80000 | 42191 |  |  | NotYetVerified |  | 3
PYB7BY8N | SIMKAR Corporation | RG2LED | RG2LEDWR33050U1 | Indoor Luminaires | High-Bay | High-Bay Luminaires for Commercial and Industrial Buildings | Standard | FALSE | [9 empty] | 42191 |  |  | NotYetVerified |  | 3 | 36110 | 110 | 327.9 | 6.03 | 0.995 | 5185 | 83
PA53J43U | SIMKAR Corporation | RG2LED | RG2LEDWR33041U1 | Indoor Luminaires | High-Bay | High-Bay Luminaires for Commercial and Industrial Buildings | Standard | FALSE | [9 empty] | 42191 |  |  | NotYetVerified |  | 3 | 33740 | 102.4 | 329.4 | 17.5 | 0.925 | 4008 | 84
PDBKMFNE | RAB Lighting | RAB Lighting | FALCOR160W | Indoor Luminaires | High-Bay | High-Bay Luminaires for Commercial and Industrial Buildings | Standard | FALSE | [9 empty] | 42191 |  |  | NotYetVerified |  | 3 | 14304 | 91.1 | 157.14 | 8.5 | 0.953 | 5194 | 72
PRY2E1Y6 | RAB Lighting | RAB Lighting | FALCOR160W/D10 | Indoor Luminaires | High-Bay | High-Bay Luminaires for Commercial and Industrial Buildings | Standard | FALSE | [9 empty] | 42191 |  |  | NotYetVerified |  | 3 | 14219.6 | 91.2 | 155.9 | 8.6 | 0.954 | 5194 | 72
P3CKX9K4 | RAB Lighting | RAB Lighting | FALCOR80W | Indoor Luminaires | High-Bay | Low-Bay Luminaires for Commercial and Industrial Buildings | Standard | FALSE | [9 empty] | 42191 |  |  | NotYetVerified |  | 3 | 6965 | 88.3 | 78.923 | 10 | 0.945 | 5174 | 72
PCZUXMXB | RAB Lighting | RAB Lighting | FALCOR80W/D10 | Indoor Luminaires | High-Bay | Low-Bay Luminaires for Commercial and Industrial Buildings | Standard | FALSE | [9 empty] | 42191 |  |  | NotYetVerified |  | 3 | 7035.1 | 87.6 | 80.3 | 10.1 | 0.946 | 5174 | 72
P1DW5HUZ | RAB Lighting | RAB Lighting | FALCORA160W | Indoor Luminaires | High-Bay | High-Bay Aisle Luminaires | Standard | FALSE | [9 empty] | 42191 |  |  | NotYetVerified |  | 3 | 13889 | 88.5 | 156.86 | 8.6 | 0.954 | 5142 | 72
PK76NKDJ | RAB Lighting | RAB Lighting | FALCORA160W/D10 | Indoor Luminaires | High-Bay | High-Bay Aisle Luminaires | Standard | FALSE | [9 empty] | 42191 |  |  | NotYetVerified |  | 3 | 13806.1 | 88.7 | 155.7 | 8.7 | 0.955 | 5142 | 72
PJ5PTV51 | RAB Lighting | RAB Lighting | FALCOR230W | Indoor Luminaires | High-Bay | High-Bay Luminaires for Commercial and Industrial Buildings | Standard | FALSE | [9 empty] | 42191 |  |  | NotYetVerified |  | 3 | 21612 | 92 | 234.78 | 9.1 | 0.951 | 4833 | 71
P211N42S | RAB Lighting | RAB Lighting | FALCOR230W/D10 | Indoor Luminaires | High-Bay | High-Bay Luminaires for Commercial and Industrial Buildings | Standard | FALSE | [9 empty] | 42191 |  |  | NotYetVerified |  | 3 | 21654.6 | 91.9 | 235.6 | 9.2 | 0.952 | 4833 | 71
PXPYMCJN | RAB Lighting | RAB Lighting | FALCORA230W | Indoor Luminaires | High-Bay | High-Bay Aisle Luminaires | Standard | FALSE | [9 empty] | 42191 |  |  | NotYetVerified |  | 3 | 19852 | 84.6 | 234.72 | 9 | 0.951 | 4829 | 70
PM4BS522 | RAB Lighting | RAB Lighting | FALCORA230W/D10 | Indoor Luminaires | High-Bay | High-Bay Aisle Luminaires | Standard | FALSE | [9 empty] | 42191 |  |  | NotYetVerified |  | 3 | 19892.2 | 84.5 | 235.5 | 9.2 | 0.952 | 4829 | 70
PRTYFP2T | RAB Lighting | RAB Lighting | FALCOR80NW/D10 | Indoor Luminaires | High-Bay | Low-Bay Luminaires for Commercial and Industrial Buildings | Standard | FALSE | [9 empty] | 42191 |  |  | NotYetVerified |  | 3 | 6745.2 | 82.9 | 81.3 | 9.8 | 0.95 | 3989 | 75
PHHPF4CP | RAB Lighting | RAB Lighting | FALCOR230NW/D10 | Indoor Luminaires | High-Bay | High-Bay Luminaires for Commercial and Industrial Buildings | Standard | FALSE | [9 empty] | 42191 |  |  | NotYetVerified |  | 3 | 20736 | 86 | 241.2 | 8.9 | 0.955 | 3977 | 74
PSN4HPP2 | RAB Lighting | RAB Lighting | FALCORA230NW/D10 | Indoor Luminaires | High-Bay | High-Bay Aisle Luminaires | Standard | FALSE | [9 empty] | 42191 |  |  | NotYetVerified |  | 3 | 20736 | 86 | 241.1 | 8.9 | 0.954 | 3970 | 74
PMN1W42K | RAB Lighting | RAB Lighting | FALCOR160NW/D10 | Indoor Luminaires | High-Bay | High-Bay Luminaires for Commercial and Industrial Buildings | Standard | FALSE | [9 empty] | 42191 |  |  | NotYetVerified |  | 3 | 13683.8 | 86.5 | 158.3 | 8.3 | 0.955 | 3956 | 74
P8BK2T89 | RAB Lighting | RAB Lighting | FALCORA160NW/D10 | Indoor Luminaires | High-Bay | High-Bay Aisle Luminaires | Standard | FALSE | [9 empty] | 42191 |  |  | NotYetVerified |  | 3 | 13147 | 83.1 | 158.3 | 8.3 | 0.955 | 3944 | 74
PAFQXDUN | Orion Energy Systems Inc | VT | VTON14070LUNVFDX850K | Indoor Luminaires | High-Bay | Low-Bay Luminaires for Commercial and Industrial Buildings | Standard | FALSE | [9 empty] | 42191 |  |  | NotYetVerified |  | 3 | 7800 | 106 | 73 | 20 | 0.9 | 5000 | 83
PMBSKNJ4 | Orion Energy Systems Inc | VT | VTOD14160LUNVFDX840K | Indoor Luminaires | High-Bay | High-Bay Luminaires for Commercial and Industrial Buildings | Standard | FALSE | [9 empty] | 42191 |  |  | NotYetVerified |  | 3 | 16750 | 113 | 149 | 20 | 0.9 | 5000 | 82
PM821WFV | Orion Energy Systems Inc | VT | VTON14070LUNVFDX835K | Indoor Luminaires | High-Bay | Low-Bay Luminaires for Commercial and Industrial Buildings | Standard | FALSE | [9 empty] | 42191 |  |  | NotYetVerified |  | 3 | 7700 | 105 | 73 | 20 | 0.9 | 4000 | 83
PJDUYJY8 | Orion Energy Systems Inc | VT | VTOD14160LUNVFDX850K | Indoor Luminaires | High-Bay | High-Bay Luminaires for Commercial and Industrial Buildings | Standard | FALSE | [9 empty] | 42191 |  |  | NotYetVerified |  | 3 | 16500 | 111 | 149 | 20 | 0.9 | 4000 | 82
P7XY5E7U | Orion Energy Systems Inc | VT | VTON14070LUNVFDX840K | Indoor Luminaires | High-Bay | Low-Bay Luminaires for Commercial and Industrial Buildings | Standard | FALSE | [9 empty] | 42191 |  |  | NotYetVerified |  | 3 | 7600 | 103 | 73 | 20 | 0.9 | 3500 | 83
PRVQANEH | Orion Energy Systems Inc | VT | VTOD14160LUNVFDX835K | Indoor Luminaires | High-Bay | High-Bay Luminaires for Commercial and Industrial Buildings | Standard | FALSE | [9 empty] | 42191 |  |  | NotYetVerified |  | 3 | 16250 | 109 | 149 | 20 | 0.9 | 3500 | 82
PAHRZ3H3 | Dongbu Lightec | LumiDas Linear Highbay | SLH100-CH-12-ND | Indoor Luminaires | High-Bay | High-Bay Luminaires for Commercial and Industrial Buildings | Standard | TRUE | 11806 | 113.5 | 104.1 | 11.71 | 0.966 | 3999 | 81.9 | 5 | 50000 | 42188 |  |  | NotYetVerified |  | 3 | 11806 | 113 | 100 | 20 | 0.9 | 4000 | 80
P2XYGST5 | Dongbu Lightec | LumiDas Linear Highbay | SLH100-CH-12-DD | Indoor Luminaires | High-Bay | High-Bay Luminaires for Commercial and Industrial Buildings | Standard | FALSE | [9 empty] | 42188 |  |  | NotYetVerified |  | 3 | 11669 | 115 | 100 | 20 | 0.9 | 5000 | 80
P1BDF31Z | Visioneering Corp | Visioneering | LHBB424-LED840K145LXXX[UNV 347 480]-P82W1 [All Emergency Housing Packaging and Wiring Options] | Indoor Luminaires | High-Bay | High-Bay Luminaires for Commercial and Industrial Buildings | Standard | TRUE | 12277 | 90.6 | 135.53 | 14.8 | 0.9863 | 4089 | 84 | 5 | 50000 | 42187 |  |  | NotYetVerified |  | 3 | 12277 | 90 | 135.53 | 16 | 0.98 | 4000 | 83
PY4GRGYE | Universal Lighting Technologies | Everline | VTL4-8K835-U | Indoor Luminaires | High-Bay | Low-Bay Luminaires for Commercial and Industrial Buildings | Standard | TRUE | 8794 | 104.2 | 82.75 | 10.5 | 0.983 | 3495 | 81.9 | 5 | 60000 | 42187 |  |  | NotYetVerified |  | 3 | 9035 | 107.1 | 84.36 | 10.5 | 0.983 | 3495 | 81.9
PQ7KV5FW | Energetic Lighting Inc. | Energetic | EGLEDF-150S2X347V | Indoor Luminaires | High-Bay | High-Bay Luminaires for Commercial and Industrial Buildings | Standard | TRUE | 14284 | 98.99 | 144.3 | 16.35 | 0.966 | 2946 | 82.5 | 5 | 50000 | 42187 |  |  | NotYetVerified |  | 3 | 14284 | 98.99 | 144.3 | 16.35 | 0.966 | 3000 | 82.5
P4Q6C8UF | Energetic Lighting Inc. | Energetic | EGLEDF-150S1X347V | Indoor Luminaires | High-Bay | High-Bay Luminaires for Commercial and Industrial Buildings | Standard | TRUE | 13825 | 96.07 | 143.9 | 16.53 | 0.957 | 2950 | 82.6 | 5 | 50000 | 42187 |  |  | NotYetVerified |  | 3 | 13825 | 96.07 | 143.9 | 16.53 | 0.957 | 3000 | 82.6
PPUCPS39 | RAB Lighting | RAB Lighting | RAIL[VP]185YN[All Fixture Colors] | Indoor Luminaires | High-Bay | High-Bay Luminaires for Commercial and Industrial Buildings | Standard | TRUE | 20647 | 112.5 | 183.6 | 11.6 | 0.952 | 3467 | 82 | 5 | 100000 | 42187 |  |  | NotYetVerified |  | 3
PMNY9W4N | RAB Lighting | RAB Lighting | RAIL[VP]95YN[All Fixture Colors] | Indoor Luminaires | High-Bay | High-Bay Luminaires for Commercial and Industrial Buildings | Standard | TRUE | 10238 | 110.6 | 92.6 | 11 | 0.951 | 3483 | 82 | 5 | 100000 | 42187 |  |  | NotYetVerified |  | 3
P43CWW22 | RAB Lighting | RAB Lighting | RAIL[VP]225YN[All Fixture Colors] | Indoor Luminaires | High-Bay | High-Bay Luminaires for Commercial and Industrial Buildings | Standard | TRUE | 24131 | 107.3 | 224.9 | 10.3 | 0.95 | 3470 | 82 | 5 | 100000 | 42187 |  |  | NotYetVerified |  | 3
P7E7TKND | Global Energy & Lighting | Blaze | GLEDHB 200W 50K 120 [Ceiling Mount Only] | Indoor Luminaires | High-Bay | High-Bay Luminaires for Commercial and Industrial Buildings | Standard | TRUE | 22496.52 | 111.12 | 202.46 | 11.28 | 0.948 | 5202 | 73.2 | 5 | 50000 | 42187 |  |  | NotYetVerified |  | 3 | 23000 | 115 | 200 | 15 | 0.93 | 5000 | 70
PUM1T6SM | Global Energy & Lighting | Blaze | GLEDHB 150W 50K 120 [Ceiling Mount Only] | Indoor Luminaires | High-Bay | High-Bay Luminaires for Commercial and Industrial Buildings | Standard | TRUE | 17305.76 | 117.52 | 147.26 | 11.28 | 0.948 | 5204 | 73.4 | 5 | 50000 | 42187 |  |  | NotYetVerified |  | 3 | 17200 | 115 | 150 | 15 | 0.93 | 5000 | 70
PB76EBY28 | Illumadyne Inc. | Coolbay | 4CB-UNV-46-M-5000 | Indoor Luminaires | High-Bay | High-Bay Luminaires for Commercial and Industrial Buildings | Standard | TRUE | 22230 | 135.6 | 163.88 | 11.72 | 0.9474 | 5288 | 84.57 | 7 | 100000 | 42187 |  |  | NotYetVerified |  | 3 | 22700 | 135 | 170 |  |  | 5000 | 80
P2S6KBCJ | ABOVE ALL LIGHTING INC. | ABBlighting | LHB240501-82 | Indoor Luminaires | High-Bay | High-Bay Luminaires for Commercial and Industrial Buildings | Standard | TRUE | 25527.7 | 105.3 | 242.53 | 9.5 | 0.944 | 5453 | 85.1 | 5 | 50000 | 42187 |  |  | NotYetVerified |  | 3 | 25500 | 105 | 240 | 20 | 0.9 | 5300 | 80
P6FGNYXG | RAB Lighting | RAB Lighting | RAIL[VP]150YN[All Fixture Colors] | Indoor Luminaires | High-Bay | High-Bay Luminaires for Commercial and Industrial Buildings | Standard | TRUE | 15907 | 106.5 | 149.4 | 10.6 | 0.943 | 3450 | 82 | 5 | 100000 | 42187 |  |  | NotYetVerified |  | 3
PW3NSM1Y | SHENZHEN LUX OPTOELECTRONICE CO.LTD | LUX | L2501-150W(3000K) | Indoor Luminaires | High-Bay | High-Bay Luminaires for Commercial and Industrial Buildings | Standard | TRUE | 16358 | 107.56 | 152.1 | 15.29 | 0.939 | 3061 | 81.9 | 5 | 50000 | 42187 |  |  | NotYetVerified |  | 3 | 16358 | 107.56 | 152.1 | 15.29 | 0.939 | 3000 | 81.9
PVZHKMYC | ABOVE ALL LIGHTING INC. | ABBlighting | LHB185501-82 | Indoor Luminaires | High-Bay | High-Bay Luminaires for Commercial and Industrial Buildings | Standard | TRUE | 20347.1 | 107.9 | 188.56 | 12.02 | 0.9382 | 5381 | 84.2 | 5 | 50000 | 42187 |  |  | NotYetVerified |  | 3 | 18700 | 99 | 185 | 20 | 0.9 | 5300
PPA1GK7B4 | Illumadyne Inc. | Coolbay | 4CB-UNV-44-N-5000 | Indoor Luminaires | High-Bay | High-Bay Luminaires for Commercial and Industrial Buildings | Standard | TRUE | 17830 | 129.7 | 137.48 | 13.52 | 0.9343 | 5269 | 84.11 | 7 | 100000 | 42187 |  |  | NotYetVerified |  | 3 | 18000 | 130 | 140 |  |  | 5000 | 80
P6TMCZBP | Spectrum Lighting | Spectrum Lighting | GC2208LEDGV113W40KE(X)/XX/WO/XX | Indoor Luminaires | High-Bay | High-Bay Luminaires for Commercial and Industrial Buildings | Standard | TRUE | 12091 | 104.7 | 115.5 | 14.65 | 0.931 | 4171 | 82.9 | 5 | 35000 | 42187 |  |  | NotYetVerified |  | 3 | 10456 | 91.8 | 113 |  |  | 4000
PGGSCBM4 | SHENZHEN LUX OPTOELECTRONICE CO.LTD | LUX | L2502-150W(3000K) | Indoor Luminaires | High-Bay | High-Bay Luminaires for Commercial and Industrial Buildings | Standard | TRUE | 15667 | 108.05 | 145 | 17.35 | 0.927 | 3070 | 82.2 | 5 | 50000 | 42187 |  |  | NotYetVerified |  | 3 | 15667 | 108.05 | 145 | 17.35 | 0.927 | 3000 | 82.2
PN87H1EU | Global Energy & Lighting | Blaze | GLEDHB 120W 50K 120 [Ceiling Mount Only] | Indoor Luminaires | High-Bay | High-Bay Luminaires for Commercial and Industrial Buildings | Standard | TRUE | 13548.28 | 110.91 | 122.16 | 13.61 | 0.9252 | 5242 | 73.3 | 5 | 50000 | 42187 |  |  | NotYetVerified |  | 3 | 13800 | 115 | 120 | 15 | 0.93 | 5000 | 70
PZBUDV1Y | SHENZHEN LUX OPTOELECTRONICE CO.LTD | LUX | L2502-400W(3000K) | Indoor Luminaires | High-Bay | High-Bay Luminaires for Commercial and Industrial Buildings | Standard | TRUE | 31150 | 80.24 | 388.2 | 14.63 | 0.925 | 3108 | 74.8 | 5 | 50000 | 42187 |  |  | NotYetVerified |  | 3 | 31150 | 80.24 | 388.2 | 14.63 | 0.925 | 3000 | 74.8
PB5NUVM5 | Visioneering Corp | Visioneering | LHBB424-LED840K120LXXX[UNV 347 480]-P82W1 [All Emergency Housing Packaging and Wiring Options] | Indoor Luminaires | High-Bay | High-Bay Luminaires for Commercial and Industrial Buildings | Standard | TRUE | 11354 | 99.4 | 114.17 | 17.1 | 0.9207 | 4083 | 83.65 | 5 | 50000 | 42187 |  |  | NotYetVerified |  | 3 | 11354 | 99 | 114.2 | 16 | 0.98 | 4000 | 83
PTKCSMHE | Global Energy & Lighting | Blaze | GLEDHB 100W 50K 120 [Ceiling Mount Only] | Indoor Luminaires | High-Bay | High-Bay Luminaires for Commercial and Industrial Buildings | Standard | TRUE | 11205.3 | 113.62 | 98.62 | 16.21 | 0.917 | 5170 | 73.1 | 5 | 50000 | 42187 |  |  | NotYetVerified |  | 3 | 11500 | 115 | 100 | 15 | 0.93 | 5000 | 70
P1VJTCQY | SHENZHEN LUX OPTOELECTRONICE CO.LTD | LUX | L2502-400W(5700K) | Indoor Luminaires | High-Bay | High-Bay Luminaires for Commercial and Industrial Buildings | Standard | FALSE | [9 empty] | 42187 |  |  | NotYetVerified |  | 3 | 33642 | 86.82 | 387.5 | 14.58 | 0.931 | 5700 | 71.9
PU4VMW3N | SHENZHEN LUX OPTOELECTRONICE CO.LTD | LUX | L2502-150W(5000K) | Indoor Luminaires | High-Bay | High-Bay Luminaires for Commercial and Industrial Buildings | Standard | FALSE | [9 empty] | 42187 |  |  | NotYetVerified |  | 3 | 16317 | 113.08 | 144.3 | 17.64 | 0.922 | 5000 | 84.9
PS3TCT8R | SHENZHEN LUX OPTOELECTRONICE CO.LTD | LUX | L2501-150W(5000K) | Indoor Luminaires | High-Bay | High-Bay Luminaires for Commercial and Industrial Buildings | Standard | FALSE | [9 empty] | 42187 |  |  | NotYetVerified |  | 3 | 17051 | 112.25 | 151.9 | 15.42 | 0.934 | 5000 | 84.8
P1XT28V8 | SHENZHEN LUX OPTOELECTRONICE CO.LTD | LUX | L2502-400W(5000K) | Indoor Luminaires | High-Bay | High-Bay Luminaires for Commercial and Industrial Buildings | Standard | FALSE | [9 empty] | 42187 |  |  | NotYetVerified |  | 3 | 31150 | 80.24 | 388.2 | 14.63 | 0.925 | 5000 | 74.8
P8BBN24T | SHENZHEN LUX OPTOELECTRONICE CO.LTD | LUX | L2502-150W(4500K) | Indoor Luminaires | High-Bay | High-Bay Luminaires for Commercial and Industrial Buildings | Standard | FALSE | [9 empty] | 42187 |  |  | NotYetVerified |  | 3 | 15667 | 108.05 | 145 | 17.35 | 0.927 | 4500 | 82.2
PT5MQ984 | SHENZHEN LUX OPTOELECTRONICE CO.LTD | LUX | L2501-150W(4500K) | Indoor Luminaires | High-Bay | High-Bay Luminaires for Commercial and Industrial Buildings | Standard | FALSE | [9 empty] | 42187 |  |  | NotYetVerified |  | 3 | 16358 | 107.56 | 152.1 | 15.29 | 0.939 | 4500 | 81.9
PEQ1KSMK | SHENZHEN LUX OPTOELECTRONICE CO.LTD | LUX | L2502-400W(4500K) | Indoor Luminaires | High-Bay | High-Bay Luminaires for Commercial and Industrial Buildings | Standard | FALSE | [9 empty] | 42187 |  |  | NotYetVerified |  | 3 | 31150 | 80.24 | 388.2 | 14.63 | 0.925 | 4500 | 74.8
PY2DND3C | SHENZHEN LUX OPTOELECTRONICE CO.LTD | LUX | L2502-150W(4000K) | Indoor Luminaires | High-Bay | High-Bay Luminaires for Commercial and Industrial Buildings | Standard | FALSE | [9 empty] | 42187 |  |  | NotYetVerified |  | 3 | 15667 | 108.05 | 145 | 17.35 | 0.927 | 4000 | 82.2
PU7TWE7V | SHENZHEN LUX OPTOELECTRONICE CO.LTD | LUX | L2501-150W(4000K) | Indoor Luminaires | High-Bay | High-Bay Luminaires for Commercial and Industrial Buildings | Standard | FALSE | [9 empty] | 42187 |  |  | NotYetVerified |  | 3 | 16358 | 107.56 | 152.1 | 15.29 | 0.939 | 4000 | 81.9
PBQZQENH | SHENZHEN LUX OPTOELECTRONICE CO.LTD | LUX | L2502-400W(4000K) | Indoor Luminaires | High-Bay | High-Bay Luminaires for Commercial and Industrial Buildings | Standard | FALSE | [9 empty] | 42187 |  |  | NotYetVerified |  | 3 | 31150 | 80.24 | 388.2 | 14.63 | 0.925 | 4000 | 74.8
P5VH4N27 | SHENZHEN LUX OPTOELECTRONICE CO.LTD | LUX | L2502-150W(3500K) | Indoor Luminaires | High-Bay | High-Bay Luminaires for Commercial and Industrial Buildings | Standard | FALSE | [9 empty] | 42187 |  |  | NotYetVerified |  | 3 | 15667 | 108.05 | 145 | 17.35 | 0.927 | 3500 | 82.2
P9NNX5UJ | SHENZHEN LUX OPTOELECTRONICE CO.LTD | LUX | L2501-150W(3500K) | Indoor Luminaires | High-Bay | High-Bay Luminaires for Commercial and Industrial Buildings | Standard | FALSE | [9 empty] | 42187 |  |  | NotYetVerified |  | 3 | 16358 | 107.56 | 152.1 | 15.29 | 0.939 | 3500 | 81.9
PJCVWG73 | SHENZHEN LUX OPTOELECTRONICE CO.LTD | LUX | L2502-400W(3500K) | Indoor Luminaires | High-Bay | High-Bay Luminaires for Commercial and Industrial Buildings | Standard | FALSE | [9 empty] | 42187 |  |  | NotYetVerified |  | 3 | 31150 | 80.24 | 388.2 | 14.63 | 0.925 | 3500 | 74.8
P5P41HMD | Visioneering Corp | Visioneering | LHBB848-LED850K480LXXX[UNV 347 480]- [All Emergency Housing Packaging and Wiring Options] | Indoor Luminaires | High-Bay | High-Bay Luminaires for Commercial and Industrial Buildings | Standard | FALSE | [9 empty] | 42187 |  |  | NotYetVerified |  | 3 | 57250 | 123 | 462 | 16 | 0.98 | 5000 | 83
PM4NZPHG | Visioneering Corp | Visioneering | LHBB848-LED850K480LXXX[UNV 347 480]-P05 [All Emergency Housing Packaging and Wiring Options] | Indoor Luminaires | High-Bay | High-Bay Luminaires for Commercial and Industrial Buildings | Standard | FALSE | [9 empty] | 42187 |  |  | NotYetVerified |  | 3 | 55532 | 120 | 462 | 16 | 0.98 | 5000 | 83
P6X11NY3 | Visioneering Corp | Visioneering | LHBB848-LED850K480LXXX[UNV 347 480]-P07 [All Emergency Housing Packaging and Wiring Options] | Indoor Luminaires | High-Bay | High-Bay Luminaires for Commercial and Industrial Buildings | Standard | FALSE | [9 empty] | 42187 |  |  | NotYetVerified |  | 3 | 53815 | 116 | 462 | 16 | 0.98 | 5000 | 83
PW4Z3QJ6 | Visioneering Corp | Visioneering | LHBB848-LED850K480LXXX[UNV 347 480]-W1 [All Emergency Housing Packaging and Wiring Options] | Indoor Luminaires | High-Bay | High-Bay Luminaires for Commercial and Industrial Buildings | Standard | FALSE | [9 empty] | 42187 |  |  | NotYetVerified |  | 3 | 52097 | 112 | 462 | 16 | 0.98 | 5000 | 83
PSA9ZQC3 | Visioneering Corp | Visioneering | LHBB848-LED850K480LXXX[UNV 347 480]-P82 [All Emergency Housing Packaging and Wiring Options] | Indoor Luminaires | High-Bay | High-Bay Luminaires for Commercial and Industrial Buildings | Standard | FALSE | [9 empty] | 42187 |  |  | NotYetVerified |  | 3 | 51182 | 110 | 462 | 16 | 0.98 | 5000 | 83
PJ3KRBJZ | Visioneering Corp | Visioneering | LHBB848-LED850K480LXXX[UNV 347 480]-P05W1 [All Emergency Housing Packaging and Wiring Options] | Indoor Luminaires | High-Bay | High-Bay Luminaires for Commercial and Industrial Buildings | Standard | FALSE | [9 empty] | 42187 |  |  | NotYetVerified |  | 3 | 50534 | 109 | 462 | 16 | 0.98 | 5000 | 83
P8YAPWM4 | Visioneering Corp | Visioneering | LHBB848-LED850K480LXXX[UNV 347 480]-P07W1 [All Emergency Housing Packaging and Wiring Options] | Indoor Luminaires | High-Bay | High-Bay Luminaires for Commercial and Industrial Buildings | Standard | FALSE | [9 empty] | 42187 |  |  | NotYetVerified |  | 3 | 48971 | 105 | 462 | 16 | 0.98 | 5000 | 83
PX1RJJRX | Visioneering Corp | Visioneering | LHBB848-LED850K480LXXX[UNV 347 480]-P82W1 [All Emergency Housing Packaging and Wiring Options] | Indoor Luminaires | High-Bay | High-Bay Luminaires for Commercial and Industrial Buildings | Standard | FALSE | [9 empty] | 42187 |  |  | NotYetVerified |  | 3 | 46575 | 100 | 462 | 16 | 0.98 | 5000 | 83
PP899SBT | Visioneering Corp | Visioneering | LHBB648-LED850K360LXXX[UNV 347 480]- [All Emergency Housing Packaging and Wiring Options] | Indoor Luminaires | High-Bay | High-Bay Luminaires for Commercial and Industrial Buildings | Standard | FALSE | [9 empty] | 42187 |  |  | NotYetVerified |  | 3 | 42938 | 124 | 346 | 16 | 0.98 | 5000 | 83
P6PR3ABV | Visioneering Corp | Visioneering | LHBB648-LED850K360LXXX[UNV 347 480]-P05 [All Emergency Housing Packaging and Wiring Options] | Indoor Luminaires | High-Bay | High-Bay Luminaires for Commercial and Industrial Buildings | Standard | FALSE | [9 empty] | 42187 |  |  | NotYetVerified |  | 3 | 41649 | 120 | 346 | 16 | 0.98 | 5000 | 83
P65HE2F3 | Visioneering Corp | Visioneering | LHBB648-LED850K360LXXX[UNV 347 480]-P07 [All Emergency Housing Packaging and Wiring Options] | Indoor Luminaires | High-Bay | High-Bay Luminaires for Commercial and Industrial Buildings | Standard | FALSE | [9 empty] | 42187 |  |  | NotYetVerified |  | 3 | 40361 | 116 | 346 | 16 | 0.98 | 5000 | 83
PQD1JH47 | Visioneering Corp | Visioneering | LHBB648-LED850K360LXXX[UNV 347 480]-W1 [All Emergency Housing Packaging and Wiring Options] | Indoor Luminaires | High-Bay | High-Bay Luminaires for Commercial and Industrial Buildings | Standard | FALSE | [9 empty] | 42187 |  |  | NotYetVerified |  | 3 | 39073 | 112 | 346 | 16 | 0.98 | 5000 | 83
PC3DH6AK | Visioneering Corp | Visioneering | LHBB648-LED850K360LXXX[UNV 347 480]-P82 [All Emergency Housing Packaging and Wiring Options] | Indoor Luminaires | High-Bay | High-Bay Luminaires for Commercial and Industrial Buildings | Standard | FALSE | [9 empty] | 42187 |  |  | NotYetVerified |  | 3 | 38387 | 110 | 346 | 16 | 0.98 | 5000 | 83
PQ9F3M6B | Visioneering Corp | Visioneering | LHBB648-LED850K360LXXX[UNV 347 480]-P05W1 [All Emergency Housing Packaging and Wiring Options] | Indoor Luminaires | High-Bay | High-Bay Luminaires for Commercial and Industrial Buildings | Standard | FALSE | [9 empty] | 42187 |  |  | NotYetVerified |  | 3 | 37900 | 109 | 346 | 16 | 0.98 | 5000 | 83
PZMZZZHZ | Visioneering Corp | Visioneering | LHBB648-LED850K360LXXX[UNV 347 480]-P07W1 [All Emergency Housing Packaging and Wiring Options] | Indoor Luminaires | High-Bay | High-Bay Luminaires for Commercial and Industrial Buildings | Standard | FALSE | [9 empty] | 42187 |  |  | NotYetVerified |  | 3 | 36728 | 106 | 346 | 16 | 0.98 | 5000 | 83
PM85NTMR | Visioneering Corp | Visioneering | LHBB648-LED850K360LXXX[UNV 347 480]-P82W1 [All Emergency Housing Packaging and Wiring Options] | Indoor Luminaires | High-Bay | High-Bay Luminaires for Commercial and Industrial Buildings | Standard | FALSE | [9 empty] | 42187 |  |  | NotYetVerified |  | 3 | 34932 | 100 | 346 | 16 | 0.98 | 5000 | 83
PNQP7QRJ | Visioneering Corp | Visioneering | LHBB448-LED850K240LXXX[UNV 347 480]- [All Emergency Housing Packaging and Wiring Options] | Indoor Luminaires | High-Bay | High-Bay Luminaires for Commercial and Industrial Buildings | Standard | FALSE | [9 empty] | 42187 |  |  | NotYetVerified |  | 3 | 28619 | 123 | 231 | 16 | 0.98 | 5000 | 83
PVRRC1NH | Visioneering Corp | Visioneering | LHBB448-LED850K240LXXX[UNV 347 480]-P05 [All Emergency Housing Packaging and Wiring Options] | Indoor Luminaires | High-Bay | High-Bay Luminaires for Commercial and Industrial Buildings | Standard | FALSE | [9 empty] | 42187 |  |  | NotYetVerified |  | 3 | 27760 | 120 | 231 | 16 | 0.98 | 5000 | 83
PPQKYV6V | Visioneering Corp | Visioneering | LHBB448-LED850K240LXXX[UNV 347 480]-P07 [All Emergency Housing Packaging and Wiring Options] | Indoor Luminaires | High-Bay | High-Bay Luminaires for Commercial and Industrial Buildings | Standard | FALSE | [9 empty] | 42187 |  |  | NotYetVerified |  | 3 | 26901 | 116 | 231 | 16 | 0.98 | 5000 | 83
PCNVK2XN | Visioneering Corp | Visioneering | LHBB448-LED850K240LXXX[UNV 347 480]-W1 [All Emergency Housing Packaging and Wiring Options] | Indoor Luminaires | High-Bay | High-Bay Luminaires for Commercial and Industrial Buildings | Standard | FALSE | [9 empty] | 42187 |  |  | NotYetVerified |  | 3 | 26043 | 112 | 231 | 16 | 0.98 | 5000 | 83
PN3NMHHQ | Visioneering Corp | Visioneering | LHBB448-LED850K240LXXX[UNV 347 480]-P82 [All Emergency Housing Packaging and Wiring Options] | Indoor Luminaires | High-Bay | High-Bay Luminaires for Commercial and Industrial Buildings | Standard | FALSE | [9 empty] | 42187 |  |  | NotYetVerified |  | 3 | 25585 | 110 | 231 | 16 | 0.98 | 5000 | 83
P78R4SAX | Visioneering Corp | Visioneering | LHBB448-LED850K240LXXX[UNV 347 480]-P05W1 [All Emergency Housing Packaging and Wiring Options] | Indoor Luminaires | High-Bay | High-Bay Luminaires for Commercial and Industrial Buildings | Standard | FALSE | [9 empty] | 42187 |  |  | NotYetVerified |  | 3 | 25261 | 109 | 231 | 16 | 0.98 | 5000 | 83
PSV5TY76 | Visioneering Corp | Visioneering | LHBB448-LED850K240LXXX[UNV 347 480]-P07W1 [All Emergency Housing Packaging and Wiring Options] | Indoor Luminaires | High-Bay | High-Bay Luminaires for Commercial and Industrial Buildings | Standard | FALSE | [9 empty] | 42187 |  |  | NotYetVerified |  | 3 | 24480 | 105 | 231 | 16 | 0.98 | 5000 | 83
PP69X89C | Visioneering Corp | Visioneering | LHBB448-LED850K240LXXX[UNV 347 480]-P82W1 [All Emergency Housing Packaging and Wiring Options] | Indoor Luminaires | High-Bay | High-Bay Luminaires for Commercial and Industrial Buildings | Standard | FALSE | [9 empty] | 42187 |  |  | NotYetVerified |  | 3 | 23282 | 100 | 231 | 16 | 0.98 | 5000 | 83
PXCJR99W | Visioneering Corp | Visioneering | LHBB624-LED850K180LXXX[UNV 347 480]- [All Emergency Housing Packaging and Wiring Options] | Indoor Luminaires | High-Bay | High-Bay Luminaires for Commercial and Industrial Buildings | Standard | FALSE | [9 empty] | 42187 |  |  | NotYetVerified |  | 3 | 19134 | 122 | 156 | 16 | 0.98 | 5000 | 83
P5GRQDD9 | Visioneering Corp | Visioneering | LHBB624-LED850K180LXXX[UNV 347 480]-P05 [All Emergency Housing Packaging and Wiring Options] | Indoor Luminaires | High-Bay | High-Bay Luminaires for Commercial and Industrial Buildings | Standard | FALSE | [9 empty] | 42187 |  |  | NotYetVerified |  | 3 | 18559 | 118 | 156 | 16 | 0.98 | 5000 | 83
PHBP33PG | Visioneering Corp | Visioneering | LHBB624-LED850K180LXXX[UNV 347 480]-P07 [All Emergency Housing Packaging and Wiring Options] | Indoor Luminaires | High-Bay | High-Bay Luminaires for Commercial and Industrial Buildings | Standard | FALSE | [9 empty] | 42187 |  |  | NotYetVerified |  | 3 | 17985 | 115 | 156 | 16 | 0.98 | 5000 | 83
PWCVX93Q | Visioneering Corp | Visioneering | LHBB624-LED850K180LXXX[UNV 347 480]-W1 [All Emergency Housing Packaging and Wiring Options] | Indoor Luminaires | High-Bay | High-Bay Luminaires for Commercial and Industrial Buildings | Standard | FALSE | [9 empty] | 42187 |  |  | NotYetVerified |  | 3 | 17411 | 111 | 156 | 16 | 0.98 | 5000 | 83
PC22WEEF | Visioneering Corp | Visioneering | LHBB624-LED850K180LXXX[UNV 347 480]-P82 [All Emergency Housing Packaging and Wiring Options] | Indoor Luminaires | High-Bay | High-Bay Luminaires for Commercial and Industrial Buildings | Standard | FALSE | [9 empty] | 42187 |  |  | NotYetVerified |  | 3 | 17106 | 109 | 156 | 16 | 0.98 | 5000 | 83
PMRCGH5C | Visioneering Corp | Visioneering | LHBB624-LED850K180LXXX[UNV 347 480]-P05W1 [All Emergency Housing Packaging and Wiring Options] | Indoor Luminaires | High-Bay | High-Bay Luminaires for Commercial and Industrial Buildings | Standard | FALSE | [9 empty] | 42187 |  |  | NotYetVerified |  | 3 | 16888 | 108 | 156 | 16 | 0.98 | 5000 | 83
PTK6G4Z2 | Visioneering Corp | Visioneering | LHBB624-LED850K180LXXX[UNV 347 480]-P07W1 [All Emergency Housing Packaging and Wiring Options] | Indoor Luminaires | High-Bay | High-Bay Luminaires for Commercial and Industrial Buildings | Standard | FALSE | [9 empty] | 42187 |  |  | NotYetVerified |  | 3 | 16366 | 104 | 156 | 16 | 0.98 | 5000 | 83
PEVJUDSN | Visioneering Corp | Visioneering | LHBB624-LED850K180LXXX[UNV 347 480]-P82W1 [All Emergency Housing Packaging and Wiring Options] | Indoor Luminaires | High-Bay | High-Bay Luminaires for Commercial and Industrial Buildings | Standard | FALSE | [9 empty] | 42187 |  |  | NotYetVerified |  | 3 | 15566 | 99 | 156 | 16 | 0.98 | 5000 | 83
P5ANYEP5 | Visioneering Corp | Visioneering | LHBB424-LED850K120LXXX[UNV 347 480]- [All Emergency Housing Packaging and Wiring Options] | Indoor Luminaires | High-Bay | High-Bay Luminaires for Commercial and Industrial Buildings | Standard | FALSE | [9 empty] | 42187 |  |  | NotYetVerified |  | 3 | 14388 | 125 | 114.2 | 16 | 0.98 | 5000 | 83
P95C6NED | Visioneering Corp | Visioneering | LHBB424-LED850K120LXXX[UNV 347 480]-P05 [All Emergency Housing Packaging and Wiring Options] | Indoor Luminaires | High-Bay | High-Bay Luminaires for Commercial and Industrial Buildings | Standard | FALSE | [9 empty] | 42187 |  |  | NotYetVerified |  | 3 | 13956 | 122 | 114.2 | 16 | 0.98 | 5000 | 83
PEQE3QBF | Visioneering Corp | Visioneering | LHBB424-LED850K120LXXX[UNV 347 480]-P07 [All Emergency Housing Packaging and Wiring Options] | Indoor Luminaires | High-Bay | High-Bay Luminaires for Commercial and Industrial Buildings | Standard | FALSE | [9 empty] | 42187 |  |  | NotYetVerified |  | 3 | 13524 | 118 | 114.2 | 16 | 0.98 | 5000 | 83
P655QQM8 | Visioneering Corp | Visioneering | LHBB424-LED850K120LXXX[UNV 347 480]-W1 [All Emergency Housing Packaging and Wiring Options] | Indoor Luminaires | High-Bay | High-Bay Luminaires for Commercial and Industrial Buildings | Standard | FALSE | [9 empty] | 42187 |  |  | NotYetVerified |  | 3 | 13093 | 114 | 114.2 | 16 | 0.98 | 5000 | 83
PDBVVXNJ | Visioneering Corp | Visioneering | LHBB424-LED850K120LXXX[UNV 347 480]-P82 [All Emergency Housing Packaging and Wiring Options] | Indoor Luminaires | High-Bay | High-Bay Luminaires for Commercial and Industrial Buildings | Standard | FALSE | [9 empty] | 42187 |  |  | NotYetVerified |  | 3 | 12863 | 112 | 114.2 | 16 | 0.98 | 5000 | 83
PAXXC883 | Visioneering Corp | Visioneering | LHBB424-LED850K120LXXX[UNV 347 480]-P05W1 [All Emergency Housing Packaging and Wiring Options] | Indoor Luminaires | High-Bay | High-Bay Luminaires for Commercial and Industrial Buildings | Standard | FALSE | [9 empty] | 42187 |  |  | NotYetVerified |  | 3 | 12700 | 111 | 114.2 | 16 | 0.98 | 5000 | 83
PPAC21G3 | Visioneering Corp | Visioneering | LHBB424-LED850K120LXXX[UNV 347 480]-P07W1 [All Emergency Housing Packaging and Wiring Options] | Indoor Luminaires | High-Bay | High-Bay Luminaires for Commercial and Industrial Buildings | Standard | FALSE | [9 empty] | 42187 |  |  | NotYetVerified |  | 3 | 12307 | 107 | 114.2 | 16 | 0.98 | 5000 | 83
P85X67K3 | Visioneering Corp | Visioneering | LHBB424-LED850K120LXXX[UNV 347 480]-P82W1 [All Emergency Housing Packaging and Wiring Options] | Indoor Luminaires | High-Bay | High-Bay Luminaires for Commercial and Industrial Buildings | Standard | FALSE | [9 empty] | 42187 |  |  | NotYetVerified |  | 3 | 11705 | 102 | 114.2 | 16 | 0.98 | 5000 | 83
PE8WQB4E | Visioneering Corp | Visioneering | LHBB848-LED840K480LXXX[UNV 347 480]- [All Emergency Housing Packaging and Wiring Options] | Indoor Luminaires | High-Bay | High-Bay Luminaires for Commercial and Industrial Buildings | Standard | FALSE | [9 empty] | 42187 |  |  | NotYetVerified |  | 3 | 55528 | 120 | 462 | 16 | 0.98 | 4000 | 83
P5MCHFWH | Visioneering Corp | Visioneering | LHBB848-LED840K480LXXX[UNV 347 480]-P05 [All Emergency Housing Packaging and Wiring Options] | Indoor Luminaires | High-Bay | High-Bay Luminaires for Commercial and Industrial Buildings | Standard | FALSE | [9 empty] | 42187 |  |  | NotYetVerified |  | 3 | 53862 | 116 | 462 | 16 | 0.98 | 4000 | 83
PJS85362 | Visioneering Corp | Visioneering | LHBB848-LED840K480LXXX[UNV 347 480]-P07 [All Emergency Housing Packaging and Wiring Options] | Indoor Luminaires | High-Bay | High-Bay Luminaires for Commercial and Industrial Buildings | Standard | FALSE | [9 empty] | 42187 |  |  | NotYetVerified |  | 3 | 52196 | 112 | 462 | 16 | 0.98 | 4000 | 83
P6NAYMWP | Visioneering Corp | Visioneering | LHBB848-LED840K480LXXX[UNV 347 480]-W1 [All Emergency Housing Packaging and Wiring Options] | Indoor Luminaires | High-Bay | High-Bay Luminaires for Commercial and Industrial Buildings | Standard | FALSE | [9 empty] | 42187 |  |  | NotYetVerified |  | 3 | 50530 | 109 | 462 | 16 | 0.98 | 4000 | 83
PY31CMJH | Visioneering Corp | Visioneering | LHBB848-LED840K480LXXX[UNV 347 480]-P82 [All Emergency Housing Packaging and Wiring Options] | Indoor Luminaires | High-Bay | High-Bay Luminaires for Commercial and Industrial Buildings | Standard | FALSE | [9 empty] | 42187 |  |  | NotYetVerified |  | 3 | 49643 | 107 | 462 | 16 | 0.98 | 4000 | 83
PHMD6JB9 | Visioneering Corp | Visioneering | LHBB848-LED840K480LXXX[UNV 347 480]-P05W1 [All Emergency Housing Packaging and Wiring Options] | Indoor Luminaires | High-Bay | High-Bay Luminaires for Commercial and Industrial Buildings | Standard | FALSE | [9 empty] | 42187 |  |  | NotYetVerified |  | 3 | 49014 | 106 | 462 | 16 | 0.98 | 4000 | 83
PTCG7DG4 | Visioneering Corp | Visioneering | LHBB848-LED840K480LXXX[UNV 347 480]-P07W1 [All Emergency Housing Packaging and Wiring Options] | Indoor Luminaires | High-Bay | High-Bay Luminaires for Commercial and Industrial Buildings | Standard | FALSE | [9 empty] | 42187 |  |  | NotYetVerified |  | 3 | 47498 | 102 | 462 | 16 | 0.98 | 4000 | 83
P6ZYRV5D | Visioneering Corp | Visioneering | LHBB848-LED840K480LXXX[UNV 347 480]-P82W1 [All Emergency Housing Packaging and Wiring Options] | Indoor Luminaires | High-Bay | High-Bay Luminaires for Commercial and Industrial Buildings | Standard | FALSE | [9 empty] | 42187 |  |  | NotYetVerified |  | 3 | 45175 | 97 | 462 | 16 | 0.98 | 4000 | 83
PFTQQQDQ | Visioneering Corp | Visioneering | LHBB648-LED840K360LXXX[UNV 347 480]- [All Emergency Housing Packaging and Wiring Options] | Indoor Luminaires | High-Bay | High-Bay Luminaires for Commercial and Industrial Buildings | Standard | FALSE | [9 empty] | 42187 |  |  | NotYetVerified |  | 3 | 41647 | 120 | 346 | 16 | 0.98 | 4000 | 83
P9ZVHANP | Visioneering Corp | Visioneering | LHBB648-LED840K360LXXX[UNV 347 480]-P05 [All Emergency Housing Packaging and Wiring Options] | Indoor Luminaires | High-Bay | High-Bay Luminaires for Commercial and Industrial Buildings | Standard | FALSE | [9 empty] | 42187 |  |  | NotYetVerified |  | 3 | 40397 | 116 | 346 | 16 | 0.98 | 4000 | 83
PJCWF13G | Visioneering Corp | Visioneering | LHBB648-LED840K360LXXX[UNV 347 480]-P07 [All Emergency Housing Packaging and Wiring Options] | Indoor Luminaires | High-Bay | High-Bay Luminaires for Commercial and Industrial Buildings | Standard | FALSE | [9 empty] | 42187 |  |  | NotYetVerified |  | 3 | 39148 | 113 | 346 | 16 | 0.98 | 4000 | 83
P55U39GX | Visioneering Corp | Visioneering | LHBB648-LED840K360LXXX[UNV 347 480]-W1 [All Emergency Housing Packaging and Wiring Options] | Indoor Luminaires | High-Bay | High-Bay Luminaires for Commercial and Industrial Buildings | Standard | FALSE | [9 empty] | 42187 |  |  | NotYetVerified |  | 3 | 37898 | 109 | 346 | 16 | 0.98 | 4000 | 83
PXCXRKXN | Visioneering Corp | Visioneering | LHBB648-LED840K360LXXX[UNV 347 480]-P82 [All Emergency Housing Packaging and Wiring Options] | Indoor Luminaires | High-Bay | High-Bay Luminaires for Commercial and Industrial Buildings | Standard | FALSE | [9 empty] | 42187 |  |  | NotYetVerified |  | 3 | 37233 | 107 | 346 | 16 | 0.98 | 4000 | 83
PWUB3WS2 | Visioneering Corp | Visioneering | LHBB648-LED840K360LXXX[UNV 347 480]-P05W1 [All Emergency Housing Packaging and Wiring Options] | Indoor Luminaires | High-Bay | High-Bay Luminaires for Commercial and Industrial Buildings | Standard | FALSE | [9 empty] | 42187 |  |  | NotYetVerified |  | 3 | 36761 | 106 | 346 | 16 | 0.98 | 4000 | 83
PBS7UQQX | Visioneering Corp | Visioneering | LHBB648-LED840K360LXXX[UNV 347 480]-P07W1 [All Emergency Housing Packaging and Wiring Options] | Indoor Luminaires | High-Bay | High-Bay Luminaires for Commercial and Industrial Buildings | Standard | FALSE | [9 empty] | 42187 |  |  | NotYetVerified |  | 3 | 35624 | 102 | 346 | 16 | 0.98 | 4000 | 83
PQ1PS542 | Visioneering Corp | Visioneering | LHBB648-LED840K360LXXX[UNV 347 480]-P82W1 [All Emergency Housing Packaging and Wiring Options] | Indoor Luminaires | High-Bay | High-Bay Luminaires for Commercial and Industrial Buildings | Standard | FALSE | [9 empty] | 42187 |  |  | NotYetVerified |  | 3 | 33882 | 97 | 346 | 16 | 0.98 | 4000 | 83
P9X9TE3M | Visioneering Corp | Visioneering | LHBB448-LED840K240LXXX[UNV 347 480]- [All Emergency Housing Packaging and Wiring Options] | Indoor Luminaires | High-Bay | High-Bay Luminaires for Commercial and Industrial Buildings | Standard | FALSE | [9 empty] | 42187 |  |  | NotYetVerified |  | 3 | 27758 | 120 | 231 | 16 | 0.98 | 4000 | 83
P7Q9H477 | Visioneering Corp | Visioneering | LHBB448-LED840K240LXXX[UNV 347 480]-P05 [All Emergency Housing Packaging and Wiring Options] | Indoor Luminaires | High-Bay | High-Bay Luminaires for Commercial and Industrial Buildings | Standard | FALSE | [9 empty] | 42187 |  |  | NotYetVerified |  | 3 | 26925 | 116 | 231 | 16 | 0.98 | 4000 | 83
P8BR7Q9H | Visioneering Corp | Visioneering | LHBB448-LED840K240LXXX[UNV 347 480]-P07 [All Emergency Housing Packaging and Wiring Options] | Indoor Luminaires | High-Bay | High-Bay Luminaires for Commercial and Industrial Buildings | Standard | FALSE | [9 empty] | 42187 |  |  | NotYetVerified |  | 3 | 26092 | 112 | 231 | 16 | 0.98 | 4000 | 83
PA3KNKA4 | Visioneering Corp | Visioneering | LHBB448-LED840K240LXXX[UNV 347 480]-W1 [All Emergency Housing Packaging and Wiring Options] | Indoor Luminaires | High-Bay | High-Bay Luminaires for Commercial and Industrial Buildings | Standard | FALSE | [9 empty] | 42187 |  |  | NotYetVerified |  | 3 | 25259 | 109 | 231 | 16 | 0.98 | 4000 | 83
PGVBW7NF | Visioneering Corp | Visioneering | LHBB448-LED840K240LXXX[UNV 347 480]-P82 [All Emergency Housing Packaging and Wiring Options] | Indoor Luminaires | High-Bay | High-Bay Luminaires for Commercial and Industrial Buildings | Standard | FALSE | [9 empty] | 42187 |  |  | NotYetVerified |  | 3 | 24816 | 107 | 231 | 16 | 0.98 | 4000 | 83
PQGPUSUN | Visioneering Corp | Visioneering | LHBB448-LED840K240LXXX[UNV 347 480]-P05W1 [All Emergency Housing Packaging and Wiring Options] | Indoor Luminaires | High-Bay | High-Bay Luminaires for Commercial and Industrial Buildings | Standard | FALSE | [9 empty] | 42187 |  |  | NotYetVerified |  | 3 | 24501 | 106 | 231 | 16 | 0.98 | 4000 | 83
PQ7SUTQT | Visioneering Corp | Visioneering | LHBB448-LED840K240LXXX[UNV 347 480]-P07W1 [All Emergency Housing Packaging and Wiring Options] | Indoor Luminaires | High-Bay | High-Bay Luminaires for Commercial and Industrial Buildings | Standard | FALSE | [9 empty] | 42187 |  |  | NotYetVerified |  | 3 | 23743 | 102 | 231 | 16 | 0.98 | 4000 | 83
PEURXZZ1 | Visioneering Corp | Visioneering | LHBB448-LED840K240LXXX[UNV 347 480]-P82W1 [All Emergency Housing Packaging and Wiring Options] | Indoor Luminaires | High-Bay | High-Bay Luminaires for Commercial and Industrial Buildings | Standard | FALSE | [9 empty] | 42187 |  |  | NotYetVerified |  | 3 | 22582 | 97 | 231 | 16 | 0.98 | 4000 | 83
PAGDPXJ2 | Visioneering Corp | Visioneering | LHBB624-LED840K180LXXX[UNV 347 480]- [All Emergency Housing Packaging and Wiring Options] | Indoor Luminaires | High-Bay | High-Bay Luminaires for Commercial and Industrial Buildings | Standard | FALSE | [9 empty] | 42187 |  |  | NotYetVerified |  | 3 | 18558 | 118 | 156 | 16 | 0.98 | 4000 | 83
PS833BGD | Visioneering Corp | Visioneering | LHBB624-LED840K180LXXX[UNV 347 480]-P05 [All Emergency Housing Packaging and Wiring Options] | Indoor Luminaires | High-Bay | High-Bay Luminaires for Commercial and Industrial Buildings | Standard | FALSE | [9 empty] | 42187 |  |  | NotYetVerified |  | 3 | 18001 | 115 | 156 | 16 | 0.98 | 4000 | 83
PMZ4BCVE | Visioneering Corp | Visioneering | LHBB624-LED840K180LXXX[UNV 347 480]-P07 [All Emergency Housing Packaging and Wiring Options] | Indoor Luminaires | High-Bay | High-Bay Luminaires for Commercial and Industrial Buildings | Standard | FALSE | [9 empty] | 42187 |  |  | NotYetVerified |  | 3 | 17444 | 111 | 156 | 16 | 0.98 | 4000 | 83
PYR5SWEC | Visioneering Corp | Visioneering | LHBB624-LED840K180LXXX[UNV 347 480]-W1 [All Emergency Housing Packaging and Wiring Options] | Indoor Luminaires | High-Bay | High-Bay Luminaires for Commercial and Industrial Buildings | Standard | FALSE | [9 empty] | 42187 |  |  | NotYetVerified |  | 3 | 16887 | 108 | 156 | 16 | 0.98 | 4000 | 83
P7W98BPW | Visioneering Corp | Visioneering | LHBB624-LED840K180LXXX[UNV 347 480]-P82 [All Emergency Housing Packaging and Wiring Options] | Indoor Luminaires | High-Bay | High-Bay Luminaires for Commercial and Industrial Buildings | Standard | FALSE | [9 empty] | 42187 |  |  | NotYetVerified |  | 3 | 16591 | 106 | 156 | 16 | 0.98 | 4000 | 83
P6ZCWNFK | Visioneering Corp | Visioneering | LHBB624-LED840K180LXXX[UNV 347 480]-P05W1 [All Emergency Housing Packaging and Wiring Options] | Indoor Luminaires | High-Bay | High-Bay Luminaires for Commercial and Industrial Buildings | Standard | FALSE | [9 empty] | 42187 |  |  | NotYetVerified |  | 3 | 16380 | 105 | 156 | 16 | 0.98 | 4000 | 83
P29GBYA2 | Visioneering Corp | Visioneering | LHBB624-LED840K180LXXX[UNV 347 480]-P07W1 [All Emergency Housing Packaging and Wiring Options] | Indoor Luminaires | High-Bay | High-Bay Luminaires for Commercial and Industrial Buildings | Standard | FALSE | [9 empty] | 42187 |  |  | NotYetVerified |  | 3 | 15873 | 101 | 156 | 16 | 0.98 | 4000 | 83
P8TE2QNB | Visioneering Corp | Visioneering | LHBB624-LED840K180LXXX[UNV 347 480]-P82W1 [All Emergency Housing Packaging and Wiring Options] | Indoor Luminaires | High-Bay | High-Bay Luminaires for Commercial and Industrial Buildings | Standard | FALSE | [9 empty] | 42187 |  |  | NotYetVerified |  | 3 | 15097 | 96 | 156 | 16 | 0.98 | 4000 | 83
PJ5K912N | Visioneering Corp | Visioneering | LHBB424-LED840K120LXXX[UNV 347 480]- [All Emergency Housing Packaging and Wiring Options] | Indoor Luminaires | High-Bay | High-Bay Luminaires for Commercial and Industrial Buildings | Standard | FALSE | [9 empty] | 42187 |  |  | NotYetVerified |  | 3 | 13956 | 122 | 114.2 | 16 | 0.98 | 4000 | 83
P27CWHDN | Visioneering Corp | Visioneering | LHBB424-LED840K120LXXX[UNV 347 480]-P05 [All Emergency Housing Packaging and Wiring Options] | Indoor Luminaires | High-Bay | High-Bay Luminaires for Commercial and Industrial Buildings | Standard | FALSE | [9 empty] | 42187 |  |  | NotYetVerified |  | 3 | 13537 | 118 | 114.2 | 16 | 0.98 | 4000 | 83
PCNKPZQ5 | Visioneering Corp | Visioneering | LHBB424-LED840K120LXXX[UNV 347 480]-P07 [All Emergency Housing Packaging and Wiring Options] | Indoor Luminaires | High-Bay | High-Bay Luminaires for Commercial and Industrial Buildings | Standard | FALSE | [9 empty] | 42187 |  |  | NotYetVerified |  | 3 | 13118 | 114 | 114.2 | 16 | 0.98 | 4000 | 83
PDJZXV8V | Visioneering Corp | Visioneering | LHBB424-LED840K120LXXX[UNV 347 480]-W1 [All Emergency Housing Packaging and Wiring Options] | Indoor Luminaires | High-Bay | High-Bay Luminaires for Commercial and Industrial Buildings | Standard | FALSE | [9 empty] | 42187 |  |  | NotYetVerified |  | 3 | 12700 | 111 | 114.2 | 16 | 0.98 | 4000 | 83
P596Q7A9 | Visioneering Corp | Visioneering | LHBB424-LED840K120LXXX[UNV 347 480]-P82 [All Emergency Housing Packaging and Wiring Options] | Indoor Luminaires | High-Bay | High-Bay Luminaires for Commercial and Industrial Buildings | Standard | FALSE | [9 empty] | 42187 |  |  | NotYetVerified |  | 3 | 12476 | 109 | 114.2 | 16 | 0.98 | 4000 | 83
PYNT47RX | Visioneering Corp | Visioneering | LHBB424-LED840K120LXXX[UNV 347 480]-P05W1 [All Emergency Housing Packaging and Wiring Options] | Indoor Luminaires | High-Bay | High-Bay Luminaires for Commercial and Industrial Buildings | Standard | FALSE | [9 empty] | 42187 |  |  | NotYetVerified |  | 3 | 12319 | 107 | 114.2 | 16 | 0.98 | 4000 | 83
PR9FN482 | Visioneering Corp | Visioneering | LHBB424-LED840K120LXXX[UNV 347 480]-P07W1 [All Emergency Housing Packaging and Wiring Options] | Indoor Luminaires | High-Bay | High-Bay Luminaires for Commercial and Industrial Buildings | Standard | FALSE | [9 empty] | 42187 |  |  | NotYetVerified |  | 3 | 11938 | 104 | 114.2 | 16 | 0.98 | 4000 | 83
PZSZAC5X | Spectrum Lighting | Spectrum Lighting | GC2208LEDGV113W40KDO101/XX/WO/XX | Indoor Luminaires | High-Bay | High-Bay Luminaires for Commercial and Industrial Buildings | Standard | FALSE | [9 empty] | 42187 |  |  | NotYetVerified |  | 3 | 10456 | 91.8 | 113 |  |  | 4000
PVHF255X | Spectrum Lighting | Spectrum Lighting | GC2208LEDGV113W40KDO102/XX/WO/XX | Indoor Luminaires | High-Bay | High-Bay Luminaires for Commercial and Industrial Buildings | Standard | FALSE | [9 empty] | 42187 |  |  | NotYetVerified |  | 3 | 10456 | 91.8 | 113 |  |  | 4000
PTYBT13V | Spectrum Lighting | Spectrum Lighting | GC2208LEDGV113W40KDS101/XX/WO/XX | Indoor Luminaires | High-Bay | High-Bay Luminaires for Commercial and Industrial Buildings | Standard | FALSE | [9 empty] | 42187 |  |  | NotYetVerified |  | 3 | 10456 | 91.8 | 113 |  |  | 4000
PNCF82PM | Spectrum Lighting | Spectrum Lighting | GC2208LEDGV113W40KDS102/XX/WO/XX | Indoor Luminaires | High-Bay | High-Bay Luminaires for Commercial and Industrial Buildings | Standard | FALSE | [9 empty] | 42187 |  |  | NotYetVerified |  | 3 | 10456 | 91.8 | 113 |  |  | 4000
PRXVUKYW | RAB Lighting | RAB Lighting | RAIL[VP]225[All Fixture Colors]/BL | Indoor Luminaires | High-Bay | High-Bay Luminaires for Commercial and Industrial Buildings | Standard | FALSE | [9 empty] | 42187 |  |  | NotYetVerified |  | 3 | 27279 | 122.2 | 223.3 | 9.8 | 0.948 | 5006 | 74
PKPHWE5U | RAB Lighting | RAB Lighting | RAIL[VP]95[All Fixture Colors] | Indoor Luminaires | High-Bay | High-Bay Luminaires for Commercial and Industrial Buildings | Standard | FALSE | [9 empty] | 42187 |  |  | NotYetVerified |  | 3 | 11657 | 125.6 | 92.8 | 11.2 | 0.954 | 5006 | 74
P4XRF7AK | RAB Lighting | RAB Lighting | RAIL[VP]225[All Fixture Colors] | Indoor Luminaires | High-Bay | High-Bay Luminaires for Commercial and Industrial Buildings | Standard | FALSE | [9 empty] | 42187 |  |  | NotYetVerified |  | 3 | 27279 | 122.2 | 223.3 | 9.8 | 0.948 | 5006 | 74
P4EPSP6H | RAB Lighting | RAB Lighting | RAIL[blank P]95W/D10 [/blank E2] | Indoor Luminaires | High-Bay | High-Bay Luminaires for Commercial and Industrial Buildings | Premium | TRUE | 12645 | 137.3 | 92.1 | 9.8 | 0.926 | 5187 | 78 | 5 | 50000 | 42187 |  |  | No | Updated on 3/22/2017 | 4.1 | 12645 | 137.3 | 92.1 | 5.6 | 1 | 5187 | 78
PK597QXV | RAB Lighting | RAB Lighting | RAIL[VP]225[All Fixture Colors]/D10/[WS4] | Indoor Luminaires | High-Bay | High-Bay Luminaires for Commercial and Industrial Buildings | Standard | FALSE | [9 empty] | 42187 |  |  | Yes |  | 3 | 27260 | 122 | 223.4 | 10.51 | 0.9519 | 5006 | 74
PZP3QVFK | RAB Lighting | RAB Lighting | RAIL[VP]185[All Fixture Colors]/BL | Indoor Luminaires | High-Bay | High-Bay Luminaires for Commercial and Industrial Buildings | Standard | FALSE | [9 empty] | 42187 |  |  | NotYetVerified |  | 3 | 23503 | 128.2 | 183.4 | 11.3 | 0.951 | 4995 | 75
PDG4ZRGG | RAB Lighting | RAB Lighting | RAIL[VP]185[All Fixture Colors] | Indoor Luminaires | High-Bay | High-Bay Luminaires for Commercial and Industrial Buildings | Standard | FALSE | [9 empty] | 42187 |  |  | NotYetVerified |  | 3 | 23503 | 128.2 | 183.4 | 11.3 | 0.951 | 4995 | 75
PUKD47UH | RAB Lighting | RAB Lighting | RAIL[VP]185[All Fixture Colors]/D10/[WS4] | Indoor Luminaires | High-Bay | High-Bay Luminaires for Commercial and Industrial Buildings | Standard | FALSE | [9 empty] | 42187 |  |  | Yes |  | 3 | 23077 | 127 | 181.7 | 12.81 | 0.9543 | 4995 | 75
PHXP45WU | RAB Lighting | RAB Lighting | RAIL[VP]150[All Fixture Colors]/BL | Indoor Luminaires | High-Bay | High-Bay Luminaires for Commercial and Industrial Buildings | Standard | FALSE | [9 empty] | 42187 |  |  | NotYetVerified |  | 3 | 17964 | 119.8 | 149.9 | 10.6 | 0.943 | 4985 | 75
P99NX1SH | RAB Lighting | RAB Lighting | RAIL[VP]150[All Fixture Colors] | Indoor Luminaires | High-Bay | High-Bay Luminaires for Commercial and Industrial Buildings | Standard | FALSE | [9 empty] | 42187 |  |  | NotYetVerified |  | 3 | 17964 | 119.8 | 149.9 | 10.6 | 0.941 | 4985 | 75
PD5ZNY1S | RAB Lighting | RAB Lighting | RAIL[VP]150[All Fixture Colors]/D10/[WS2] | Indoor Luminaires | High-Bay | High-Bay Luminaires for Commercial and Industrial Buildings | Standard | FALSE | [9 empty] | 42187 |  |  | Yes |  | 3 | 18144 | 118.9 | 152.6 | 10.63 | 0.9439 | 4985 | 75
P2YRG6CC | RAB Lighting | RAB Lighting | RAIL[VP]225N[All Fixture Colors]/BL | Indoor Luminaires | High-Bay | High-Bay Luminaires for Commercial and Industrial Buildings | Standard | FALSE | [9 empty] | 42187 |  |  | NotYetVerified |  | 3 | 23560 | 105.7 | 222.9 | 10.1 | 0.947 | 4000 | 84
PN9456Y6 | RAB Lighting | RAB Lighting | RAIL[VP]225N[All Fixture Colors] | Indoor Luminaires | High-Bay | High-Bay Luminaires for Commercial and Industrial Buildings | Standard | FALSE | [9 empty] | 42187 |  |  | NotYetVerified |  | 3 | 23560 | 105.7 | 222.9 | 10.1 | 0.947 | 4000 | 84
PGJG1ZFY | RAB Lighting | RAB Lighting | RAIL[VP]225N[All Fixture Colors]/D10/[WS4] | Indoor Luminaires | High-Bay | High-Bay Luminaires for Commercial and Industrial Buildings | Standard | FALSE | [9 empty] | 42187 |  |  | Yes |  | 3 | 23543 | 105.6 | 223 | 10.84 | 0.9509 | 4000 | 84
PJQT76SS | RAB Lighting | RAB Lighting | RAIL[VP]150N[All Fixture Colors]/BL | Indoor Luminaires | High-Bay | High-Bay Luminaires for Commercial and Industrial Buildings | Standard | FALSE | [9 empty] | 42187 |  |  | NotYetVerified |  | 3 | 15582 | 105.6 | 147.6 | 10.8 | 0.939 | 3989 | 84
P2HM9TCJ | RAB Lighting | RAB Lighting | RAIL[VP]150N[All Fixture Colors] | Indoor Luminaires | High-Bay | High-Bay Luminaires for Commercial and Industrial Buildings | Standard | FALSE | [9 empty] | 42187 |  |  | NotYetVerified |  | 3 | 15582 | 105.6 | 147.6 | 10.8 | 0.939 | 3989 | 84
P9KAZJ2D | RAB Lighting | RAB Lighting | RAIL[VP]150N[All Fixture Colors]/D10/[WS2] | Indoor Luminaires | High-Bay | High-Bay Luminaires for Commercial and Industrial Buildings | Standard | FALSE | [9 empty] | 42187 |  |  | Yes |  | 3 | 15739 | 104.7 | 150.3 | 10.83 | 0.9419 | 3989 | 84
P95XXMZ5 | RAB Lighting | RAB Lighting | RAIL[VP]95N[All Fixture Colors] | Indoor Luminaires | High-Bay | High-Bay Luminaires for Commercial and Industrial Buildings | Standard | FALSE | [9 empty] | 42187 |  |  | NotYetVerified |  | 3 | 10017 | 108.8 | 92.1 | 11.2 | 0.952 | 3986 | 84
P2VX5BB9 | RAB Lighting | RAB Lighting | RAIL[blank P]95NW/D10 [/blank E2] | Indoor Luminaires | High-Bay | High-Bay Luminaires for Commercial and Industrial Buildings | Premium | FALSE | [9 empty] | 42187 |  |  | No | Updated on 3/22/2017 | 4.1 | 12176 | 133.5 | 91.2 | 5.6 | 1 | 4018 | 77
PH4E28MA | RAB Lighting | RAB Lighting | RAIL[VP]185N[All Fixture Colors]/BL | Indoor Luminaires | High-Bay | High-Bay Luminaires for Commercial and Industrial Buildings | Standard | FALSE | [9 empty] | 42187 |  |  | NotYetVerified |  | 3 | 20232 | 111.6 | 181.3 | 11.7 | 0.952 | 3926 | 85
PR2KJ2A7 | RAB Lighting | RAB Lighting | RAIL[VP]185N[All Fixture Colors] | Indoor Luminaires | High-Bay | High-Bay Luminaires for Commercial and Industrial Buildings | Standard | FALSE | [9 empty] | 42187 |  |  | NotYetVerified |  | 3 | 20232 | 111.6 | 181.3 | 11.7 | 0.952 | 3926 | 85
P8V27ZAD | RAB Lighting | RAB Lighting | RAIL[VP]185N[All Fixture Colors]/D10/[WS4] | Indoor Luminaires | High-Bay | High-Bay Luminaires for Commercial and Industrial Buildings | Standard | FALSE | [9 empty] | 42187 |  |  | Yes |  | 3 | 19865 | 110.6 | 179.5 | 13.26 | 0.9553 | 3926 | 85
PQJSF6PF | RAB Lighting | RAB Lighting | RAIL[blank P]95YNW/D10 [/blank E2] | Indoor Luminaires | High-Bay | High-Bay Luminaires for Commercial and Industrial Buildings | Standard | TRUE | 11330 | 123 | 92.1 | 9.4 | 0.931 | 3514 | 82 | 5 | 50000 | 42187 |  |  | No | Updated on 3/22/2017 | 3 | 11330 | 123 | 92.1 | 5.4 | 1 | 3514 | 82
PESGWZNE | RAB Lighting | RAB Lighting | RAIL[VP]225YN[All Fixture Colors]/BL | Indoor Luminaires | High-Bay | High-Bay Luminaires for Commercial and Industrial Buildings | Standard | FALSE | [9 empty] | 42187 |  |  | NotYetVerified |  | 3 | 24131 | 107.3 | 224.9 | 10.3 | 0.95 | 3470 | 82
PKG4PCGJ | RAB Lighting | RAB Lighting | RAIL[VP]225YN[All Fixture Colors]/D10/[WS4] | Indoor Luminaires | High-Bay | High-Bay Luminaires for Commercial and Industrial Buildings | Standard | FALSE | [9 empty] | 42187 |  |  | Yes |  | 3 | 24114 | 107.2 | 225 | 11.05 | 0.9539 | 3470 | 82
PKA3JX6R | RAB Lighting | RAB Lighting | RAIL[VP]185YN[All Fixture Colors]/BL | Indoor Luminaires | High-Bay | High-Bay Luminaires for Commercial and Industrial Buildings | Standard | FALSE | [9 empty] | 42187 |  |  | NotYetVerified |  | 3 | 20647 | 112.5 | 183.6 | 11.6 | 0.952 | 3467 | 82
P3NVJAC1 | RAB Lighting | RAB Lighting | RAIL[VP]185YN[All Fixture Colors]/D10/[WS4] | Indoor Luminaires | High-Bay | High-Bay Luminaires for Commercial and Industrial Buildings | Standard | FALSE | [9 empty] | 42187 |  |  | Yes |  | 3 | 20272 | 111.5 | 181.9 | 13.15 | 0.9553 | 3467 | 82
P3CNXM9R | RAB Lighting | RAB Lighting | RAIL[VP]150YN[All Fixture Colors]/BL | Indoor Luminaires | High-Bay | High-Bay Luminaires for Commercial and Industrial Buildings | Standard | FALSE | [9 empty] | 42187 |  |  | NotYetVerified |  | 3 | 15907 | 106.5 | 149.3 | 10.6 | 0.943 | 3450 | 82
P6JZGECR | RAB Lighting | RAB Lighting | RAIL[VP]150YN[All Fixture Colors]/D10/[WS2] | Indoor Luminaires | High-Bay | High-Bay Luminaires for Commercial and Industrial Buildings | Standard | FALSE | [9 empty] | 42187 |  |  | Yes |  | 3 | 16067 | 105.7 | 152 | 10.63 | 0.9459 | 3450 | 82
PJP3XY3W | Noribachi | Noribachi | NOW-HB1 | Indoor Luminaires | High-Bay | High-Bay Luminaires for Commercial and Industrial Buildings | Standard | FALSE | [9 empty] | 42187 |  |  | NotYetVerified |  | 3 | 16700 | 114 | 145.9 | 13.9 | 0.936 | 4869 | 74.5
P57YQUWF | Noribachi | Noribachi | NOW-HB2 | Indoor Luminaires | High-Bay | High-Bay Luminaires for Commercial and Industrial Buildings | Standard | FALSE | [9 empty] | 42187 |  |  | NotYetVerified |  | 3 | 29348 | 130.4 | 225 | 12.3 | 0.943 | 4735 | 73.4
P2SQYBEU | Energetic Lighting Inc. | Energetic | EGLEDF-150N1X347V | Indoor Luminaires | High-Bay | High-Bay Luminaires for Commercial and Industrial Buildings | Standard | FALSE | [9 empty] | 42187 |  |  | NotYetVerified |  | 3 | 15012 | 102.96 | 145.8 | 16.29 | 0.959 | 5000 | 85
PST26RHB | Energetic Lighting Inc. | Energetic | EGLEDF-150N2X347V | Indoor Luminaires | High-Bay | High-Bay Luminaires for Commercial and Industrial Buildings | Standard | FALSE | [9 empty] | 42187 |  |  | NotYetVerified |  | 3 | 15732 | 108.57 | 144.9 | 16.48 | 0.946 | 5000 | 84.9
P2VMSRPD | Energetic Lighting Inc. | Energetic | EGLEDF-150C1X347V | Indoor Luminaires | High-Bay | High-Bay Luminaires for Commercial and Industrial Buildings | Standard | FALSE | [9 empty] | 42187 |  |  | NotYetVerified |  | 3 | 13825 | 96.07 | 143.9 | 16.53 | 0.957 | 4000 | 82.6
P4CT2VHY | Energetic Lighting Inc. | Energetic | EGLEDF-150C2X347V | Indoor Luminaires | High-Bay | High-Bay Luminaires for Commercial and Industrial Buildings | Standard | FALSE | [9 empty] | 42187 |  |  | NotYetVerified |  | 3 | 14284 | 98.99 | 144.3 | 16.35 | 0.966 | 4000 | 82.5
P791VX3K | Energetic Lighting Inc. | Energetic | EGLEDF-150NE1X347V | Indoor Luminaires | High-Bay | High-Bay Luminaires for Commercial and Industrial Buildings | Standard | FALSE | [9 empty] | 42187 |  |  | NotYetVerified |  | 3 | 13825 | 96.07 | 143.9 | 16.53 | 0.957 | 3500 | 82.6
PSBNTUPZ | Energetic Lighting Inc. | Energetic | EGLEDF-150NE2X347V | Indoor Luminaires | High-Bay | High-Bay Luminaires for Commercial and Industrial Buildings | Standard | FALSE | [9 empty] | 42187 |  |  | NotYetVerified |  | 3 | 14284 | 98.99 | 144.3 | 16.35 | 0.966 | 3500 | 82.5
PFQSWGAD | Universal Lighting Technologies | Everline | VTL4-8K850-U | Indoor Luminaires | High-Bay | Low-Bay Luminaires for Commercial and Industrial Buildings | Standard | FALSE | [9 empty] | 42187 | Dimmable | Continuous Below 10 | NotYetVerified |  | 3 | 9525 | 113.3 | 82.9 | 9.41 | 0.984 | 5089 | 82.9
PRUQKUEMD | Universal Lighting Technologies | Everline | VTL4-40L835-U | Indoor Luminaires | High-Bay | Low-Bay Luminaires for Commercial and Industrial Buildings | Standard | TRUE | 4753 | 91.7 | 51.34 | 8.49 | 0.978 | 3518 | 83.6 | 5 | 60000 | 42186 |  |  | NotYetVerified |  | 3 | 4921 | 95 | 51.34 | 8.49 | 0.978 | 3500 | 85
PACSMYS3 | EverLast Lighting Inc. | Everlast | EL-LED-HB-LG-100-L-50-X-D | Indoor Luminaires | High-Bay | High-Bay Luminaires for Commercial and Industrial Buildings | Standard | TRUE | 10456 | 104.78 | 99.78 | 10.6 | 0.969 | 5186 | 84.4 | 10 | 60000 | 42186 |  |  | NotYetVerified | Product updated on 2/17/2017 | 4 | 10456 | 104.78 | 100 | 10.6 | 0.97 | 5000 | 80
P6EJZGSR | LMS ENERGY | LMS energy | LMS-280Wi (3000K) | Indoor Luminaires | High-Bay | High-Bay Luminaires for Commercial and Industrial Buildings | Standard | TRUE | 26344.2 | 96.5 | 282.4 | 9.72 | 0.9491 | 3094 | 73.5 | 5 | 50000 | 42186 |  |  | NotYetVerified |  | 3 | 26344 |  | 272.9 | 20 | 0.95 | 3000 | 73.5
PW63A17H | National Energy&Light | NEL | NEL-150-35K | Indoor Luminaires | High-Bay | High-Bay Luminaires for Commercial and Industrial Buildings | Standard | TRUE | 12644.1 | 91 | 138.97 | 12 | 0.94 | 3518 | 82.5 | 5 | 102000 | 42186 |  |  | NotYetVerified |  | 3
PBZJKBWC | EverLast Lighting Inc. | Everlast | EL-LED-HB-LG-150-L-50-U-D-X | Indoor Luminaires | High-Bay | High-Bay Luminaires for Commercial and Industrial Buildings | Standard | TRUE | 16205 | 108.57 | 149.3 | 13.9 | 0.948 | 5136 | 83.9 | 10 | 60000 | 42186 |  |  | NotYetVerified | Product updated on 11/17/2016. Updated again on 2/17/2017. | 4 | 16205 | 108.57 | 150 | 13.9 | 0.94 | 5000 | 80
P3QMHQ8R | SkyTec Lighting | SkyTec | SKY-1-100w | Indoor Luminaires | High-Bay | High-Bay Luminaires for Commercial and Industrial Buildings | Standard | TRUE | 11344.69 | 112.84 | 101.8 | 12.79 | 0.926 | 5302 | 75.5 | 5 | 50000 | 42186 |  |  | NotYetVerified |  | 3 | 11000 | 110 | 100 |  |  | 5000 | 80
PZDS37RC | LMS ENERGY | LMS energy | LMS-120Wi (3000K) | Indoor Luminaires | High-Bay | High-Bay Luminaires for Commercial and Industrial Buildings | Standard | TRUE | 11037.5 | 94.9 | 116.3 | 15.98 | 0.9067 | 3088 | 73.4 | 5 | 50000 | 42186 |  |  | NotYetVerified |  | 3 | 11037 | 94.9 | 116.3 | 20 | 0.95 | 3000 | 73.4
PNK1JWZ7 | Shenzhen sunpzone lighting electronic co. ltd | Sunpzone | SPZTP8120(3000K) | Indoor Luminaires | High-Bay | High-Bay Luminaires for Commercial and Industrial Buildings | Standard | TRUE | 10288.13 | 90.22 | 114.04 | 13.4 | 0.905 | 2912 | 83.1 | 5 | 50000 | 42186 |  |  | NotYetVerified |  | 3 | 10288.13 | 90.22 | 114.04 | 5.2 | 0.993 | 2912 | 83
PXY6URF4 | LMS ENERGY | LMS energy | LMS-80Wi (3000K) | Indoor Luminaires | High-Bay | Low-Bay Luminaires for Commercial and Industrial Buildings | Standard | TRUE | 7124 | 95.4 | 74.7 | 18.79 | 0.9048 | 3090 | 73.6 | 5 | 50000 | 42186 |  |  | NotYetVerified |  | 3 | 7124.1 | 95.4 | 74.7 | 20 | 0.95 | 3000 | 73.6
PR6WXEEV | National Energy&Light | NEL | NEL-110-35K | Indoor Luminaires | High-Bay | Low-Bay Luminaires for Commercial and Industrial Buildings | Standard | TRUE | 10798.46 | 96 | 112.09 | 21 | 0.88 | 3471 | 82.4 | 5 | 200000 | 42186 |  |  | NotYetVerified |  | 3
PHKA26GB | Shenzhen sunpzone lighting electronic co. ltd | Sunpzone | SPZTP890(3000K) | Indoor Luminaires | High-Bay | Low-Bay Luminaires for Commercial and Industrial Buildings | Standard | TRUE | 7986.31 | 97.02 | 85.68 | 14.6 | 0.874 | 2925 | 83.2 | 5 | 50000 | 42186 |  |  | NotYetVerified |  | 3 | 7986.31 | 97.02 | 85.68 | 5.5 | 0.99 | 2925 | 83
PWMXUD7G | LMS ENERGY | LMS energy | LMS-120Wi (5700K) | Indoor Luminaires | High-Bay | High-Bay Luminaires for Commercial and Industrial Buildings | Standard | FALSE | [9 empty] | 42186 |  |  | NotYetVerified |  | 3 | 12149 | 105.1 | 115.6 | 20 | 0.95 | 5700 | 75.9
PQ55QE22 | LMS ENERGY | LMS energy | LMS-80Wi (5700K) | Indoor Luminaires | High-Bay | Low-Bay Luminaires for Commercial and Industrial Buildings | Standard | FALSE | [9 empty] | 42186 |  |  | NotYetVerified |  | 3 | 7924.3 | 106.1 | 74.7 | 20 | 0.95 | 5700 | 76.9
PFKZK1BT | LMS ENERGY | LMS energy | LMS-120Wi (5000K) | Indoor Luminaires | High-Bay | High-Bay Luminaires for Commercial and Industrial Buildings | Standard | FALSE | [9 empty] | 42186 |  |  | NotYetVerified |  | 3 | 12373.6 | 106.7 | 115.9 | 20 | 0.95 | 5000 | 76.8
P6Y2FHM6 | LMS ENERGY | LMS energy | LMS-80Wi (5000K) | Indoor Luminaires | High-Bay | Low-Bay Luminaires for Commercial and Industrial Buildings | Standard | FALSE | [9 empty] | 42186 |  |  | NotYetVerified |  | 3 | 8002.6 | 106.2 | 75.3 | 20 | 0.95 | 5000 | 75.5
PVAEP9DU | LMS ENERGY | LMS energy | LMS-120Wi (4500K) | Indoor Luminaires | High-Bay | High-Bay Luminaires for Commercial and Industrial Buildings | Standard | FALSE | [9 empty] | 42186 |  |  | NotYetVerified |  | 3 | 12044.1 | 103.6 | 116.2 | 20 | 0.95 | 4500 | 75.9
PHZ4QSV9 | LMS ENERGY | LMS energy | LMS-80Wi (4500K) | Indoor Luminaires | High-Bay | Low-Bay Luminaires for Commercial and Industrial Buildings | Standard | FALSE | [9 empty] | 42186 |  |  | NotYetVerified |  | 3 | 7903.7 | 103.3 | 76.6 | 20 | 0.95 | 4500 | 76.7
P8BD8W4D | LMS ENERGY | LMS energy | LMS-120Wi (4000K) | Indoor Luminaires | High-Bay | High-Bay Luminaires for Commercial and Industrial Buildings | Standard | FALSE | [9 empty] | 42186 |  |  | NotYetVerified |  | 3 | 11859 | 102.3 | 115.9 | 20 | 0.95 | 4000 | 74.8
P8BFEQS4 | LMS ENERGY | LMS energy | LMS-80Wi (4000K) | Indoor Luminaires | High-Bay | Low-Bay Luminaires for Commercial and Industrial Buildings | Standard | FALSE | [9 empty] | 42186 |  |  | NotYetVerified |  | 3 | 7534.9 | 98.7 | 76.4 | 20 | 0.95 | 4000 | 76.1
PY3X7UEP | LMS ENERGY | LMS energy | LMS-120Wi (3500K) | Indoor Luminaires | High-Bay | High-Bay Luminaires for Commercial and Industrial Buildings | Standard | FALSE | [9 empty] | 42186 |  |  | NotYetVerified |  | 3 | 11499.6 | 98.7 | 116.4 | 20 | 0.95 | 3500 | 73.4
P9J2KXMA | LMS ENERGY | LMS energy | LMS-80Wi (3500K) | Indoor Luminaires | High-Bay | Low-Bay Luminaires for Commercial and Industrial Buildings | Standard | FALSE | [9 empty] | 42186 |  |  | NotYetVerified |  | 3 | 7441.6 | 97.3 | 76.5 | 20 | 0.95 | 3500 | 74.6
P8K26KXY | Shenzhen sunpzone lighting electronic co. ltd | Sunpzone | SPZTP890(5000K) | Indoor Luminaires | High-Bay | Low-Bay Luminaires for Commercial and Industrial Buildings | Standard | FALSE | [9 empty] | 42186 | Not Dimmable | Not Dimmable | NotYetVerified |  | 3 | 8100 | 106.58 | 76 | 5.5 | 0.99 | 5000 | 83
PX2694YC | Shenzhen sunpzone lighting electronic co. ltd | Sunpzone | SPZTP8120(5000K) | Indoor Luminaires | High-Bay | High-Bay Luminaires for Commercial and Industrial Buildings | Standard | FALSE | [9 empty] | 42186 | Not Dimmable | Not Dimmable | NotYetVerified |  | 3 | 10800 | 105.88 | 102 | 5.2 | 0.993 | 5000 | 83
P1PDAVGW | Shenzhen sunpzone lighting electronic co. ltd | Sunpzone | SPZTP890(4500K) | Indoor Luminaires | High-Bay | Low-Bay Luminaires for Commercial and Industrial Buildings | Standard | FALSE | [9 empty] | 42186 | Not Dimmable | Not Dimmable | NotYetVerified |  | 3 | 8100 | 106.58 | 76 | 5.5 | 0.99 | 4500 | 83
PEUMFVDZ | Shenzhen sunpzone lighting electronic co. ltd | Sunpzone | SPZTP8120(4500K) | Indoor Luminaires | High-Bay | High-Bay Luminaires for Commercial and Industrial Buildings | Standard | FALSE | [9 empty] | 42186 | Not Dimmable | Not Dimmable | NotYetVerified |  | 3 | 10800 | 105.88 | 102 | 5.2 | 0.993 | 4500 | 83
P8JY34QH | Shenzhen sunpzone lighting electronic co. ltd | Sunpzone | SPZTP890(4000K) | Indoor Luminaires | High-Bay | Low-Bay Luminaires for Commercial and Industrial Buildings | Standard | FALSE | [9 empty] | 42186 | Not Dimmable | Not Dimmable | NotYetVerified |  | 3 | 8100 | 106.58 | 76 | 5.5 | 0.99 | 4000 | 83
P6QT4FYN | Shenzhen sunpzone lighting electronic co. ltd | Sunpzone | SPZTP8120(4000K) | Indoor Luminaires | High-Bay | High-Bay Luminaires for Commercial and Industrial Buildings | Standard | FALSE | [9 empty] | 42186 | Not Dimmable | Not Dimmable | NotYetVerified |  | 3 | 10800 | 105.88 | 102 | 5.2 | 0.993 | 4000 | 83
PEKEWZQ5 | Shenzhen sunpzone lighting electronic co. ltd | Sunpzone | SPZTP890(3500K) | Indoor Luminaires | High-Bay | Low-Bay Luminaires for Commercial and Industrial Buildings | Standard | FALSE | [9 empty] | 42186 | Not Dimmable | Not Dimmable | NotYetVerified |  | 3 | 8100 | 106.58 | 76 | 5.5 | 0.99 | 3500 | 83
PJ1F2181 | Shenzhen sunpzone lighting electronic co. ltd | Sunpzone | SPZTP8120(3500K) | Indoor Luminaires | High-Bay | High-Bay Luminaires for Commercial and Industrial Buildings | Standard | FALSE | [9 empty] | 42186 | Not Dimmable | Not Dimmable | NotYetVerified |  | 3 | 10800 | 105.88 | 102 | 5.2 | 0.993 | 3500 | 83
PJKCBZJT | EverLast Lighting Inc. | Everlast | EL-LED-HB-LG-200-L-50-X-D | Indoor Luminaires | High-Bay | High-Bay Luminaires for Commercial and Industrial Buildings | Standard | TRUE | 21395.09 | 107.9 | 198.29 | 14.7 | 0.919 | 5216 | 84.4 | 10 | 50000 | 42186 | Dimmable | Continuous Below 10 | NotYetVerified | Product Updated 2/17/2017 | 4 | 21358 | 107.7 | 200 | 14.7 | 0.92 | 5000 | 80
PSWAN3KE | SmartRay Inc. | SmartRay | SR3HB150W (347-5K) | Indoor Luminaires | High-Bay | High-Bay Luminaires for Commercial and Industrial Buildings | Standard | TRUE | 12948 | 86.36 | 149.9 | 15.4 | 0.9749 | 5386 | 75 | 5 | 50000 | 42185 |  |  | NotYetVerified |  | 3 | 13000 | 82 | 158 |  | 0.95 | 5000 | 80
PRNS6HU8 | Alder Optomechanical Corp. | Alder | HBL-300S-TD-cSTR-T6WN60C8 | Indoor Luminaires | High-Bay | High-Bay Luminaires for Commercial and Industrial Buildings | Standard | TRUE | 37495 | 122.8 | 305.35 | 8.86 | 0.9571 | 4149 | 86 | 5 | 60000 | 42185 |  |  | NotYetVerified | Only qualified pointing straight down | 3 | 37495 | 122.8 | 305.35 | 4.14 | 0.9 | 4149 | 86
PDXK2W2PD | Alder Optomechanical Corp. | Alder | HBL-300S-TD-cSTR-T6WN30C8 | Indoor Luminaires | High-Bay | High-Bay Luminaires for Commercial and Industrial Buildings | Standard | TRUE | 36644 | 120.5 | 304.19 | 8.79 | 0.957 | 4197 | 86 | 5 | 60000 | 42185 |  |  | NotYetVerified | Only qualified pointing straight down | 3 | 36644 | 120.5 | 304.19 | 4.76 | 0.9 | 4197 | 86
P3X6X6F2 | PEARL TECHNO LIMITED | Pearlled | PT-H150C001 | Indoor Luminaires | High-Bay | High-Bay Luminaires for Commercial and Industrial Buildings | Standard | TRUE | 12568.78 | 83.83 | 149.93 | 9.8 | 0.939 | 5602 | 72.9 | 5 | 50000 | 42185 |  |  | NotYetVerified |  | 3
PVV2ADFZ | Alder Optomechanical Corp. | Alder | HBL-200S-TD-cSTR-T6WN60C8 | Indoor Luminaires | High-Bay | High-Bay Luminaires for Commercial and Industrial Buildings | Standard | TRUE | 25311 | 122.7 | 206.34 | 12.05 | 0.9268 | 4166 | 86 | 5 | 60000 | 42185 |  |  | NotYetVerified | Only qualified pointing straight down | 3 | 25311 | 122.7 | 206.34 | 5.11 | 0.9955 | 4166 | 85.9
PTRZ8CV3 | Voltech International Inc. | Technilight | TLHP4F150V2D | Indoor Luminaires | High-Bay | High-Bay Luminaires for Commercial and Industrial Buildings | Standard | TRUE | 15749 | 98.86 | 159.3 | 15.58 | 0.9054 | 2769 | 84.9 | 5 | 50000 | 42185 |  |  | NotYetVerified |  | 3 | 15922 | 99.39 | 160.2 | 15.58 | 0.9054 | 2700 | 84.9
PK1WTCST | Voltech International Inc. | Technilight | TLHP4F120V2D | Indoor Luminaires | High-Bay | High-Bay Luminaires for Commercial and Industrial Buildings | Standard | TRUE | 11822 | 99.93 | 118.3 | 16.47 | 0.9039 | 2850 | 85.4 | 5 | 50000 | 42185 |  |  | NotYetVerified |  | 3 | 11822 | 99.93 | 118.3 | 16.47 | 0.9039 | 2700 | 85.4
P5KKTC4S | Voltech International Inc. | Technilight | TLHP4F100V2D | Indoor Luminaires | High-Bay | High-Bay Luminaires for Commercial and Industrial Buildings | Standard | TRUE | 9999.5 | 99.21 | 100.79 | 17.36 | 0.9031 | 2888 | 85.9 | 5 | 50000 | 42185 |  |  | NotYetVerified |  | 3 | 9999.5 | 99.21 | 100.79 | 17.36 | 0.9031 | 2700 | 85.9
PMBTR31C | Alder Optomechanical Corp. | Alder | HBL-300S-TD-cSTR-T6WD30C8 | Indoor Luminaires | High-Bay | High-Bay Luminaires for Commercial and Industrial Buildings | Standard | FALSE | [9 empty] | 42185 |  |  | NotYetVerified | Only qualified pointing straight down | 3 | 37259 | 123.3 | 302.11 | 5.27 | 0.9 | 5166 | 84
P3Z7R6XE | Alder Optomechanical Corp. | Alder | HBL-200S-TD-cSTR-T6WD60C8 | Indoor Luminaires | High-Bay | High-Bay Luminaires for Commercial and Industrial Buildings | Standard | FALSE | [9 empty] | 42185 |  |  | NotYetVerified | Only qualified pointing straight down | 3 | 25814 | 126.2 | 204.61 | 4.95 | 0.9954 | 5112 | 83.8
PNC1A1MJ | Alder Optomechanical Corp. | Alder | HBL-300S-TD-cSTR-T6WD60C8 | Indoor Luminaires | High-Bay | High-Bay Luminaires for Commercial and Industrial Buildings | Standard | FALSE | [9 empty] | 42185 |  |  | NotYetVerified | Only qualified pointing straight down | 3 | 38030 | 126.2 | 301.41 | 5.44 | 0.9 | 5101 | 84
P4XZ1U4Z | Voltech International Inc. | Technilight | TLHP4F150V2C | Indoor Luminaires | High-Bay | High-Bay Luminaires for Commercial and Industrial Buildings | Standard | FALSE | [9 empty] | 42185 | Dimmable | Continuous Below 10 | NotYetVerified |  | 3 | 17188 | 106.23 | 161.8 | 15.58 | 0.9046 | 5700 | 84.9
PWHDSG32 | Voltech International Inc. | Technilight | TLHP4F100V2C | Indoor Luminaires | High-Bay | High-Bay Luminaires for Commercial and Industrial Buildings | Standard | FALSE | [9 empty] | 42185 | Dimmable | Continuous Below 10 | NotYetVerified |  | 3 | 10918 | 107.86 | 101.22 | 17.16 | 0.9045 | 5700 | 84.8
P5868JZU | Voltech International Inc. | Technilight | TLHP4F120V2C | Indoor Luminaires | High-Bay | High-Bay Luminaires for Commercial and Industrial Buildings | Standard | FALSE | [9 empty] | 42185 | Dimmable | Continuous Below 10 | NotYetVerified |  | 3 | 12767 | 107.11 | 119.2 | 16.09 | 0.905 | 5700 | 84.8
P4VG67WV | Voltech International Inc. | Technilight | TLHP4F100V2P | Indoor Luminaires | High-Bay | High-Bay Luminaires for Commercial and Industrial Buildings | Standard | FALSE | [9 empty] | 42185 | Dimmable | Continuous Below 10 | NotYetVerified |  | 3 | 9999.5 | 99.21 | 100.79 | 17.36 | 0.9031 | 5000 | 85.9
P1CXEH6B | Voltech International Inc. | Technilight | TLHP4F120V2P | Indoor Luminaires | High-Bay | High-Bay Luminaires for Commercial and Industrial Buildings | Standard | FALSE | [9 empty] | 42185 | Dimmable | Continuous Below 10 | NotYetVerified |  | 3 | 11822 | 99.93 | 118.3 | 16.47 | 0.9039 | 5000 | 85.4
PX9N5WSG | Voltech International Inc. | Technilight | TLHP4F150V2P | Indoor Luminaires | High-Bay | High-Bay Luminaires for Commercial and Industrial Buildings | Standard | FALSE | [9 empty] | 42185 | Dimmable | Continuous Below 10 | NotYetVerified |  | 3 | 15922 | 99.39 | 160.2 | 15.58 | 0.9054 | 5000 | 84.9
P4JBGAVD | Voltech International Inc. | Technilight | TLHP4F100V2N | Indoor Luminaires | High-Bay | High-Bay Luminaires for Commercial and Industrial Buildings | Standard | FALSE | [9 empty] | 42185 | Dimmable | Continuous Below 10 | NotYetVerified |  | 3 | 9999.5 | 99.21 | 100.79 | 17.36 | 0.9031 | 4000 | 85.9
PGCXT6GA | Voltech International Inc. | Technilight | TLHP4F120V2N | Indoor Luminaires | High-Bay | High-Bay Luminaires for Commercial and Industrial Buildings | Standard | FALSE | [9 empty] | 42185 | Dimmable | Continuous Below 10 | NotYetVerified |  | 3 | 11822 | 99.93 | 118.3 | 16.47 | 0.9039 | 4000 | 85.4
PER9KV1U | Voltech International Inc. | Technilight | TLHP4F150V2N | Indoor Luminaires | High-Bay | High-Bay Luminaires for Commercial and Industrial Buildings | Standard | FALSE | [9 empty] | 42185 | Dimmable | Continuous Below 10 | NotYetVerified |  | 3 | 15922 | 99.39 | 160.2 | 15.58 | 0.9054 | 4000 | 84.9
PXCCNEBS | Voltech International Inc. | Technilight | TLHP4F100V2W | Indoor Luminaires | High-Bay | High-Bay Luminaires for Commercial and Industrial Buildings | Standard | FALSE | [9 empty] | 42185 | Dimmable | Continuous Below 10 | NotYetVerified |  | 3 | 9999.5 | 99.21 | 100.79 | 17.36 | 0.9031 | 3000 | 85.9
PB3TXAJP | Voltech International Inc. | Technilight | TLHP4F120V2W | Indoor Luminaires | High-Bay | High-Bay Luminaires for Commercial and Industrial Buildings | Standard | FALSE | [9 empty] | 42185 | Dimmable | Continuous Below 10 | NotYetVerified |  | 3 | 11822 | 99.93 | 118.3 | 16.47 | 0.9039 | 3000 | 85.4
P2YJ7NGP | Voltech International Inc. | Technilight | TLHP4F150V2W | Indoor Luminaires | High-Bay | High-Bay Luminaires for Commercial and Industrial Buildings | Standard | FALSE | [9 empty] | 42185 | Dimmable | Continuous Below 10 | NotYetVerified |  | 3 | 15922 | 99.39 | 160.2 | 15.58 | 0.9054 | 3000 | 84.9
PJB7Y23Z | Philips Optimum | Philips Optimum | G16L 2FT 08L UV 835 [OSOS(DIM)] | Indoor Luminaires | High-Bay | Low-Bay Luminaires for Commercial and Industrial Buildings | Standard | TRUE | 8216 | 111.7 | 73.53 | 9.62 | 0.981 | 3586 | 82.7 | 5 | 50000 | 42184 |  |  | NotYetVerified |  | 3 | 8150 | 111.64 | 73 | 20 | 0.9 | 3500 | 80
PTKS9WUD | Philips Optimum | Philips Optimum | GUL D23HTW 4FT 18L UV 840 [OSOS(DIM)] | Indoor Luminaires | High-Bay | High-Bay Luminaires for Commercial and Industrial Buildings | Standard | TRUE | 16833.4 | 121.1 | 139 | 9.8 | 0.98 | 4095 | 82.8 | 5 | 50000 | 42184 |  |  | NotYetVerified |  | 3 | 16700 | 117 | 142 | 20 | 0.9 | 4000 | 80
P7G998AW | Save Energy Lighting Ltd. | PargaDE | SE-IP67-4-24-110-841-U-C-x-y | Indoor Luminaires | High-Bay | Low-Bay Luminaires for Commercial and Industrial Buildings | Standard | TRUE | 4849 | 117 | 41.46 | 9.78 | 0.9758 | 4048 | 82.24 | 5 | 50000 | 42184 |  |  | NotYetVerified |  | 3
P9CYDMKH | Philips Optimum | Philips Optimum | G16L 2FT 12L UV 835 [OSOS(DIM)] | Indoor Luminaires | High-Bay | High-Bay Luminaires for Commercial and Industrial Buildings | Standard | TRUE | 11090 | 111.2 | 99.77 | 14.1 | 0.955 | 3574 | 82.4 | 5 | 50000 | 42184 |  |  | NotYetVerified |  | 3 | 11000 | 110 | 100 | 20 | 0.9 | 3500 | 80
P9SKZUYA | EcoLight LED Solutions | Ecolight LED | ELFX-HB-200W-R-30K | Indoor Luminaires | High-Bay | High-Bay Aisle Luminaires | Standard | TRUE | 11604 | 96.6 | 120.1 | 11.67 | 0.9378 | 3146 | 73.5 | 5 | 50000 | 42184 |  |  | NotYetVerified |  | 3 |  |  | 120 |  |  | 3000
PURJM8DZ | EcoLight LED Solutions | Ecolight LED | ELFX-CL-200W-30K | Indoor Luminaires | High-Bay | High-Bay Luminaires for Commercial and Industrial Buildings | Standard | TRUE | 16808 | 85.52 | 196.5 | 14.91 | 0.8788 | 3213 | 73 | 5 |  | 42184 |  |  | NotYetVerified |  | 3 | 16808 |  | 200 |  |  | 3000
PR5CKED6 | Philips Optimum | Philips Optimum | G10LP 4FT 18L UV 850 [OSOS(DIM)] | Indoor Luminaires | High-Bay | High-Bay Luminaires for Commercial and Industrial Buildings | Standard | FALSE | [9 empty] | 42184 | Dimmable | Continuous Above 10 | NotYetVerified |  | 3 | 17700 | 115 | 151.8 | 20 | 0.9 | 5000 | 80
PBPPSKP6 | Philips Optimum | Philips Optimum | G10L 4FT 18L UV 850 [OSOS(DIM)] | Indoor Luminaires | High-Bay | High-Bay Luminaires for Commercial and Industrial Buildings | Standard | FALSE | [9 empty] | 42184 | Dimmable | Continuous Above 10 | NotYetVerified |  | 3 | 17700 | 115 | 151.8 | 20 | 0.9 | 5000 | 80
PDM8392R | Philips Optimum | Philips Optimum | G16L 2FT 12L UV 850 [OSOS(DIM)] | Indoor Luminaires | High-Bay | High-Bay Luminaires for Commercial and Industrial Buildings | Standard | FALSE | [9 empty] | 42184 | Dimmable | Continuous Above 10 | NotYetVerified |  | 3 | 11444.4 | 114.44 | 100 | 20 | 0.9 | 5000 | 80
P371G4NX | Philips Optimum | Philips Optimum | G16LP 2FT 12L UV 850 [OSOS(DIM)] | Indoor Luminaires | High-Bay | High-Bay Luminaires for Commercial and Industrial Buildings | Standard | FALSE | [9 empty] | 42184 | Dimmable | Continuous Above 10 | NotYetVerified |  | 3 | 11444.4 | 114.44 | 100 | 20 | 0.9 | 5000 | 80
P9JVQTRC | Philips Optimum | Philips Optimum | G16LP 2FT 08L UV 850 [OSOS(DIM)] | Indoor Luminaires | High-Bay | Low-Bay Luminaires for Commercial and Industrial Buildings | Standard | FALSE | [9 empty] | 42184 | Dimmable | Continuous Above 10 | NotYetVerified |  | 3 | 8479.26 | 116.15 | 73 | 20 | 0.9 | 5000 | 80
P641BC4G | Philips Optimum | Philips Optimum | G16L 2FT 08L UV 850 [OSOS(DIM)] | Indoor Luminaires | High-Bay | Low-Bay Luminaires for Commercial and Industrial Buildings | Standard | FALSE | [9 empty] | 42184 | Dimmable | Continuous Above 10 | NotYetVerified |  | 3 | 8479.26 | 116.15 | 73 | 20 | 0.9 | 5000 | 80
PT2JCC2F | Philips Optimum | Philips Optimum | G16LP 2FT 12L UV 840 [OSOS(DIM)] | Indoor Luminaires | High-Bay | High-Bay Luminaires for Commercial and Industrial Buildings | Standard | FALSE | [9 empty] | 42184 | Dimmable | Continuous Above 10 | NotYetVerified |  | 3 | 11220 | 112.2 | 100 | 20 | 0.9 | 4000 | 80
PB7G5EU4 | Philips Optimum | Philips Optimum | G16L 2FT 12L UV 840 [OSOS(DIM)] | Indoor Luminaires | High-Bay | High-Bay Luminaires for Commercial and Industrial Buildings | Standard | FALSE | [9 empty] | 42184 | Dimmable | Continuous Above 10 | NotYetVerified |  | 3 | 11220 | 112.2 | 100 | 20 | 0.9 | 4000 | 80
PPQ7NF7J | Philips Optimum | Philips Optimum | G16LP 2FT 08L UV 840 [OSOS(DIM)] | Indoor Luminaires | High-Bay | Low-Bay Luminaires for Commercial and Industrial Buildings | Standard | FALSE | [9 empty] | 42184 | Dimmable | Continuous Above 10 | NotYetVerified |  | 3 | 8313 | 113.88 | 73 | 20 | 0.9 | 4000 | 80
PD4B1RNE | Philips Optimum | Philips Optimum | G16L 2FT 08L UV 840 [OSOS(DIM)] | Indoor Luminaires | High-Bay | Low-Bay Luminaires for Commercial and Industrial Buildings | Standard | FALSE | [9 empty] | 42184 | Dimmable | Continuous Above 10 | NotYetVerified |  | 3 | 8313 | 113.88 | 73 | 20 | 0.9 | 4000 | 80
P746K4M3 | Philips Optimum | Philips Optimum | G16LP 2FT 12L UV 835 [OSOS(DIM)] | Indoor Luminaires | High-Bay | High-Bay Luminaires for Commercial and Industrial Buildings | Standard | FALSE | [9 empty] | 42184 | Dimmable | Continuous Above 10 | NotYetVerified |  | 3 | 11000 | 110 | 100 | 20 | 0.9 | 3500 | 80
P3K1NER6 | Philips Optimum | Philips Optimum | G16LP 2FT 08L UV 835 [OSOS(DIM)] | Indoor Luminaires | High-Bay | Low-Bay Luminaires for Commercial and Industrial Buildings | Standard | FALSE | [9 empty] | 42184 | Dimmable | Continuous Above 10 | NotYetVerified |  | 3 | 8150 | 111.64 | 73 | 20 | 0.9 | 3500 | 80
P3E3CS5V6 | Eaton (formerly Cooper Lighting) | Metalux | VT4-LD4-11-DRF-UNV-L850-CD1-WL-U | Indoor Luminaires | High-Bay | High-Bay Luminaires for Commercial and Industrial Buildings | Standard | TRUE | 11121.55 | 109.59 | 101.48 | 6.42 | 0.997 | 4983 | 83.1 | 5 | 60000 | 42181 |  |  | NotYetVerified |  | 3
PT3FY9M3 | KMW Inc. | GigaTera | NA600-C5709PUN | Indoor Luminaires | High-Bay | High-Bay Luminaires for Commercial and Industrial Buildings | Standard | TRUE | 66272 | 108.7 | 609.6 | 10.46 | 0.962 | 5408 | 83.3 | 5 | 50000 | 42181 |  |  | NotYetVerified |  | 3 | 66272 | 108.7 | 609.6 | 10.46 | 0.9 | 5700 | 83.3
P1Z454TX | KMW Inc. | GigaTera | NA600-C3009PUN | Indoor Luminaires | High-Bay | High-Bay Luminaires for Commercial and Industrial Buildings | Standard | TRUE | 61246 | 100.8 | 607.9 | 10.46 | 0.962 | 3112 | 84.4 | 5 | 50000 | 42181 |  |  | NotYetVerified |  | 3 | 60480 | 100.8 | 600 | 10.46 | 0.9 | 3000 | 84
P87BRW4Q | KMW Inc. | GigaTera | NA600-C5709PUZ | Indoor Luminaires | High-Bay | High-Bay Luminaires for Commercial and Industrial Buildings | Standard | FALSE | [9 empty] | 42181 |  |  | NotYetVerified |  | 3 | 66272 | 108.7 | 609.6 | 10.46 | 0.9 | 5700 | 83.3
PH19RXCD | KMW Inc. | GigaTera | NA600-C5009PUN | Indoor Luminaires | High-Bay | High-Bay Luminaires for Commercial and Industrial Buildings | Standard | FALSE | [9 empty] | 42181 |  |  | NotYetVerified |  | 3 | 63000 | 105 | 600 | 10.46 | 0.9 | 5000 | 84
PW3PBJ9M | KMW Inc. | GigaTera | NA600-C5009PUZ | Indoor Luminaires | High-Bay | High-Bay Luminaires for Commercial and Industrial Buildings | Standard | FALSE | [9 empty] | 42181 |  |  | NotYetVerified |  | 3 | 63000 | 105 | 600 | 10.46 | 0.9 | 5000 | 84
PKNZVNCH | KMW Inc. | GigaTera | NA600-C4009PUN | Indoor Luminaires | High-Bay | High-Bay Luminaires for Commercial and Industrial Buildings | Standard | FALSE | [9 empty] | 42181 |  |  | NotYetVerified |  | 3 | 61800 | 103 | 600 | 10.46 | 0.9 | 4000 | 84
PE7B2TK7 | KMW Inc. | GigaTera | NA600-C4009PUZ | Indoor Luminaires | High-Bay | High-Bay Luminaires for Commercial and Industrial Buildings | Standard | FALSE | [9 empty] | 42181 |  |  | NotYetVerified |  | 3 | 61800 | 103 | 600 | 10.46 | 0.9 | 4000 | 84
PFMXDQ9X | KMW Inc. | GigaTera | NA600-C3009PUZ | Indoor Luminaires | High-Bay | High-Bay Luminaires for Commercial and Industrial Buildings | Standard | FALSE | [9 empty] | 42181 |  |  | NotYetVerified |  | 3 | 60480 | 100.8 | 600 | 10.46 | 0.9 | 3000 | 84
PV3FQ7KC | Eaton (formerly Cooper Lighting) | Metalux | VT4LED-LD4-28-DR-[All Voltages]-L850-ED3-WL-[Options Include blank C3 C6 PC3 PC6 VRS MS MSO/WL SSL]-[All Packaging] | Indoor Luminaires | High-Bay | High-Bay Luminaires for Commercial and Industrial Buildings | Standard | FALSE | [9 empty] | 42181 |  |  | NotYetVerified |  | 3 | 28325 | 125 | 226.6 | 5.6 | 0.997 | 5000 | 80
PBX4VXTT | Eaton (formerly Cooper Lighting) | Metalux | VT4LED-LD4-28-PC-[All Voltages]-L850-ED3-WL-[Options Include blank C3 C6 PC3 PC6 VRS MS MSO/WL SSL]-[All Packaging] | Indoor Luminaires | High-Bay | High-Bay Luminaires for Commercial and Industrial Buildings | Standard | FALSE | [9 empty] | 42181 |  |  | NotYetVerified |  | 3 | 27948 | 123.34 | 226.6 | 5.6 | 0.997 | 5000 | 80
PRGQC7M5 | Eaton (formerly Cooper Lighting) | Metalux | VT4LED-LD4-28-DRF-[All Voltages]-L850-ED3-WL-[Options Include blank C3 C6 PC3 PC6 VRS MS MSO/WL SSL]-[All Packaging] | Indoor Luminaires | High-Bay | High-Bay Luminaires for Commercial and Industrial Buildings | Standard | FALSE | [9 empty] | 42181 |  |  | NotYetVerified |  | 3 | 27824 | 122.79 | 226.6 | 5.6 | 0.997 | 5000 | 80
P5UQ1F39 | Eaton (formerly Cooper Lighting) | Metalux | VT4LED-LD4-19-DR-[All Voltages]-L850-ED2-WL-[Options Include blank C3 C6 PC3 PC6 VRS MS MSO/WL SSL]-[All Packaging] | Indoor Luminaires | High-Bay | High-Bay Luminaires for Commercial and Industrial Buildings | Standard | FALSE | [9 empty] | 42181 |  |  | NotYetVerified |  | 3 | 19152 | 126 | 152 | 5.6 | 0.997 | 5000 | 80
PJKAQNUG | Eaton (formerly Cooper Lighting) | Metalux | VT4LED-LD4-19-PC-[All Voltages]-L850-ED2-WL-[Options Include blank C3 C6 PC3 PC6 VRS MS MSO/WL SSL]-[All Packaging] | Indoor Luminaires | High-Bay | High-Bay Luminaires for Commercial and Industrial Buildings | Standard | FALSE | [9 empty] | 42181 |  |  | NotYetVerified |  | 3 | 18897 | 124.32 | 152 | 5.6 | 0.997 | 5000 | 80
P782Q868 | Eaton (formerly Cooper Lighting) | Metalux | VT4LED-LD4-19-DRF-[All Voltages]-L850-ED2-WL-[Options Include blank C3 C6 PC3 PC6 VRS MS MSO/WL SSL]-[All Packaging] | Indoor Luminaires | High-Bay | High-Bay Luminaires for Commercial and Industrial Buildings | Standard | FALSE | [9 empty] | 42181 |  |  | NotYetVerified |  | 3 | 18813 | 123.77 | 152 | 5.6 | 0.997 | 5000 | 80
PYS42G83 | Eaton (formerly Cooper Lighting) | Metalux | VT4LED-LD4-15-DR-[All Voltages]-L850-ED2-WL-[Options Include blank C3 C6 PC3 PC6 VRS MS MSO/WL SSL]-[All Packaging] | Indoor Luminaires | High-Bay | High-Bay Luminaires for Commercial and Industrial Buildings | Standard | FALSE | [9 empty] | 42181 |  |  | NotYetVerified |  | 3 | 15755 | 115 | 137 | 4.2 | 0.997 | 5000 | 80
P8RTUHZK | Eaton (formerly Cooper Lighting) | Metalux | VT4LED-LD4-15-PC-[All Voltages]-L850-ED2-WL-[Options Include blank C3 C6 PC3 PC6 VRS MS MSO/WL SSL]-[All Packaging] | Indoor Luminaires | High-Bay | High-Bay Luminaires for Commercial and Industrial Buildings | Standard | FALSE | [9 empty] | 42181 |  |  | NotYetVerified |  | 3 | 15545 | 113.47 | 137 | 4.2 | 0.997 | 5000 | 80
PNS6X57P | Eaton (formerly Cooper Lighting) | Metalux | VT4LED-LD4-15-DRF-[All Voltages]-L850ED2-WL-[Options Include blank C3 C6 PC3 PC6 VRS MS MSO/WL SSL]-[All Packaging] | Indoor Luminaires | High-Bay | High-Bay Luminaires for Commercial and Industrial Buildings | Standard | FALSE | [9 empty] | 42181 |  |  | NotYetVerified |  | 3 | 15476 | 112.96 | 137 | 4.2 | 0.997 | 5000 | 80
PUARBSUM | Eaton (formerly Cooper Lighting) | Metalux | VT4LED-LD4-23-DR-[All Voltages]-L850-ED2-WL-[Options Include blank C3 C6 PC3 PC6 VRS MS MSO/WL SSL]-[All Packaging] | Indoor Luminaires | High-Bay | High-Bay Luminaires for Commercial and Industrial Buildings | Standard | FALSE | [9 empty] | 42181 |  |  | NotYetVerified |  | 3 | 23256 | 114 | 204 | 3.9 | 0.999 | 5000 | 80
P2NR8P46 | Eaton (formerly Cooper Lighting) | Metalux | VT4LED-LD4-23-PC-[All Voltages]-L850-ED2-WL-[Options Include blank C3 C6 PC3 PC6 VRS MS MSO/WL SSL]-[All Packaging] | Indoor Luminaires | High-Bay | High-Bay Luminaires for Commercial and Industrial Buildings | Standard | FALSE | [9 empty] | 42181 |  |  | NotYetVerified |  | 3 | 22947 | 112.49 | 204 | 3.9 | 0.999 | 5000 | 80
P1YN46A7 | Eaton (formerly Cooper Lighting) | Metalux | VT4LED-LD4-23-DRF-[All Voltages]-L850-ED2-WL-[Options Include blank C3 C6 PC3 PC6 VRS MS MSO/WL SSL]-[All Packaging] | Indoor Luminaires | High-Bay | High-Bay Luminaires for Commercial and Industrial Buildings | Standard | FALSE | [9 empty] | 42181 |  |  | NotYetVerified |  | 3 | 22844 | 111.98 | 204 | 3.9 | 0.999 | 5000 | 80
PGGWX3QQ | Eaton (formerly Cooper Lighting) | Metalux | VT4LED-LD4-11-DR-[All Voltages]-L850-CD1-WL-[Options Include blank C3 C6 PC3 PC6 VRS MS MSO/WL SSL]-[All Packaging] | Indoor Luminaires | High-Bay | High-Bay Luminaires for Commercial and Industrial Buildings | Standard | FALSE | [9 empty] | 42181 |  |  | NotYetVerified |  | 3 | 11797 | 113 | 104.4 | 3.9 | 0.999 | 5000 | 80
P9H8JB9M | Eaton (formerly Cooper Lighting) | Metalux | VT4LED-LD4-11-PC-[All Voltages]-L850-CD1-WL-[Options Include blank C3 C6 PC3 PC6 VRS MS MSO/WL SSL]-[All Packaging] | Indoor Luminaires | High-Bay | High-Bay Luminaires for Commercial and Industrial Buildings | Standard | FALSE | [9 empty] | 42181 |  |  | NotYetVerified |  | 3 | 11640 | 111.49 | 104.4 | 3.9 | 0.999 | 5000 | 80
PAT5WJ6M | Eaton (formerly Cooper Lighting) | Metalux | VT4LED-LD4-11-DRF-[All Voltages]-L850-CD1-WL-[Options Include blank C3 C6 PC3 PC6 VRS MS MSO/WL SSL]-[All Packaging] | Indoor Luminaires | High-Bay | High-Bay Luminaires for Commercial and Industrial Buildings | Standard | FALSE | [9 empty] | 42181 |  |  | NotYetVerified |  | 3 | 11588 | 111 | 104.4 | 3.9 | 0.999 | 5000 | 80
PPVQCZGD | Eaton (formerly Cooper Lighting) | Metalux | VT4LED-LD4-11-DR-[All Voltages]-L850-CD1-WL-[Options Include blank C3 C6 PC3 PC6 VRS MS MSO/WL SSL]-[All Packaging] | Indoor Luminaires | High-Bay | High-Bay Luminaires for Commercial and Industrial Buildings | Standard | FALSE | [9 empty] | 42181 |  |  | NotYetVerified |  | 3 | 11797 | 113 | 104.4 | 4.9 | 0.999 | 5000 | 80
P3SJYY63 | Eaton (formerly Cooper Lighting) | Metalux | VT4LED-LD4-11-PC-[All Voltages]-L850-CD1-WL-[Options Include blank C3 C6 PC3 PC6 VRS MS MSO/WL SSL]-[All Packaging] | Indoor Luminaires | High-Bay | High-Bay Luminaires for Commercial and Industrial Buildings | Standard | FALSE | [9 empty] | 42181 |  |  | NotYetVerified |  | 3 | 11640 | 111.49 | 104.4 | 4.9 | 0.999 | 5000 | 80
PXGXXMQN | Eaton (formerly Cooper Lighting) | Metalux | VT4LED-LD4-11-DRF-[All Voltages]-L850-CD1-WL-[Options Include blank C3 C6 PC3 PC6 VRS MS MSO/WL SSL]-[All Packaging] | Indoor Luminaires | High-Bay | High-Bay Luminaires for Commercial and Industrial Buildings | Standard | FALSE | [9 empty] | 42181 |  |  | NotYetVerified |  | 3 | 11588 | 111 | 104.4 | 4.9 | 0.999 | 5000 | 80
PRPTW9Q8 | Eaton (formerly Cooper Lighting) | Metalux | VT4LED-LD4-15-DR-[All Voltages]-L850-CD2-WL-[Options Include blank C3 C6 PC3 PC6 VRS MS MSO/WL SSL]-[All Packaging] | Indoor Luminaires | High-Bay | High-Bay Luminaires for Commercial and Industrial Buildings | Standard | FALSE | [9 empty] | 42181 |  |  | NotYetVerified |  | 3 | 15755 | 115 | 137 | 4.2 | 0.997 | 5000 | 80
PFMG82WJ | Eaton (formerly Cooper Lighting) | Metalux | VT4LED-LD4-15-PC-[All Voltages]-L850-CD2-WL-[Options Include blank C3 C6 PC3 PC6 VRS MS MSO/WL SSL]-[All Packaging] | Indoor Luminaires | High-Bay | High-Bay Luminaires for Commercial and Industrial Buildings | Standard | FALSE | [9 empty] | 42181 |  |  | NotYetVerified |  | 3 | 15545 | 113.47 | 137 | 4.2 | 0.997 | 5000 | 80
PUTNR7XB | Eaton (formerly Cooper Lighting) | Metalux | VT4LED-LD4-15-DRF-[All Voltages]-L850-CD2-WL-[Options Include blank C3 C6 PC3 PC6 VRS MS MSO/WL SSL]-[All Packaging] | Indoor Luminaires | High-Bay | High-Bay Luminaires for Commercial and Industrial Buildings | Standard | FALSE | [9 empty] | 42181 |  |  | NotYetVerified |  | 3 | 15476 | 112.96 | 137 | 4.2 | 0.997 | 5000 | 80
PUNTQ7FB | Eaton (formerly Cooper Lighting) | Metalux | VT4LED-LD4-19-DR-[All Voltages]-L850-CD2-WL-[Options Include blank C3 C6 PC3 PC6 VRS MS MSO/WL SSL]-[All Packaging] | Indoor Luminaires | High-Bay | High-Bay Luminaires for Commercial and Industrial Buildings | Standard | FALSE | [9 empty] | 42181 |  |  | NotYetVerified |  | 3 | 19152 | 126 | 152 | 4 | 0.997 | 5000 | 80
PGVNHHFW | Eaton (formerly Cooper Lighting) | Metalux | VT4LED-LD4-19-PC-[All Voltages]-L850-CD2-WL-[Options Include blank C3 C6 PC3 PC6 VRS MS MSO/WL SSL]-[All Packaging] | Indoor Luminaires | High-Bay | High-Bay Luminaires for Commercial and Industrial Buildings | Standard | FALSE | [9 empty] | 42181 |  |  | NotYetVerified |  | 3 | 18897 | 124.32 | 152 | 4 | 0.997 | 5000 | 80
P7Z42ET3 | Eaton (formerly Cooper Lighting) | Metalux | VT4LED-LD4-19-DRF-[All Voltages]-L850-CD2-WL-[Options Include blank C3 C6 PC3 PC6 VRS MS MSO/WL SSL]-[All Packaging] | Indoor Luminaires | High-Bay | High-Bay Luminaires for Commercial and Industrial Buildings | Standard | FALSE | [9 empty] | 42181 |  |  | NotYetVerified |  | 3 | 18813 | 123.77 | 152 | 4 | 0.997 | 5000 | 80
PSP2T4ZD | Eaton (formerly Cooper Lighting) | Metalux | VT4LED-LD4-28-DR-[All Voltages]-L850-CD3-WL-[Options Include blank C3 C6 PC3 PC6 VRS MS MSO/WL SSL]-[All Packaging] | Indoor Luminaires | High-Bay | High-Bay Luminaires for Commercial and Industrial Buildings | Standard | FALSE | [9 empty] | 42181 |  |  | NotYetVerified |  | 3 | 28325 | 125 | 226.6 | 3.9 | 0.997 | 5000 | 80
PEK8KD9H | Eaton (formerly Cooper Lighting) | Metalux | VT4LED-LD4-28-PC-[All Voltages]-L850-CD3-WL-[Options Include blank C3 C6 PC3 PC6 VRS MS MSO/WL SSL]-[All Packaging] | Indoor Luminaires | High-Bay | High-Bay Luminaires for Commercial and Industrial Buildings | Standard | FALSE | [9 empty] | 42181 |  |  | NotYetVerified |  | 3 | 27948 | 123.34 | 226.6 | 3.9 | 0.997 | 5000 | 80
PRKDY8TH | Eaton (formerly Cooper Lighting) | Metalux | VT4LED-LD4-28-DRF-[All Voltages]-L850-CD3-WL-[Options Include blank C3 C6 PC3 PC6 VRS MS MSO/WL SSL]-[All Packaging] | Indoor Luminaires | High-Bay | High-Bay Luminaires for Commercial and Industrial Buildings | Standard | FALSE | [9 empty] | 42181 |  |  | NotYetVerified |  | 3 | 27824 | 122.79 | 226.6 | 3.9 | 0.997 | 5000 | 80
PAMDRY94 | Eaton (formerly Cooper Lighting) | Metalux | VT4LED-LD4-23-DR-[All Voltages]-L850-CD2-WL-[Options Include blank C3 C6 PC3 PC6 VRS MS MSO/WL SSL]-[All Packaging] | Indoor Luminaires | High-Bay | High-Bay Luminaires for Commercial and Industrial Buildings | Standard | FALSE | [9 empty] | 42181 |  |  | NotYetVerified |  | 3 | 23256 | 114 | 204 | 3.9 | 0.999 | 5000 | 80
P8KAXDD8 | Eaton (formerly Cooper Lighting) | Metalux | VT4LED-LD4-23-PC-[All Voltages]-L850-CD2-WL-[Options Include blank C3 C6 PC3 PC6 VRS MS MSO/WL SSL]-[All Packaging] | Indoor Luminaires | High-Bay | High-Bay Luminaires for Commercial and Industrial Buildings | Standard | FALSE | [9 empty] | 42181 |  |  | NotYetVerified |  | 3 | 22947 | 112.49 | 204 | 3.9 | 0.999 | 5000 | 80
PNR4N4NJ | Eaton (formerly Cooper Lighting) | Metalux | VT4LED-LD4-23-DRF-[All Voltages]-L850-CD2-WL-[Options Include blank C3 C6 PC3 PC6 VRS MS MSO/WL SSL]-[All Packaging] | Indoor Luminaires | High-Bay | High-Bay Luminaires for Commercial and Industrial Buildings | Standard | FALSE | [9 empty] | 42181 |  |  | NotYetVerified |  | 3 | 22844 | 111.98 | 204 | 3.9 | 0.999 | 5000 | 80
PM4W5WJJ | Eaton (formerly Cooper Lighting) | Metalux | VT4LED-LD4-28-DR-[All Voltages]-L840-ED3-WL-[Options Include blank C3 C6 PC3 PC6 VRS MS MSO/WL SSL]-[All Packaging] | Indoor Luminaires | High-Bay | High-Bay Luminaires for Commercial and Industrial Buildings | Standard | FALSE | [9 empty] | 42181 |  |  | NotYetVerified |  | 3 | 27050 | 119.37 | 226.6 | 5.6 | 0.997 | 4000 | 80
P2WN4Z3W | Eaton (formerly Cooper Lighting) | Metalux | VT4LED-LD4-28-PC-[All Voltages]-L840-ED3-WL-[Options Include blank C3 C6 PC3 PC6 VRS MS MSO/WL SSL]-[All Packaging] | Indoor Luminaires | High-Bay | High-Bay Luminaires for Commercial and Industrial Buildings | Standard | FALSE | [9 empty] | 42181 |  |  | NotYetVerified |  | 3 | 26691 | 117.79 | 226.6 | 5.6 | 0.997 | 4000 | 80
P1QQNQNW | Eaton (formerly Cooper Lighting) | Metalux | VT4LED-LD4-28-DRF-[All Voltages]-L840-ED3-WL-[Options Include blank C3 C6 PC3 PC6 VRS MS MSO/WL SSL]-[All Packaging] | Indoor Luminaires | High-Bay | High-Bay Luminaires for Commercial and Industrial Buildings | Standard | FALSE | [9 empty] | 42181 |  |  | NotYetVerified |  | 3 | 26572 | 117.26 | 226.6 | 5.6 | 0.997 | 4000 | 80
P524RNZC | Eaton (formerly Cooper Lighting) | Metalux | VT4LED-LD4-19-DR-[All Voltages]-L840-ED2-WL-[Options Include blank C3 C6 PC3 PC6 VRS MS MSO/WL SSL]-[All Packaging] | Indoor Luminaires | High-Bay | High-Bay Luminaires for Commercial and Industrial Buildings | Standard | FALSE | [9 empty] | 42181 |  |  | NotYetVerified |  | 3 | 18290 | 120.33 | 152 | 5.6 | 0.997 | 4000 | 80
P8PP2HKM | Eaton (formerly Cooper Lighting) | Metalux | VT4LED-LD4-19-PC-[All Voltages]-L840-ED2-WL-[Options Include blank C3 C6 PC3 PC6 VRS MS MSO/WL SSL]-[All Packaging] | Indoor Luminaires | High-Bay | High-Bay Luminaires for Commercial and Industrial Buildings | Standard | FALSE | [9 empty] | 42181 |  |  | NotYetVerified |  | 3 | 18047 | 118.73 | 152 | 5.6 | 0.997 | 4000 | 80
PFW3QMUV | Eaton (formerly Cooper Lighting) | Metalux | VT4LED-LD4-19-DRF-[All Voltages]-L840-ED2-WL-[Options Include blank C3 C6 PC3 PC6 VRS MS MSO/WL SSL]-[All Packaging] | Indoor Luminaires | High-Bay | High-Bay Luminaires for Commercial and Industrial Buildings | Standard | FALSE | [9 empty] | 42181 |  |  | NotYetVerified |  | 3 | 17966 | 118.2 | 152 | 5.6 | 0.997 | 4000 | 80
PBB5FC6P | Eaton (formerly Cooper Lighting) | Metalux | VT4LED-LD4-15-DR-[All Voltages]-L840-ED2-WL-[Options Include blank C3 C6 PC3 PC6 VRS MS MSO/WL SSL]-[All Packaging] | Indoor Luminaires | High-Bay | High-Bay Luminaires for Commercial and Industrial Buildings | Standard | FALSE | [9 empty] | 42181 |  |  | NotYetVerified |  | 3 | 15046 | 109.82 | 137 | 4.2 | 0.997 | 4000 | 80
PXPEJNA2 | Eaton (formerly Cooper Lighting) | Metalux | VT4LED-LD4-15-PC-[All Voltages]-L840-ED2-WL-[Options Include blank C3 C6 PC3 PC6 VRS MS MSO/WL SSL]-[All Packaging] | Indoor Luminaires | High-Bay | High-Bay Luminaires for Commercial and Industrial Buildings | Standard | FALSE | [9 empty] | 42181 |  |  | NotYetVerified |  | 3 | 14846 | 108.36 | 137 | 4.2 | 0.997 | 4000 | 80
P1N8DUXX | Eaton (formerly Cooper Lighting) | Metalux | VT4LED-LD4-15-DRF-[All Voltages]-L840-ED2-WL-[Options Include blank C3 C6 PC3 PC6 VRS MS MSO/WL SSL]-[All Packaging] | Indoor Luminaires | High-Bay | High-Bay Luminaires for Commercial and Industrial Buildings | Standard | FALSE | [9 empty] | 42181 |  |  | NotYetVerified |  | 3 | 14780 | 107.88 | 137 | 4.2 | 0.997 | 4000 | 80
PYVAD2TX | Eaton (formerly Cooper Lighting) | Metalux | VT4LED-LD4-23-DR-[All Voltages]-L840-ED2-WL-[Options Include blank C3 C6 PC3 PC6 VRS MS MSO/WL SSL]-[All Packaging] | Indoor Luminaires | High-Bay | High-Bay Luminaires for Commercial and Industrial Buildings | Standard | FALSE | [9 empty] | 42181 |  |  | NotYetVerified |  | 3 | 22209 | 108.87 | 204 | 3.9 | 0.999 | 4000 | 80
PS3Y9Y8U | Eaton (formerly Cooper Lighting) | Metalux | VT4LED-LD4-23-PC-[All Voltages]-L840-ED2-WL-[Options Include blank C3 C6 PC3 PC6 VRS MS MSO/WL SSL]-[All Packaging] | Indoor Luminaires | High-Bay | High-Bay Luminaires for Commercial and Industrial Buildings | Standard | FALSE | [9 empty] | 42181 |  |  | NotYetVerified |  | 3 | 21914 | 107.42 | 204 | 3.9 | 0.999 | 4000 | 80
P9CS7WPY | Eaton (formerly Cooper Lighting) | Metalux | VT4LED-LD4-23-DRF-[All Voltages]-L840-ED2-WL-[Options Include blank C3 C6 PC3 PC6 VRS MS MSO/WL SSL]-[All Packaging] | Indoor Luminaires | High-Bay | High-Bay Luminaires for Commercial and Industrial Buildings | Standard | FALSE | [9 empty] | 42181 |  |  | NotYetVerified |  | 3 | 21816 | 106.94 | 204 | 3.9 | 0.999 | 4000 | 80
P52A97Y5 | Eaton (formerly Cooper Lighting) | Metalux | VT4LED-LD4-11-DR-[All Voltages]-L840-ED1-WL-[Options Include blank C3 C6 PC3 PC6 VRS MS MSO/WL SSL]-[All Packaging] | Indoor Luminaires | High-Bay | High-Bay Luminaires for Commercial and Industrial Buildings | Standard | FALSE | [9 empty] | 42181 |  |  | NotYetVerified |  | 3 | 11266 | 107.91 | 104.4 | 3.9 | 0.999 | 4000 | 80
P7JYSSTJ | Eaton (formerly Cooper Lighting) | Metalux | VT4LED-LD4-11-PC-[All Voltages]-L840-ED1-WL-[Options Include blank C3 C6 PC3 PC6 VRS MS MSO/WL SSL]-[All Packaging] | Indoor Luminaires | High-Bay | High-Bay Luminaires for Commercial and Industrial Buildings | Standard | FALSE | [9 empty] | 42181 |  |  | NotYetVerified |  | 3 | 11116 | 106.48 | 104.4 | 3.9 | 0.999 | 4000 | 80
PFUXB9HD | Eaton (formerly Cooper Lighting) | Metalux | VT4LED-LD4-11-DRF-[All Voltages]-L840-ED1-WL-[Options Include blank C3 C6 PC3 PC6 VRS MS MSO/WL SSL]-[All Packaging] | Indoor Luminaires | High-Bay | High-Bay Luminaires for Commercial and Industrial Buildings | Standard | FALSE | [9 empty] | 42181 |  |  | NotYetVerified |  | 3 | 11067 | 106.01 | 104.4 | 3.9 | 0.999 | 4000 | 80
PWG5ZWVT | Eaton (formerly Cooper Lighting) | Metalux | VT4LED-LD4-11-DR-[All Voltages]-L840-CD1-WL-[Options Include blank C3 C6 PC3 PC6 VRS MS MSO/WL SSL]-[All Packaging] | Indoor Luminaires | High-Bay | High-Bay Luminaires for Commercial and Industrial Buildings | Standard | FALSE | [9 empty] | 42181 |  |  | NotYetVerified |  | 3 | 11266 | 107.91 | 104.4 | 4.9 | 0.999 | 4000 | 80
PT1SEKQ8 | Eaton (formerly Cooper Lighting) | Metalux | VT4LED-LD4-11-PC-[All Voltages]-L840-CD1-WL-[Options Include blank C3 C6 PC3 PC6 VRS MS MSO/WL SSL]-[All Packaging] | Indoor Luminaires | High-Bay | High-Bay Luminaires for Commercial and Industrial Buildings | Standard | FALSE | [9 empty] | 42181 |  |  | NotYetVerified |  | 3 | 11116 | 106.48 | 104.4 | 4.9 | 0.999 | 4000 | 80
PJCE2FFE | Eaton (formerly Cooper Lighting) | Metalux | VT4LED-LD4-11-DRF-[All Voltages]-L840-CD1-WL-[Options Include blank C3 C6 PC3 PC6 VRS MS MSO/WL SSL]-[All Packaging] | Indoor Luminaires | High-Bay | High-Bay Luminaires for Commercial and Industrial Buildings | Standard | FALSE | [9 empty] | 42181 |  |  | NotYetVerified |  | 3 | 11067 | 106.01 | 104.4 | 4.9 | 0.999 | 4000 | 80
PU6SS9UK | Eaton (formerly Cooper Lighting) | Metalux | VT4LED-LD4-15-DR-[All Voltages]-L840-CD2-WL-[Options Include blank C3 C6 PC3 PC6 VRS MS MSO/WL SSL]-[All Packaging] | Indoor Luminaires | High-Bay | High-Bay Luminaires for Commercial and Industrial Buildings | Standard | FALSE | [9 empty] | 42181 |  |  | NotYetVerified |  | 3 | 15046 | 109.82 | 137 | 4.2 | 0.997 | 4000 | 80
P9YNJRBS | Eaton (formerly Cooper Lighting) | Metalux | VT4LED-LD4-15-PC-[All Voltages]-L840-CD2-WL-[Options Include blank C3 C6 PC3 PC6 VRS MS MSO/WL SSL]-[All Packaging] | Indoor Luminaires | High-Bay | High-Bay Luminaires for Commercial and Industrial Buildings | Standard | FALSE | [9 empty] | 42181 |  |  | NotYetVerified |  | 3 | 14846 | 108.36 | 137 | 4.2 | 0.997 | 4000 | 80
PBURRK3P | Eaton (formerly Cooper Lighting) | Metalux | VT4LED-LD4-15-DRF-[All Voltages]-L840-CD2-WL-[Options Include blank C3 C6 PC3 PC6 VRS MS MSO/WL SSL]-[All Packaging] | Indoor Luminaires | High-Bay | High-Bay Luminaires for Commercial and Industrial Buildings | Standard | FALSE | [9 empty] | 42181 |  |  | NotYetVerified |  | 3 | 14780 | 107.88 | 137 | 4.2 | 0.997 | 4000 | 80
PFUTHCYD | Eaton (formerly Cooper Lighting) | Metalux | VT4LED-LD4-19-DR-[All Voltages]-L840-CD2-WL-[Options Include blank C3 C6 PC3 PC6 VRS MS MSO/WL SSL]-[All Packaging] | Indoor Luminaires | High-Bay | High-Bay Luminaires for Commercial and Industrial Buildings | Standard | FALSE | [9 empty] | 42181 |  |  | NotYetVerified |  | 3 | 18290 | 120.33 | 152 | 4 | 0.997 | 4000 | 80
PB56Y72G | Eaton (formerly Cooper Lighting) | Metalux | VT4LED-LD4-19-PC-[All Voltages]-L840-CD2-WL-[Options Include blank C3 C6 PC3 PC6 VRS MS MSO/WL SSL]-[All Packaging] | Indoor Luminaires | High-Bay | High-Bay Luminaires for Commercial and Industrial Buildings | Standard | FALSE | [9 empty] | 42181 |  |  | NotYetVerified |  | 3 | 18047 | 118.73 | 152 | 4 | 0.997 | 4000 | 80
P7W8ESUT | Eaton (formerly Cooper Lighting) | Metalux | VT4LED-LD4-19-DRF-[All Voltages]-L840-CD2-WL-[Options Include blank C3 C6 PC3 PC6 VRS MS MSO/WL SSL]-[All Packaging] | Indoor Luminaires | High-Bay | High-Bay Luminaires for Commercial and Industrial Buildings | Standard | FALSE | [9 empty] | 42181 |  |  | NotYetVerified |  | 3 | 17966 | 118.2 | 152 | 4 | 0.997 | 4000 | 80
P361SCKD | Eaton (formerly Cooper Lighting) | Metalux | VT4LED-LD4-28-DR-[All Voltages]-L840-CD3-WL-[Options Include blank C3 C6 PC3 PC6 VRS MS MSO/WL SSL]-[All Packaging] | Indoor Luminaires | High-Bay | High-Bay Luminaires for Commercial and Industrial Buildings | Standard | FALSE | [9 empty] | 42181 |  |  | NotYetVerified |  | 3 | 27050 | 119.37 | 226.6 | 3.9 | 0.997 | 4000 | 80
PDPPQTN8 | Eaton (formerly Cooper Lighting) | Metalux | VT4LED-LD4-28-PC-[All Voltages]-L840-CD3-WL-[Options Include blank C3 C6 PC3 PC6 VRS MS MSO/WL SSL]-[All Packaging] | Indoor Luminaires | High-Bay | High-Bay Luminaires for Commercial and Industrial Buildings | Standard | FALSE | [9 empty] | 42181 |  |  | NotYetVerified |  | 3 | 26691 | 117.79 | 226.6 | 3.9 | 0.997 | 4000 | 80
PX2X297V | Eaton (formerly Cooper Lighting) | Metalux | VT4LED-LD4-28-DRF-[All Voltages]-L840-CD3-WL-[Options Include blank C3 C6 PC3 PC6 VRS MS MSO/WL SSL]-[All Packaging] | Indoor Luminaires | High-Bay | High-Bay Luminaires for Commercial and Industrial Buildings | Standard | FALSE | [9 empty] | 42181 |  |  | NotYetVerified |  | 3 | 26572 | 117.26 | 226.6 | 3.9 | 0.997 | 4000 | 80
PKR828GA | Eaton (formerly Cooper Lighting) | Metalux | VT4LED-LD4-23-DR-[All Voltages]-L840-CD2-WL-[Options Include blank C3 C6 PC3 PC6 VRS MS MSO/WL SSL]-[All Packaging] | Indoor Luminaires | High-Bay | High-Bay Luminaires for Commercial and Industrial Buildings | Standard | FALSE | [9 empty] | 42181 |  |  | NotYetVerified |  | 3 | 22209 | 108.87 | 204 | 3.9 | 0.999 | 4000 | 80
PQ4M28WX | Eaton (formerly Cooper Lighting) | Metalux | VT4LED-LD4-23-PC-[All Voltages]-L840-CD2-WL-[Options Include blank C3 C6 PC3 PC6 VRS MS MSO/WL SSL]-[All Packaging] | Indoor Luminaires | High-Bay | High-Bay Luminaires for Commercial and Industrial Buildings | Standard | FALSE | [9 empty] | 42181 |  |  | NotYetVerified |  | 3 | 21914 | 107.42 | 204 | 3.9 | 0.999 | 4000 | 80
PQ299KCX | Eaton (formerly Cooper Lighting) | Metalux | VT4LED-LD4-23-DRF-[All Voltages]-L840-CD2-WL-[Options Include blank C3 C6 PC3 PC6 VRS MS MSO/WL SSL]-[All Packaging] | Indoor Luminaires | High-Bay | High-Bay Luminaires for Commercial and Industrial Buildings | Standard | FALSE | [9 empty] | 42181 |  |  | NotYetVerified |  | 3 | 21816 | 106.94 | 204 | 3.9 | 0.999 | 4000 | 80
P3D79Y2Z | Leadray Energy Co. Ltd. | Leadray | CB065NUE | Indoor Luminaires | High-Bay | Low-Bay Luminaires for Commercial and Industrial Buildings | Standard | TRUE | 6865.5 | 100.5 | 68.25 | 4.76 | 0.9971 | 5230 | 77.3 | 5 | 50000 | 42180 |  |  | NotYetVerified |  | 3 | 6500 | 100 | 65 | 20 | 0.9 | 5000 | 77
PJKJB1UE | Guangdong Xingpu Saving-energy Co. Ltd. | XPES | XP-RO-200 | Indoor Luminaires | High-Bay | High-Bay Luminaires for Commercial and Industrial Buildings | Standard | TRUE | 17391 | 83.64 | 207.9 | 10.34 | 0.97 | 5386 | 75.2 | 5 | 50000 | 42180 |  |  | NotYetVerified |  | 3 | 17300 | 82 | 205 |  | 0.95 | 5000 | 70
PGFD98SC | Guangdong Xingpu Saving-energy Co. Ltd. | XPES | XP-RO-120 | Indoor Luminaires | High-Bay | High-Bay Luminaires for Commercial and Industrial Buildings | Standard | TRUE | 11427 | 86.14 | 132.7 | 14.77 | 0.96 | 5347 | 72.4 | 5 | 50000 | 42180 |  |  | NotYetVerified |  | 3 | 11400 | 90 | 110 |  | 0.95 | 5000 | 70
PJZF6NFM | Guangdong Xingpu Saving-energy Co. Ltd. | XPES | XP-UF-150 | Indoor Luminaires | High-Bay | High-Bay Luminaires for Commercial and Industrial Buildings | Standard | TRUE | 14929 | 101.56 | 149.3 | 7.6 | 0.949 | 5294 | 84.2 | 5 | 50000 | 42180 |  |  | NotYetVerified |  | 3 | 14929 | 101.56 | 147 | 4.95 | 0.997 | 5294 | 84
PHGVMF8D | Guangdong Xingpu Saving-energy Co. Ltd. | XPES | XP-UF-200 | Indoor Luminaires | High-Bay | High-Bay Luminaires for Commercial and Industrial Buildings | Standard | TRUE | 19180.18 | 104.35 | 186.1 | 7.92 | 0.921 | 5294 | 84.4 | 5 | 50000 | 42180 |  |  | NotYetVerified |  | 3 | 19180.18 | 104.35 | 183.8 | 5.21 | 0.997 | 5294 | 84
PPXFEP1R | Stunning Lighting Technology Co.Ltd | Stunning Lighting | HBL100W01T3535-40K | Indoor Luminaires | High-Bay | Low-Bay Luminaires for Commercial and Industrial Buildings | Standard | TRUE | 8848.615 | 90.05 | 98.26 | 15.01 | 0.914 | 4061 | 73.3 | 5 | 36000 | 42180 |  |  | NotYetVerified |  | 3 | 8800 | 88 | 100 |  | 0.9 | 4000 | 70
PFJC48TB | GE Lighting Solutions | Albeo ABR1 Series | ABR1[0 1 2 3 4 5 D]1T571xVxxxx | Indoor Luminaires | High-Bay | Low-Bay Luminaires for Commercial and Industrial Buildings | Premium | TRUE | 8131 | 130.7 | 62.2 | 13.9 | 0.91 | 4912 | 74.4 | 5 | 100000 | 42180 |  |  | Yes |  | 3 | 8800 | 138 | 64 | 20 | 0.9 | 5000 | 70
P94D21JU | Stunning Lighting Technology Co.Ltd | Stunning Lighting | HBL200W01T3535-40K | Indoor Luminaires | High-Bay | High-Bay Luminaires for Commercial and Industrial Buildings | Standard | TRUE | 16651.82 | 85.05 | 195.8 | 12.91 | 0.91 | 4100 | 72.3 | 5 | 36000 | 42180 |  |  | NotYetVerified |  | 3 | 16800 | 84 | 200 |  | 0.9 | 4000 | 70
P1CQUQ9F | Stunning Lighting Technology Co.Ltd | Stunning Lighting | HBL150W01T3535-40K | Indoor Luminaires | High-Bay | High-Bay Luminaires for Commercial and Industrial Buildings | Standard | TRUE | 12564.91 | 88.5 | 141.95 | 15 | 0.903 | 4162 | 72.9 | 5 | 36000 | 42180 |  |  | NotYetVerified |  | 3 | 12500 | 83.3 | 150 |  | 0.9 | 4000 | 70
PY8RZ2WJ | Guangdong Xingpu Saving-energy Co. Ltd. | XPES | XP-UF-100 | Indoor Luminaires | High-Bay | High-Bay Luminaires for Commercial and Industrial Buildings | Standard | TRUE | 9871.67 | 100.63 | 98.1 | 15.96 | 0.896 | 5292 | 83.6 | 5 | 50000 | 42180 |  |  | NotYetVerified |  | 3 | 9871.67 | 100.63 | 98.1 | 6.15 | 0.993 | 5292 | 84
PD2V5D17 | WISDOM OPTOELECTRONICS TECHNOLOGY CO.LIMITED | WISDOM | WISDOM-HB-60W [90 Degree Shield Only] | Indoor Luminaires | High-Bay | Low-Bay Luminaires for Commercial and Industrial Buildings | Standard | TRUE | 5304.266 | 82.198 | 64.53 | 24.87 | 0.8702 | 5296 | 84.8 | 5 | 50000 | 42180 |  |  | NotYetVerified |  | 3 | 5304.266 | 82.198 | 64.53 | 24.87 | 0.8702 | 5296 | 84.8
PW87H3UX | Leadray Energy Co. Ltd. | Leadray | CB065NUD | Indoor Luminaires | High-Bay | Low-Bay Luminaires for Commercial and Industrial Buildings | Standard | FALSE | [9 empty] | 42180 |  |  | NotYetVerified |  | 3 | 6500 | 100 | 65 | 20 | 0.9 | 5000 | 77
P7DZFD43 | Stunning Lighting Technology Co.Ltd | Stunning Lighting | HBL200W01T3535-57K | Indoor Luminaires | High-Bay | High-Bay Luminaires for Commercial and Industrial Buildings | Standard | FALSE | [9 empty] | 42180 |  |  | NotYetVerified |  | 3 | 18500 | 92.5 | 200 |  | 0.9 | 5700 | 70
PR7D6U2E | Stunning Lighting Technology Co.Ltd | Stunning Lighting | HBL150W01T3535-57K | Indoor Luminaires | High-Bay | High-Bay Luminaires for Commercial and Industrial Buildings | Standard | FALSE | [9 empty] | 42180 |  |  | NotYetVerified |  | 3 | 14500 | 96.6 | 150 |  | 0.9 | 5700 | 70
PEKB5X4K | Stunning Lighting Technology Co.Ltd | Stunning Lighting | HBL100W01T3535-57K | Indoor Luminaires | High-Bay | Low-Bay Luminaires for Commercial and Industrial Buildings | Standard | FALSE | [9 empty] | 42180 |  |  | NotYetVerified |  | 3 | 9200 | 92 | 100 |  | 0.9 | 5700 | 70
PXFXBRSC | GE Lighting Solutions | Albeo ABR1 Series | ABR1[0 1 2 3 4 5 D]1T571xNxxxx | Indoor Luminaires | High-Bay | Low-Bay Luminaires for Commercial and Industrial Buildings | Premium | FALSE | [9 empty] | 42180 |  |  | Yes |  | 3 | 8800 | 138 | 64 | 20 | 0.9 | 5000 | 70
PPBCJMGB | GE Lighting Solutions | Albeo ABR1 Series | ABR1[0 1 2 3 4 5 D]1T579xNxxxx | Indoor Luminaires | High-Bay | Low-Bay Luminaires for Commercial and Industrial Buildings | Premium | FALSE | [9 empty] | 42180 |  |  | Yes |  | 3 | 8700 | 136 | 64 | 20 | 0.9 | 5000 | 70
P8RTXN2R | GE Lighting Solutions | Albeo ABR1 Series | ABR1[0 1 2 3 4 5 D]1T575xNxxxx | Indoor Luminaires | High-Bay | Low-Bay Luminaires for Commercial and Industrial Buildings | Premium | FALSE | [9 empty] | 42180 | Not Dimmable | Not Dimmable | Yes |  | 3 | 8200 | 128 | 64 | 20 | 0.9 | 5000 | 70
PUS4BX5M | GE Lighting Solutions | Albeo ABR1 Series | ABR1[0 1 2 3 4 5 D]1T579xVxxxx | Indoor Luminaires | High-Bay | Low-Bay Luminaires for Commercial and Industrial Buildings | Premium | FALSE | [9 empty] | 42180 |  |  | Yes |  | 3 | 8700 | 136 | 64 | 20 | 0.9 | 5000 | 70
PC5SVQ23 | GE Lighting Solutions | Albeo ABR1 Series | ABR1[0 1 2 3 4 5 D]1T575xVxxxx | Indoor Luminaires | High-Bay | Low-Bay Luminaires for Commercial and Industrial Buildings | Premium | FALSE | [9 empty] | 42180 | Dimmable | Continuous Below 10 | Yes |  | 3 | 8200 | 128 | 64 | 20 | 0.9 | 5000 | 70
PK5HURYS | Standard Products Inc. | STANDARD | LSV/75W/40K/2/DD1/FP/STD | Indoor Luminaires | High-Bay | Low-Bay Luminaires for Commercial and Industrial Buildings | Standard | TRUE | 6877.9 | 93.89 | 73.25 | 9.68 | 0.98 | 4060 | 84.1 | 5 | 50000 | 42179 |  |  | NotYetVerified |  | 3 | 6877.9 | 93.89 | 73.25 | 9.68 | 0.98 | 4000 | 84.1
PQ8ZK85A | Elite Lighting Co. | Oracle | HD1B-LED-15000L-DIM10-MVOLT-30K | Indoor Luminaires | High-Bay | High-Bay Luminaires for Commercial and Industrial Buildings | Standard | TRUE | 15020 | 97.04 | 154.78 | 7.45 | 0.943 | 3154 | 82 | 5 | 50000 | 42179 |  |  | NotYetVerified |  | 3 | 15020 | 97 | 155 | 5 | 0.996 | 3000 | 82
P5181N25 | Elite Lighting Co. | Oracle | HD1B-LED-10000L-DIM10-MVOLT-30K | Indoor Luminaires | High-Bay | High-Bay Luminaires for Commercial and Industrial Buildings | Standard | TRUE | 10690 | 102.64 | 33.3 | 11.2 | 0.919 | 3105 | 82.3 | 5 | 50000 | 42179 |  |  | NotYetVerified |  | 3 | 10690 | 102.6 | 104 | 4.08 | 0.998 | 3000 | 82.3
P8ERRKFJ | Energy Planning Associates | Envirobrite | FME3050-TB | Indoor Luminaires | High-Bay | High-Bay Luminaires for Commercial and Industrial Buildings | Standard | FALSE | [9 empty] | 42179 |  |  | NotYetVerified |  | 3 | 26111 | 110.1 | 237.2 | 16.2 | 0.918 | 5000 | 84.7
PM9XNNWB | Energy Planning Associates | Envirobrite | FME2550-TB | Indoor Luminaires | High-Bay | High-Bay Luminaires for Commercial and Industrial Buildings | Standard | FALSE | [9 empty] | 42179 |  |  | NotYetVerified |  | 3 | 22198 | 114.8 | 193.4 | 16.2 | 0.918 | 5000 | 84.7
PHSJE6SE | Energy Planning Associates | Envirobrite | FME2050-TB | Indoor Luminaires | High-Bay | High-Bay Luminaires for Commercial and Industrial Buildings | Standard | FALSE | [9 empty] | 42179 |  |  | NotYetVerified |  | 3 | 17407 | 110.1 | 158.1 | 16.2 | 0.918 | 5000 | 84.7
PUSZ4QJM | Energy Planning Associates | Envirobrite | FME1550-TB | Indoor Luminaires | High-Bay | High-Bay Luminaires for Commercial and Industrial Buildings | Standard | FALSE | [9 empty] | 42179 |  |  | NotYetVerified |  | 3 | 13055 | 110.1 | 118.6 | 16.2 | 0.918 | 5000 | 84.7
PPBTE861 | Energy Planning Associates | Envirobrite | FME1250-TB | Indoor Luminaires | High-Bay | High-Bay Luminaires for Commercial and Industrial Buildings | Standard | FALSE | [9 empty] | 42179 |  |  | NotYetVerified |  | 3 | 11099 | 112.1 | 99 | 16.2 | 0.918 | 5000 | 84.7
PYHWJ1V1 | Energy Planning Associates | Envirobrite | FME1050-TB | Indoor Luminaires | High-Bay | High-Bay Luminaires for Commercial and Industrial Buildings | Standard | FALSE | [9 empty] | 42179 |  |  | NotYetVerified |  | 3 | 8704 | 111.1 | 78.34 | 16.2 | 0.918 | 5000 | 84.7
P241AA8E | Energy Planning Associates | Envirobrite | FME3040-TB | Indoor Luminaires | High-Bay | High-Bay Luminaires for Commercial and Industrial Buildings | Standard | FALSE | [9 empty] | 42179 |  |  | NotYetVerified |  | 3 | 25389 | 107 | 237.2 | 16.2 | 0.918 | 4000 | 84.7
P2JMGHNF | Energy Planning Associates | Envirobrite | FME2540-TB | Indoor Luminaires | High-Bay | High-Bay Luminaires for Commercial and Industrial Buildings | Standard | FALSE | [9 empty] | 42179 |  |  | NotYetVerified |  | 3 | 21584 | 111.6 | 193.4 | 16.2 | 0.918 | 4000 | 84.7
PJCPYSWU | Energy Planning Associates | Envirobrite | FME2040-TB | Indoor Luminaires | High-Bay | High-Bay Luminaires for Commercial and Industrial Buildings | Standard | FALSE | [9 empty] | 42179 |  |  | NotYetVerified |  | 3 | 16926 | 107.1 | 158.1 | 16.2 | 0.918 | 4000 | 84.7
PT6XXNGE | Energy Planning Associates | Envirobrite | FME1540-TB | Indoor Luminaires | High-Bay | High-Bay Luminaires for Commercial and Industrial Buildings | Standard | FALSE | [9 empty] | 42179 |  |  | NotYetVerified |  | 3 | 12694 | 107 | 118.6 | 16.2 | 0.918 | 4000 | 84.7
PWJTVQKK | Energy Planning Associates | Envirobrite | FME1240-TB | Indoor Luminaires | High-Bay | High-Bay Luminaires for Commercial and Industrial Buildings | Standard | FALSE | [9 empty] | 42179 |  |  | NotYetVerified |  | 3 | 10792 | 109 | 99 | 16.2 | 0.918 | 4000 | 84.7
PU33RFDC | Energy Planning Associates | Envirobrite | FME1040-TB | Indoor Luminaires | High-Bay | High-Bay Luminaires for Commercial and Industrial Buildings | Standard | FALSE | [9 empty] | 42179 |  |  | NotYetVerified |  | 3 | 8463 | 108 | 78.34 | 16.2 | 0.918 | 4000 | 84.7
PCPXZX5D | Elite Lighting Co. | Oracle | HD1B-LED-10000L-DIM10-MVOLT-50K | Indoor Luminaires | High-Bay | High-Bay Luminaires for Commercial and Industrial Buildings | Standard | FALSE | [9 empty] | 42179 |  |  | NotYetVerified |  | 3 | 12260 | 117.4 | 104 | 4 | 0.998 | 5000 | 84.4
P9PMYS5M | Elite Lighting Co. | Oracle | HD1B-LED-12000L-DIM10-MVOLT-50K | Indoor Luminaires | High-Bay | High-Bay Luminaires for Commercial and Industrial Buildings | Standard | FALSE | [9 empty] | 42179 |  |  | NotYetVerified |  | 3 | 13193.1 | 108.6 | 122 | 10.86 | 0.986 | 5000 | 82.3
P7P3EM28 | Elite Lighting Co. | Oracle | HD1B-LED-23000L-DIM10-MVOLT-50K | Indoor Luminaires | High-Bay | High-Bay Luminaires for Commercial and Industrial Buildings | Standard | FALSE | [9 empty] | 42179 |  |  | NotYetVerified |  | 3 | 21721 | 104.6 | 208 | 4.58 | 0.997 | 5000 | 82.2
P5HW46ZK | Elite Lighting Co. | Oracle | HD1B-LED-20000L-DIM10-MVOLT-50K | Indoor Luminaires | High-Bay | High-Bay Luminaires for Commercial and Industrial Buildings | Standard | FALSE | [9 empty] | 42179 |  |  | NotYetVerified |  | 3 | 22183 | 112 | 198 | 7.2 | 0.996 | 5000 | 82
PAQFFD41 | Elite Lighting Co. | Oracle | HD1B-LED-15000L-DIM10-MVOLT-50K | Indoor Luminaires | High-Bay | High-Bay Luminaires for Commercial and Industrial Buildings | Standard | FALSE | [9 empty] | 42179 |  |  | NotYetVerified |  | 3 | 16071.4 | 103.8 | 155 | 5 | 0.996 | 5000 | 82
PMF36C62 | Elite Lighting Co. | Oracle | HD1B-LED-12000L-DIM10-MVOLT-40K | Indoor Luminaires | High-Bay | High-Bay Luminaires for Commercial and Industrial Buildings | Standard | FALSE | [9 empty] | 42179 |  |  | NotYetVerified |  | 3 | 12946.5 | 106.6 | 122 | 10.86 | 0.986 | 4000 | 82.3
PD2UQZK9 | Elite Lighting Co. | Oracle | HD1B-LED-10000L-DIM10-MVOLT-40K | Indoor Luminaires | High-Bay | High-Bay Luminaires for Commercial and Industrial Buildings | Standard | FALSE | [9 empty] | 42179 |  |  | NotYetVerified |  | 3 | 11224.5 | 107.5 | 104 | 4.08 | 0.998 | 4000 | 82.3
PYU8UK7B | Elite Lighting Co. | Oracle | HD1B-LED-23000L-DIM10-MVOLT-40K | Indoor Luminaires | High-Bay | High-Bay Luminaires for Commercial and Industrial Buildings | Standard | FALSE | [9 empty] | 42179 |  |  | NotYetVerified |  | 3 | 21315 | 102.6 | 208 | 4.58 | 0.997 | 4000 | 82.2
PA54PZQN | Elite Lighting Co. | Oracle | HD1B-LED-20000L-DIM10-MVOLT-40K | Indoor Luminaires | High-Bay | High-Bay Luminaires for Commercial and Industrial Buildings | Standard | FALSE | [9 empty] | 42179 |  |  | NotYetVerified |  | 3 | 21126.7 | 107 | 198 | 7.2 | 0.996 | 4000 | 82
PKJQC7U9 | Elite Lighting Co. | Oracle | HD1B-LED-15000L-DIM10-MVOLT-40K | Indoor Luminaires | High-Bay | High-Bay Luminaires for Commercial and Industrial Buildings | Standard | FALSE | [9 empty] | 42179 |  |  | NotYetVerified |  | 3 | 15771 | 101.9 | 155 | 5 | 0.996 | 4000 | 82
PD1EJUFF | Elite Lighting Co. | Oracle | HD1B-LED-12000L-DIM10-MVOLT-35K | Indoor Luminaires | High-Bay | High-Bay Luminaires for Commercial and Industrial Buildings | Standard | FALSE | [9 empty] | 42179 |  |  | NotYetVerified |  | 3 | 12699.9 | 104.5 | 122 | 10.86 | 0.986 | 3500 | 82.3
P674X3N2 | Elite Lighting Co. | Oracle | HD1B-LED-10000L-DIM10-MVOLT-35K | Indoor Luminaires | High-Bay | High-Bay Luminaires for Commercial and Industrial Buildings | Standard | FALSE | [9 empty] | 42179 |  |  | NotYetVerified |  | 3 | 11010.7 | 105.5 | 104 | 4.08 | 0.998 | 3500 | 82.3
PHHUJU5V | Elite Lighting Co. | Oracle | HD1B-LED-23000L-DIM10-MVOLT-35K | Indoor Luminaires | High-Bay | High-Bay Luminaires for Commercial and Industrial Buildings | Standard | FALSE | [9 empty] | 42179 |  |  | NotYetVerified |  | 3 | 20909 | 100.7 | 208 | 4.58 | 0.997 | 3500 | 82.2
PJ22ATUC | Elite Lighting Co. | Oracle | HD1B-LED-20000L-DIM10-MVOLT-35K | Indoor Luminaires | High-Bay | High-Bay Luminaires for Commercial and Industrial Buildings | Standard | FALSE | [9 empty] | 42179 |  |  | NotYetVerified |  | 3 | 20914 | 105.6 | 198 | 7.2 | 0.996 | 3500 | 82
PUCVK96H | Elite Lighting Co. | Oracle | HD1B-LED-15000L-DIM10-MVOLT-35K | Indoor Luminaires | High-Bay | High-Bay Luminaires for Commercial and Industrial Buildings | Standard | FALSE | [9 empty] | 42179 |  |  | NotYetVerified |  | 3 | 15470.6 | 100 | 155 | 5 | 0.996 | 3500 | 82
PYWVG1QG | Elite Lighting Co. | Oracle | HD1B-LED-12000L-DIM10-MVOLT-30K | Indoor Luminaires | High-Bay | High-Bay Luminaires for Commercial and Industrial Buildings | Standard | FALSE | [9 empty] | 42179 |  |  | NotYetVerified |  | 3 | 12330 | 101.5 | 122 | 10.86 | 0.986 | 3000 | 82.3
PH43U8NZ | Elite Lighting Co. | Oracle | HD1B-LED-23000L-DIM10-MVOLT-30K | Indoor Luminaires | High-Bay | High-Bay Luminaires for Commercial and Industrial Buildings | Standard | FALSE | [9 empty] | 42179 |  |  | NotYetVerified |  | 3 | 20300 | 97.8 | 208 | 4.58 | 0.997 | 3000 | 82.2
P9ETNAWM | Elite Lighting Co. | Oracle | HD1B-LED-20000L-DIM10-MVOLT-30K | Indoor Luminaires | High-Bay | High-Bay Luminaires for Commercial and Industrial Buildings | Standard | FALSE | [9 empty] | 42179 |  |  | NotYetVerified |  | 3 | 19868.3 | 100.3 | 198 | 7.2 | 0.996 | 3000 | 82
P9PBNJDV | ECO-LITE GROW LLC | Promax Grow | PMG5X300 | Indoor Luminaires | High-Bay | High-Bay Luminaires for Commercial and Industrial Buildings | Standard | TRUE | 24353.16 | 81.2 | 299.91 | 9.7 | 0.959 | 3483 | 94.8 | 5 | 50000 | 42178 |  |  | NotYetVerified |  | 3
P9NZQ8NT | DECO Lighting | DECO Lighting | D980-LED-350-50-UNV | Indoor Luminaires | High-Bay | High-Bay Luminaires for Commercial and Industrial Buildings | Standard | TRUE | 26747 | 80.5 | 332.4 | 9.81 | 0.9463 | 5021 | 75.4 | 5 | 50000 | 42178 |  |  | NotYetVerified |  | 3 | 25600 | 80 | 320 | 12 | 0.96 | 5000 | 70
P5DKXTF4 | Hocan Group Co. LTD | SEPICN | HCHBB2403NXX | Indoor Luminaires | High-Bay | High-Bay Luminaires for Commercial and Industrial Buildings | Standard | TRUE | 18546 | 78.06 | 237.39 | 18.4 | 0.931 | 4356 | 77 | 5 | 35000 | 42178 |  |  | NotYetVerified |  | 3 | 18500 | 80 | 240 |  | 0.9 | 4500 | 70
PP9JU9EW | Hocan Group Co. LTD | SEPICN | HCHBB2003NXX | Indoor Luminaires | High-Bay | High-Bay Luminaires for Commercial and Industrial Buildings | Standard | TRUE | 15001 | 77.95 | 192.45 | 14.5 | 0.92 | 4363 | 76 | 5 | 35000 | 42178 |  |  | NotYetVerified |  | 3 | 15000 | 80 | 200 |  | 0.9 | 4500 | 70
PJ42TP2E | Hocan Group Co. LTD | SEPICN | HCHBS150NX115X | Indoor Luminaires | High-Bay | High-Bay Luminaires for Commercial and Industrial Buildings | Standard | TRUE | 11963.32 | 82.79 | 144.5 | 6.74 | 0.918 | 4745 | 72.8 | 5 | 35000 | 42178 |  |  | NotYetVerified |  | 3 | 12000 | 80 | 80 | 20 | 0.9 | 4500 | 70
PZF5Z6NRF | PERFORMANCE IN LIGHTING INC USA |  | MAGICLICK501X63LED3Ktrasp | Indoor Luminaires | High-Bay | Low-Bay Luminaires for Commercial and Industrial Buildings | Standard | TRUE | 5756.96 | 90.98 | 63.28 | 15 | 0.91 | 3042 | 84.14 | 5 | 50000 | 42178 |  |  | NotYetVerified |  | 3 | 5757 | 91 | 63 | 15 | 0.9 | 3000 | 84
PJMRWHZW | Hocan Group Co. LTD | SEPICN | HCHBS100NX115X | Indoor Luminaires | High-Bay | Low-Bay Luminaires for Commercial and Industrial Buildings | Standard | TRUE | 8260.74 | 84.12 | 98.2 | 7.41 | 0.88 | 4641 | 72.9 | 5 | 35000 | 42178 |  |  | NotYetVerified |  | 3 | 8000 | 80 | 100 | 20 | 0.9 | 4500 | 70
P85E4DBT | Hocan Group Co. LTD | SEPICN | HCHBS080NX115X | Indoor Luminaires | High-Bay | Low-Bay Luminaires for Commercial and Industrial Buildings | Standard | TRUE | 6713.83 | 83.82 | 80.1 | 9.58 | 0.876 | 4702 | 72.6 | 5 | 35000 | 42178 |  |  | NotYetVerified |  | 3 | 6400 | 80 | 80 | 20 | 0.9 | 4500 | 70
PZXEP8UP | Hocan Group Co. LTD | SEPICN | HCHBS120NX115X | Indoor Luminaires | High-Bay | Low-Bay Luminaires for Commercial and Industrial Buildings | Standard | TRUE | 10168.04 | 89.12 | 114.1 | 8.57 | 0.873 | 4738 | 72.6 | 5 | 35000 | 42178 |  |  | NotYetVerified |  | 3 | 9600 | 80 | 120 | 20 | 0.9 | 4500 | 70
PZMHJFG4 | Hocan Group Co. LTD | SEPICN | HCHBS150DX115X | Indoor Luminaires | High-Bay | High-Bay Luminaires for Commercial and Industrial Buildings | Standard | FALSE | [9 empty] | 42178 |  |  | NotYetVerified |  | 3 | 12000 | 80 | 150 | 20 | 0.9 | 5700 | 70
PTZH6M7Z | Hocan Group Co. LTD | SEPICN | HCHBS120DX115X | Indoor Luminaires | High-Bay | Low-Bay Luminaires for Commercial and Industrial Buildings | Standard | FALSE | [9 empty] | 42178 |  |  | NotYetVerified |  | 3 | 9600 | 80 | 120 | 20 | 0.9 | 5700 | 70
PE3S6XEC | Hocan Group Co. LTD | SEPICN | HCHBS100DX115X | Indoor Luminaires | High-Bay | Low-Bay Luminaires for Commercial and Industrial Buildings | Standard | FALSE | [9 empty] | 42178 |  |  | NotYetVerified |  | 3 | 8000 | 80 | 100 | 20 | 0.9 | 5700 | 70
PJ7TG7MX | Hocan Group Co. LTD | SEPICN | HCHBS080DX115X | Indoor Luminaires | High-Bay | Low-Bay Luminaires for Commercial and Industrial Buildings | Standard | FALSE | [9 empty] | 42178 |  |  | NotYetVerified |  | 3 | 6400 | 80 | 80 | 20 | 0.9 | 5700 | 70
P4T9PXUB | Hocan Group Co. LTD | SEPICN | HCHBB2403DXX | Indoor Luminaires | High-Bay | High-Bay Luminaires for Commercial and Industrial Buildings | Standard | FALSE | [9 empty] | 42178 |  |  | NotYetVerified |  | 3 | 18500 | 80 | 240 |  | 0.9 | 5700 | 70
P3N5V2JR | Hocan Group Co. LTD | SEPICN | HCHBB2003DXX | Indoor Luminaires | High-Bay | High-Bay Luminaires for Commercial and Industrial Buildings | Standard | FALSE | [9 empty] | 42178 |  |  | NotYetVerified |  | 3 | 15000 | 80 | 200 |  | 0.9 | 5700 | 70
PEBKKFUU | Hocan Group Co. LTD | SEPICN | HCHBS150ZX115X | Indoor Luminaires | High-Bay | High-Bay Luminaires for Commercial and Industrial Buildings | Standard | FALSE | [9 empty] | 42178 |  |  | NotYetVerified |  | 3 | 12000 | 80 | 150 | 20 | 0.9 | 5000 | 70
PW6QV4BZ | Hocan Group Co. LTD | SEPICN | HCHBS120ZX115X | Indoor Luminaires | High-Bay | Low-Bay Luminaires for Commercial and Industrial Buildings | Standard | FALSE | [9 empty] | 42178 |  |  | NotYetVerified |  | 3 | 9600 | 80 | 120 | 20 | 0.9 | 5000 | 70
PQJQ4NB4 | Hocan Group Co. LTD | SEPICN | HCHBS100ZX115X | Indoor Luminaires | High-Bay | Low-Bay Luminaires for Commercial and Industrial Buildings | Standard | FALSE | [9 empty] | 42178 |  |  | NotYetVerified |  | 3 | 8000 | 80 | 100 | 20 | 0.9 | 5000 | 70
PEUHV6QW | Hocan Group Co. LTD | SEPICN | HCHBS080ZX115X | Indoor Luminaires | High-Bay | Low-Bay Luminaires for Commercial and Industrial Buildings | Standard | FALSE | [9 empty] | 42178 |  |  | NotYetVerified |  | 3 | 6400 | 80 | 80 | 20 | 0.9 | 5000 | 70
PN9WEZ56 | Hocan Group Co. LTD | SEPICN | HCHBB2403ZXX | Indoor Luminaires | High-Bay | High-Bay Luminaires for Commercial and Industrial Buildings | Standard | FALSE | [9 empty] | 42178 |  |  | NotYetVerified |  | 3 | 18500 | 80 | 240 |  | 0.9 | 5000 | 70
PCJAMHPR | Hocan Group Co. LTD | SEPICN | HCHBB2003ZXX | Indoor Luminaires | High-Bay | High-Bay Luminaires for Commercial and Industrial Buildings | Standard | FALSE | [9 empty] | 42178 |  |  | NotYetVerified |  | 3 | 15000 | 80 | 200 |  | 0.9 | 5000 | 70
PMW5THEJ | Relume Technologies | Relume Technologies | ISB401-W1-AC-NW-UL1-XX-*-*-*-*-XX | Indoor Luminaires | High-Bay | High-Bay Luminaires for Commercial and Industrial Buildings | Standard | TRUE | 13870 | 93.4 | 148.5 | 8.04 | 0.968 | 4185 | 74.4 | 7 | 50000 | 42177 |  |  | NotYetVerified |  | 3 | 13875 | 93.4 | 148.6 | 4.05 | 0.998 | 4185 | 74.4
PRVD82EY | Dialight | Vigilant | HEGMCPKN-xxx | Indoor Luminaires | High-Bay | High-Bay Luminaires for Commercial and Industrial Buildings | Standard | TRUE | 17975 | 126.6 | 142 | 12.7 | 0.966 | 5016 | 78.6 | 10 | 50000 | 42177 |  |  | NotYetVerified |  | 3 | 18000 | 120 | 150 |  |  | 5000
PTAYEVHH | SEEKING LED-LIGHTING LIMITED | SEEKING | XJ-HBA200W (4000K) | Indoor Luminaires | High-Bay | High-Bay Luminaires for Commercial and Industrial Buildings | Standard | TRUE | 21431 | 106.68 | 200.9 | 10.8 | 0.943 | 4190 | 83.8 | 5 | 50000 | 42177 |  |  | NotYetVerified |  | 3
PACGUDJX | SEEKING LED-LIGHTING LIMITED | SEEKING | XJ-HBA150W (4000K) | Indoor Luminaires | High-Bay | High-Bay Luminaires for Commercial and Industrial Buildings | Standard | TRUE | 16052.49 | 105.68 | 151.9 | 10.9 | 0.94 | 4168 | 83.8 | 5 | 50000 | 42177 |  |  | NotYetVerified |  | 3
PFU9U1MT | Samjin Lnd Co. Ltd. | SAMJIN | SU135-079OF50LUS | Indoor Luminaires | High-Bay | High-Bay Luminaires for Commercial and Industrial Buildings | Standard | TRUE | 10397.89 | 127.82 | 81.35 | 18.5 | 0.9204 | 5285 | 86 | 5 | 36000 | 42177 |  |  | NotYetVerified |  | 3 | 10397.89 | 127.82 | 81.35 | 18.5 | 0.9204 | 5285 | 86
PCTAUEMB | Samjin Lnd Co. Ltd. | SAMJIN | SU135-079MS50LUS | Indoor Luminaires | High-Bay | High-Bay Luminaires for Commercial and Industrial Buildings | Standard | TRUE | 10395.87 | 127.81 | 81.34 | 18.5 | 0.9203 | 5286.6 | 81.3 | 5 | 36000 | 42177 |  |  | NotYetVerified |  | 3 | 10395.87 | 127.81 | 81.34 | 18.5 | 0.9203 | 5286.6 | 81.3
PADFQ5X3 | Samjin Lnd Co. Ltd. | SAMJIN | SU135-079SD50LUS | Indoor Luminaires | High-Bay | High-Bay Luminaires for Commercial and Industrial Buildings | Standard | TRUE | 10493.26 | 129.96 | 80.74 | 18.6 | 0.9198 | 5293.8 | 81.4 | 5 | 36000 | 42177 |  |  | NotYetVerified |  | 3 | 10493.26 | 129.96 | 80.74 | 18.6 | 0.9198 | 5293.8 | 81.4
P4PBJS52 | SEEKING LED-LIGHTING LIMITED | SEEKING | XJ-HBA200W (5000K) | Indoor Luminaires | High-Bay | High-Bay Luminaires for Commercial and Industrial Buildings | Standard | FALSE | [9 empty] | 42177 |  |  | NotYetVerified |  | 3 | 22356.7 | 110.19 | 202.9 | 10.5 | 0.945 | 5105 | 81.9
PS3R841P | SEEKING LED-LIGHTING LIMITED | SEEKING | XJ-HBA150W (5000K) | Indoor Luminaires | High-Bay | High-Bay Luminaires for Commercial and Industrial Buildings | Standard | FALSE | [9 empty] | 42177 |  |  | NotYetVerified |  | 3 | 16403.64 | 109.21 | 150.2 | 11 | 0.94 | 5081 | 81.8
PAKJK385 | Relume Technologies | Relume Technologies | ISB401-W1-AC-CW-UL1-XX-*-*-*-*-XX | Indoor Luminaires | High-Bay | High-Bay Luminaires for Commercial and Industrial Buildings | Standard | FALSE | [9 empty] | 42177 |  |  | NotYetVerified |  | 3 | 14261 | 95.3 | 149.6 | 4.28 | 0.998 | 4961 | 74.6
P92345Z2 | Relume Technologies | Relume Technologies | ISB401-W1-AC-CW-UL1-DM-*-*-*-*-XX | Indoor Luminaires | High-Bay | High-Bay Luminaires for Commercial and Industrial Buildings | Standard | FALSE | [9 empty] | 42177 |  |  | NotYetVerified |  | 3 | 14261 | 95.3 | 149.6 | 4.28 | 0.998 | 4961 | 74.6
PJ9T17Y1 | Relume Technologies | Relume Technologies | ISB401-W1-AC-NW-UL1-DM-*-*-*-*-XX | Indoor Luminaires | High-Bay | High-Bay Luminaires for Commercial and Industrial Buildings | Standard | FALSE | [9 empty] | 42177 |  |  | NotYetVerified |  | 3 | 13875 | 93.4 | 148.6 | 4.05 | 0.998 | 4185 | 74.4
P3RJW9GJ | Dongbu Lightec | LumiDas Linear Highbay | SLH200-CH-24-ND | Indoor Luminaires | High-Bay | High-Bay Luminaires for Commercial and Industrial Buildings | Standard | TRUE | 24877 | 125.2 | 198.7 | 11.64 | 0.964 | 4036 | 83.1 | 5 | 35000 | 42174 |  |  | NotYetVerified |  | 3 | 24000 | 120 | 200 | 20 | 0.9 | 4000 | 80
PX5JNEKX | Dongbu Lightec | LumiDas Linear Highbay | SLH200-CH-24-DD | Indoor Luminaires | High-Bay | High-Bay Luminaires for Commercial and Industrial Buildings | Standard | FALSE | [9 empty] | 42174 |  |  | NotYetVerified |  | 3 | 24000 | 120 | 200 | 20 | 0.9 | 5000 | 80
P177KTHZ | Leadray Energy Co. Ltd. | Leadray | CB150NUE | Indoor Luminaires | High-Bay | High-Bay Luminaires for Commercial and Industrial Buildings | Standard | TRUE | 14254 | 94 | 151.71 | 6.28 | 0.9948 | 4867 | 77.8 | 5 | 50000 | 42173 |  |  | NotYetVerified |  | 3 | 13500 | 90 | 150 | 20 | 0.9 | 5000 | 70
P751UWK5 | Relume Technologies | Relume Technologies | ISB401-W1-PC-NW-UL1-XX-**-**-**-**-XX | Indoor Luminaires | High-Bay | High-Bay Luminaires for Commercial and Industrial Buildings | Standard | TRUE | 12850 | 86.6 | 148.2 | 8.15 | 0.969 | 4240 | 75.3 | 7 | 50000 | 42173 |  |  | NotYetVerified |  | 3 | 12850 | 86.6 | 148.3 | 4.07 | 0.998 | 4240 | 75.3
P6DFAE44 | Dongbu Lightec | LumiDas Linear Highbay | SLH200-CH-22-ND | Indoor Luminaires | High-Bay | High-Bay Luminaires for Commercial and Industrial Buildings | Standard | TRUE | 22358 | 104.9 | 213.2 | 11.07 | 0.968 | 4031 | 82 | 5 | 50000 | 42173 |  |  | NotYetVerified |  | 3 | 22000 | 110 | 200 | 20 | 0.9 | 4000 | 80
PF55GFAVD | Noribachi | Noribachi | 140-HBC-[optional upgrades]-[mounting] | Indoor Luminaires | High-Bay | High-Bay Luminaires for Commercial and Industrial Buildings | Standard | TRUE | 29348 | 130.4 | 225 | 12.3 | 0.943 | 4735 | 73.4 | 5 | 100000 | 42173 |  |  | NotYetVerified |  | 3
P4JT471C | ASG ENERGY LLC | ASG ENERGY | ASG-VERSA-300W-NON | Indoor Luminaires | High-Bay | High-Bay Luminaires for Commercial and Industrial Buildings | Standard | TRUE | 27711.29 | 96.761 | 286.39 | 6.12 | 0.9255 | 5010 | 70.9 | 5 | 50000 | 42173 |  |  | NotYetVerified |  | 3 | 27711.29 | 96.76 | 286.39 | 6 | 0.998 | 5010 | 70.9
P4REVJV3 | Leadray Energy Co. Ltd. | Leadray | CB150NUD | Indoor Luminaires | High-Bay | High-Bay Luminaires for Commercial and Industrial Buildings | Standard | FALSE | [9 empty] | 42173 |  |  | NotYetVerified |  | 3 | 13500 | 90 | 150 | 20 | 0.9 | 5000 | 70
PJG8HX5S | Relume Technologies | Relume Technologies | ISB401-W1-PC-CW-UL1-DM-**-**-**-**-XX | Indoor Luminaires | High-Bay | High-Bay Luminaires for Commercial and Industrial Buildings | Standard | FALSE | [9 empty] | 42173 |  |  | NotYetVerified |  | 3 | 13230 | 88.3 | 149.8 | 4.256 | 0.998 | 5027 | 75.3
PAVZH76U | Relume Technologies | Relume Technologies | ISB401-W1-PC-CW-UL1-XX-**-**-**-**-XX | Indoor Luminaires | High-Bay | High-Bay Luminaires for Commercial and Industrial Buildings | Standard | FALSE | [9 empty] | 42173 |  |  | NotYetVerified |  | 3 | 13230 | 88.3 | 149.8 | 4.256 | 0.998 | 5027 | 75.3
PGGEH96R | Relume Technologies | Relume Technologies | ISB401-W1-PC-NW-UL1-DM-**-**-**-**-XX | Indoor Luminaires | High-Bay | High-Bay Luminaires for Commercial and Industrial Buildings | Standard | FALSE | [9 empty] | 42173 |  |  | NotYetVerified |  | 3 | 12850 | 86.6 | 148.3 | 4.07 | 0.998 | 4240 | 75.3
PVNV7VPP | Dongbu Lightec | LumiDas Linear Highbay | SLH200-CH-22-DD | Indoor Luminaires | High-Bay | High-Bay Luminaires for Commercial and Industrial Buildings | Standard | FALSE | [9 empty] | 42173 |  |  | NotYetVerified |  | 3 | 22000 | 110 | 200 | 20 | 0.9 | 5000 | 80
PX59U2XN | ASG ENERGY LLC | ASG ENERGY | ASG-VERSA-300W-STP | Indoor Luminaires | High-Bay | High-Bay Luminaires for Commercial and Industrial Buildings | Standard | FALSE | [9 empty] | 42173 | Dimmable | Stepped | NotYetVerified |  | 3 | 27711.29 | 96.76 | 286.39 | 6 | 0.998 | 5010 | 70.9
PKWH7J1D | ASG ENERGY LLC | ASG ENERGY | ASG-VERSA-300W-CTN | Indoor Luminaires | High-Bay | High-Bay Luminaires for Commercial and Industrial Buildings | Standard | FALSE | [9 empty] | 42173 | Dimmable | Continuous Above 10 | NotYetVerified |  | 3 | 27711.29 | 96.76 | 286.39 | 6 | 0.998 | 5010 | 70.9
PDPH4PFSY | Universal Lighting Technologies | Everline | VTL4-40L850-U | Indoor Luminaires | High-Bay | Low-Bay Luminaires for Commercial and Industrial Buildings | Standard | FALSE | [9 empty] | 42173 | Dimmable | Continuous Below 10 | NotYetVerified |  | 3 | 5830 | 110.3 | 52.84 | 8.1 | 0.977 | 5095 | 82.3
PRDHAF1XS | Universal Lighting Technologies | Everline | VTL4-6K850-U | Indoor Luminaires | High-Bay | Low-Bay Luminaires for Commercial and Industrial Buildings | Standard | FALSE | [9 empty] | 42173 | Dimmable | Continuous Below 10 | NotYetVerified |  | 3 | 7401 | 125.3 | 59.06 | 7.95 | 0.98 | 5053 | 83
P2G3UDY8 | Leadray Energy Co. Ltd. | Leadray | CB120NUE [120V Only] | Indoor Luminaires | High-Bay | High-Bay Luminaires for Commercial and Industrial Buildings | Standard | TRUE | 12442 | 100 | 124.44 | 6.83 | 0.9956 | 4782 | 74.3 | 5 | 35000 | 42172 |  |  | NotYetVerified |  | 3 | 12000 | 100 | 120 | 20 | 0.9 | 5000 | 70
PJPXHBCN | Globalux Lighting | GlobaLux | LPHB-411-100-MVD-830 | Indoor Luminaires | High-Bay | High-Bay Luminaires for Commercial and Industrial Buildings | Standard | TRUE | 11452.49 | 118.45 | 96.69 | 10.9 | 0.958 | 3083 | 83.5 | 5 | 50000 | 42172 |  |  | NotYetVerified |  | 3 | 11452.49 | 118.45 | 96.69 | 2.3 | 0.999 | 3083 | 84
PHXWDY6V | Plusrite USA | Naturaled | LED-FXHB200/30K | Indoor Luminaires | High-Bay | High-Bay Luminaires for Commercial and Industrial Buildings | Standard | TRUE | 19413.91 | 93.33 | 208.02 | 9.83 | 0.952 | 3139 | 83 | 5 | 50000 | 42172 |  |  | NotYetVerified |  | 3 | 18500 | 92.5 | 200 | 15 | 0.97 | 3000 | 80
PPKZNTF3 | Leadray Energy Co. Ltd. | Leadray | CB120NUD [120V Only] | Indoor Luminaires | High-Bay | High-Bay Luminaires for Commercial and Industrial Buildings | Standard | FALSE | [9 empty] | 42172 |  |  | NotYetVerified |  | 3 | 12000 | 100 | 120 | 20 | 0.9 | 5000 | 70
P1KN9UM8 | Plusrite USA | Naturaled | LED-FXHB200/50K | Indoor Luminaires | High-Bay | High-Bay Luminaires for Commercial and Industrial Buildings | Standard | FALSE | [9 empty] | 42172 |  |  | NotYetVerified |  | 3 | 20500 | 102.5 | 200 | 15 | 0.97 | 5000 | 80
P2WYSUA2 | Plusrite USA | Naturaled | LED-FXHB200/40K | Indoor Luminaires | High-Bay | High-Bay Luminaires for Commercial and Industrial Buildings | Standard | FALSE | [9 empty] | 42172 |  |  | NotYetVerified |  | 3 | 20000 | 100 | 200 | 15 | 0.97 | 4000 | 80
P3T7GW8Y | Globalux Lighting | GlobaLux | LPHB-411-100-MVD-850 | Indoor Luminaires | High-Bay | High-Bay Luminaires for Commercial and Industrial Buildings | Standard | FALSE | [9 empty] | 42172 |  |  | NotYetVerified |  | 3 | 10560 | 96 | 110 | 2.3 | 0.999 | 5000 | 84
P4CA1HYU | Globalux Lighting | GlobaLux | LPHB-411-100-MVD-845 | Indoor Luminaires | High-Bay | High-Bay Luminaires for Commercial and Industrial Buildings | Standard | FALSE | [9 empty] | 42172 |  |  | NotYetVerified |  | 3 | 10560 | 96 | 110 | 2.3 | 0.999 | 4500 | 84
P63XHBDW | Globalux Lighting | GlobaLux | LPHB-411-100-MVD-840 | Indoor Luminaires | High-Bay | High-Bay Luminaires for Commercial and Industrial Buildings | Standard | FALSE | [9 empty] | 42172 |  |  | NotYetVerified |  | 3 | 10560 | 96 | 110 | 2.3 | 0.999 | 4000 | 84
P1RU8QQW | Globalux Lighting | GlobaLux | LPHB-411-100-MVD-835 | Indoor Luminaires | High-Bay | High-Bay Luminaires for Commercial and Industrial Buildings | Standard | FALSE | [9 empty] | 42172 |  |  | NotYetVerified |  | 3 | 10560 | 96 | 110 | 2.3 | 0.999 | 3500 | 84
PB3AAG91 | Shenzhen Best Bright Technology Co. Limited | Artex | 92026 | Indoor Luminaires | High-Bay | High-Bay Luminaires for Commercial and Industrial Buildings | Standard | TRUE | 15771 | 107.81 | 146.3 | 8.95 | 0.9543 | 5010 | 71.1 | 5 | 50000 | 42171 |  |  | NotYetVerified |  | 3 | 14250 | 95 | 150 | 20 | 0.98 | 5000
PBCEQ4U4 | Seity Light (Zhong Shan) Co. Ltd | Seity | 502 307-1 | Indoor Luminaires | High-Bay | Low-Bay Luminaires for Commercial and Industrial Buildings | Standard | TRUE | 5719.04 | 101.22 | 56.5 | 8.88 | 0.953 | 4919 | 82 | 5 | 50000 | 42171 |  |  | NotYetVerified |  | 3
P3H1UB7E | SEEKING LED-LIGHTING LIMITED | SEEKING | XJ-HBA100W (4000K) | Indoor Luminaires | High-Bay | High-Bay Luminaires for Commercial and Industrial Buildings | Standard | TRUE | 11028.74 | 106.46 | 103.6 | 11.4 | 0.941 | 4158 | 84.2 | 5 | 50000 | 42171 |  |  | NotYetVerified |  | 3
PXFAVKKU6 | Alder Optomechanical Corp. | Alder | HBL-200S-TD-cSTR-T6WN30C8 | Indoor Luminaires | High-Bay | High-Bay Luminaires for Commercial and Industrial Buildings | Standard | TRUE | 25406 | 125.9 | 201.85 | 12.03 | 0.9267 | 4168 | 86.2 | 5 | 60000 | 42171 |  |  | NotYetVerified | Only qualified pointing straight down | 3 | 25406 | 125.9 | 201.85 | 5.07 | 0.9955 | 4168 | 86.2
PAYS9A66G | SIMKAR Corporation | SUMMIT | SMTWR66040U1 | Indoor Luminaires | High-Bay | High-Bay Luminaires for Commercial and Industrial Buildings | Standard | TRUE | 66720 | 98.9 | 673.2 | 18 | 0.922 | 4055 | 84.2 | 5 | 80000 | 42171 |  |  | NotYetVerified |  | 3
P5MR4SN6H | Alder Optomechanical Corp. | Alder | HBL-200S-TD-cSTR-T6WD30C8 | Indoor Luminaires | High-Bay | High-Bay Luminaires for Commercial and Industrial Buildings | Standard | FALSE | [9 empty] | 42171 |  |  | NotYetVerified | Only qualified pointing straight down | 3 | 25962 | 130.7 | 198.6 | 5.23 | 0.9956 | 5173 | 84
PAJ6KM7A | SEEKING LED-LIGHTING LIMITED | SEEKING | XJ-HBA100W (5000K) | Indoor Luminaires | High-Bay | High-Bay Luminaires for Commercial and Industrial Buildings | Standard | FALSE | [9 empty] | 42171 |  |  | NotYetVerified |  | 3 | 11485.43 | 112.05 | 102.5 | 12 | 0.939 | 5073 | 81.7
PF8ZM17H | Shenzhen Best Bright Technology Co. Limited | Artex | 92068 | Indoor Luminaires | High-Bay | High-Bay Luminaires for Commercial and Industrial Buildings | Standard | TRUE | 25498 | 106.24 | 240 |  |  | 5164 | 71.9 | 5 | 50000 | 42171 | Not Dimmable | Not Dimmable | NotYetVerified |  | 3 | 23750 | 95 | 250 | 20 | 0.98 | 5000
PMG7KDGY | Luminlite LLC | LuminLite | VEDHB24149FA30MVW | Indoor Luminaires | High-Bay | High-Bay Luminaires for Commercial and Industrial Buildings | Standard | TRUE | 15990 | 107.5 | 148.72 | 14.701 | 0.9751 | 3120 | 82.51 | 5 |  | 42170 |  |  | NotYetVerified |  | 3 | 16000 | 107 | 149 | 20 | 0.9 | 3000 | 82
PR275BR8 | Luminlite LLC | LuminLite | VED473FA30MVW | Indoor Luminaires | High-Bay | Low-Bay Luminaires for Commercial and Industrial Buildings | Standard | TRUE | 7529 | 101.3 | 74.34 | 14.581 | 0.975 | 3124 | 82.62 | 5 |  | 42170 |  |  | NotYetVerified |  | 3 | 7500 | 101 | 73 | 20 | 0.9 | 3000 | 83
P4VJV9M4 | Dongbu Lightec | LumiDas Linear Highbay | SLH200-UM-24-ND | Indoor Luminaires | High-Bay | High-Bay Luminaires for Commercial and Industrial Buildings | Standard | TRUE | 24036.59 | 118.52 | 202.8 | 8.227 | 0.972 | 4022.2 | 82.9 | 5 | 35000 | 42170 |  |  | NotYetVerified |  | 3 | 24000 | 120 | 200 | 20 | 0.9 | 4000 | 80
PWP47AGP | Luminlite LLC | LuminLite | VEDHB24180FA30MVW | Indoor Luminaires | High-Bay | High-Bay Luminaires for Commercial and Industrial Buildings | Standard | TRUE | 18227 | 101.5 | 179.43 | 12.086 | 0.967 | 3066 | 83.3 | 5 |  | 42170 |  |  | NotYetVerified |  | 3 | 18200 | 101 | 180 | 20 | 0.9 | 3000 | 82
P78VJ8PT | Luminlite LLC | LuminLite | VED452FA35MVW | Indoor Luminaires | High-Bay | Low-Bay Luminaires for Commercial and Industrial Buildings | Standard | TRUE | 5402 | 103.1 | 52.394 | 15.256 | 0.9669 | 3468 | 82.95 | 5 |  | 42170 |  |  | NotYetVerified |  | 3 | 5400 | 103 | 53 | 20 | 0.9 | 3500 | 82
P83ERJPD | Luminlite LLC | LuminLite | VED478FA30MVW | Indoor Luminaires | High-Bay | Low-Bay Luminaires for Commercial and Industrial Buildings | Standard | TRUE | 6619 | 86.3 | 76.67 | 9.502 | 0.9667 | 3088 | 83.72 | 5 |  | 42170 |  |  | NotYetVerified |  | 3 | 6619 | 86.3 | 76.67 | 6.5148 | 0.9969 | 3000 | 83.72
PUEP8EV2J | Lumingen Technologies Ltd. | Lumingen Technologies | LMG-HB-0130 [120V-230V] | Indoor Luminaires | High-Bay | High-Bay Luminaires for Commercial and Industrial Buildings | Standard | TRUE | 11360 | 83.34 | 136.3 | 10.95 | 0.955 | 5184 | 75.5 | 5 | 35000 | 42170 |  |  | NotYetVerified |  | 3 | 11360 | 83.34 | 136.3 |  |  | 5000 | 75
PYRDVUQZ | DECO Lighting | DECO Lighting | DHL-LED-300-30-UNV | Indoor Luminaires | High-Bay | High-Bay Luminaires for Commercial and Industrial Buildings | Standard | TRUE | 26344.2 | 96.5 | 282.4 | 9.72 | 0.9491 | 3094 | 73.5 | 5 | 50000 | 42170 |  |  | NotYetVerified |  | 3 | 26344 |  | 272.9 | 20 | 0.95 | 3000 | 73.5
PAG6RTJ6 | Luminlite LLC | LuminLite | VEDHB24151FA40MVW | Indoor Luminaires | High-Bay | High-Bay Luminaires for Commercial and Industrial Buildings | Standard | TRUE | 13860 | 91.8 | 151 | 10.52 | 0.948 | 3950 | 85.71 |  |  | 42170 |  |  | NotYetVerified |  | 3 | 13860 | 91.8 | 151 | 10.52 | 0.948 | 4000 | 85.74
P2S76GXD | DECO Lighting | DECO Lighting | DHL-LED-240-30-UNV | Indoor Luminaires | High-Bay | High-Bay Luminaires for Commercial and Industrial Buildings | Standard | TRUE | 22529.3 | 95.1 | 237 | 9.58 | 0.936 | 3078 | 73.4 | 5 | 50000 | 42170 |  |  | NotYetVerified |  | 3 | 22529 | 95.1 | 237 | 20 | 0.95 | 3000 | 73.4
PM6F23VV | DECO Lighting | DECO Lighting | DHL-LED-200-30-UNV | Indoor Luminaires | High-Bay | High-Bay Luminaires for Commercial and Industrial Buildings | Standard | TRUE | 18497.1 | 95.3 | 194.1 | 10.03 | 0.935 | 3118 | 73.4 | 5 | 50000 | 42170 |  |  | NotYetVerified |  | 3 | 18497 |  | 194.1 | 20 | 0.95 | 3000 | 73.4
PN6C4A1E | Luminlite LLC | LuminLite | VEDV478FA40MVW | Indoor Luminaires | High-Bay | Low-Bay Luminaires for Commercial and Industrial Buildings | Standard | TRUE | 8110 | 96.79 | 83.792 | 19.261 | 0.9167 | 4110 | 82.76 | 5 | 35000 | 42170 |  |  | NotYetVerified |  | 3 | 8100 | 95 | 84 |  | 0.9 | 4000 | 82
PH8QFJU1 | Luminlite LLC | LuminLite | VEDV478FD40MVW | Indoor Luminaires | High-Bay | Low-Bay Luminaires for Commercial and Industrial Buildings | Standard | TRUE | 8710 | 103.82 | 83.892 | 19.26 | 0.9167 | 4091 | 82.51 | 5 | 35000 | 42170 |  |  | NotYetVerified |  | 3 | 8700 | 103 | 84 |  | 0.9 | 4000 | 82
P5BXX9BV | DECO Lighting | DECO Lighting | DHL-LED-150-30-UNV | Indoor Luminaires | High-Bay | High-Bay Luminaires for Commercial and Industrial Buildings | Standard | TRUE | 14792.7 | 96.5 | 155.4 | 14.05 | 0.915 | 3094 | 73.5 | 5 | 50000 | 42170 |  |  | NotYetVerified |  | 3 | 14793 | 96.5 | 153.3 | 20 | 0.95 | 3000 | 73.5
PJ2XBQHM | Luminlite LLC | LuminLite | VEDV473FA40MVW | Indoor Luminaires | High-Bay | Low-Bay Luminaires for Commercial and Industrial Buildings | Standard | TRUE | 7355 | 91.8 | 80.089 | 18.286 | 0.9091 | 4026 | 83.4 | 5 | 35000 | 42170 |  |  | NotYetVerified | x | 3 | 7355 |  | 80 |  | 0.9 | 4000
PK5B9KQ8 | DECO Lighting | DECO Lighting | DHL-LED-120-30-UNV | Indoor Luminaires | High-Bay | High-Bay Luminaires for Commercial and Industrial Buildings | Standard | TRUE | 11037.5 | 94.9 | 116.3 | 15.98 | 0.9067 | 3088 | 73.4 | 5 | 50000 | 42170 |  |  | NotYetVerified |  | 3 | 11037 | 94.9 | 116.3 | 20 | 0.95 | 3000 | 73.4
PDBBTYJ2 | Luminlite LLC | LuminLite | VED478FA50MVW | Indoor Luminaires | High-Bay | Low-Bay Luminaires for Commercial and Industrial Buildings | Standard | FALSE | [9 empty] | 42170 |  |  | NotYetVerified |  | 3 | 7163 | 92.5 | 77.468 | 6.47 | 0.997 | 5000 | 84.4
P7NVVQP4 | Luminlite LLC | LuminLite | VED473FA50MVW | Indoor Luminaires | High-Bay | Low-Bay Luminaires for Commercial and Industrial Buildings | Standard | FALSE | [9 empty] | 42170 |  |  | NotYetVerified |  | 3 | 7800 | 106 | 73 | 20 | 0.9 | 5000 | 83
P4S6N1HA | Luminlite LLC | LuminLite | VEDHB24180FA50MVW | Indoor Luminaires | High-Bay | High-Bay Luminaires for Commercial and Industrial Buildings | Standard | FALSE | [9 empty] | 42170 |  |  | NotYetVerified |  | 3 | 21000 | 116 | 180 | 20 | 0.9 | 5000 | 82
PGB6VWE3 | Luminlite LLC | LuminLite | VEDHB24149FA50MVW | Indoor Luminaires | High-Bay | High-Bay Luminaires for Commercial and Industrial Buildings | Standard | FALSE | [9 empty] | 42170 |  |  | NotYetVerified |  | 3 | 16750 | 113 | 149 | 20 | 0.9 | 5000 | 82
PRVDY1CM | Luminlite LLC | LuminLite | VED452FA50MVW | Indoor Luminaires | High-Bay | Low-Bay Luminaires for Commercial and Industrial Buildings | Standard | FALSE | [9 empty] | 42170 |  |  | NotYetVerified |  | 3 | 5700 | 109 | 53 | 20 | 0.9 | 5000 | 82
P2D7WENY | Luminlite LLC | LuminLite | VEDV473FD40MVW | Indoor Luminaires | High-Bay | Low-Bay Luminaires for Commercial and Industrial Buildings | Standard | FALSE | [9 empty] | 42170 |  |  | NotYetVerified | x | 3 | 7894 | 80.135 | 98.5 |  |  | 4040 | 83.5
PCC6BM5P | Luminlite LLC | LuminLite | VEDHB24151FA40MVW | Indoor Luminaires | High-Bay | High-Bay Luminaires for Commercial and Industrial Buildings | Standard | FALSE | [9 empty] | 42170 |  |  | NotYetVerified |  | 3 | 13860 | 91.8 | 151 | 20 | 0.9 | 4000 | 85
PPNYYQF9 | Luminlite LLC | LuminLite | VED473FA40MVW | Indoor Luminaires | High-Bay | Low-Bay Luminaires for Commercial and Industrial Buildings | Standard | FALSE | [9 empty] | 42170 |  |  | NotYetVerified |  | 3 | 7700 | 105 | 73 | 20 | 0.9 | 4000 | 83
PR55F1JJ | Luminlite LLC | LuminLite | VEDHB24180FA40MVW | Indoor Luminaires | High-Bay | High-Bay Luminaires for Commercial and Industrial Buildings | Standard | FALSE | [9 empty] | 42170 |  |  | NotYetVerified |  | 3 | 20000 | 111 | 180 | 20 | 0.9 | 4000 | 82
PSUDHK8W | Luminlite LLC | LuminLite | VEDHB24149FA40MVW | Indoor Luminaires | High-Bay | High-Bay Luminaires for Commercial and Industrial Buildings | Standard | FALSE | [9 empty] | 42170 |  |  | NotYetVerified |  | 3 | 16500 | 111 | 149 | 20 | 0.9 | 4000 | 82
PSY2DEY8 | Luminlite LLC | LuminLite | VED478FA40MVW | Indoor Luminaires | High-Bay | Low-Bay Luminaires for Commercial and Industrial Buildings | Standard | FALSE | [9 empty] | 42170 |  |  | NotYetVerified |  | 3 | 7000 | 90 | 77 | 20 | 0.9 | 4000 | 82
PUQCF2KN | Luminlite LLC | LuminLite | VED452FA40MVW | Indoor Luminaires | High-Bay | Low-Bay Luminaires for Commercial and Industrial Buildings | Standard | FALSE | [9 empty] | 42170 |  |  | NotYetVerified |  | 3 | 5500 | 106 | 53 | 20 | 0.9 | 4000 | 82
PFR3Y9PQ | Luminlite LLC | LuminLite | VED473FA35MVW | Indoor Luminaires | High-Bay | Low-Bay Luminaires for Commercial and Industrial Buildings | Standard | FALSE | [9 empty] | 42170 |  |  | NotYetVerified |  | 3 | 7600 | 103 | 73 | 20 | 0.9 | 3500 | 83
P51MNK98 | Luminlite LLC | LuminLite | VEDHB24180FA35MVW | Indoor Luminaires | High-Bay | High-Bay Luminaires for Commercial and Industrial Buildings | Standard | FALSE | [9 empty] | 42170 |  |  | NotYetVerified |  | 3 | 19100 | 106 | 180 | 20 | 0.9 | 3500 | 82
PDQJBCTF | Luminlite LLC | LuminLite | VEDHB24149FA35MVW | Indoor Luminaires | High-Bay | High-Bay Luminaires for Commercial and Industrial Buildings | Standard | FALSE | [9 empty] | 42170 |  |  | NotYetVerified |  | 3 | 16250 | 109 | 149 | 20 | 0.9 | 3500 | 82
PEAZTC5G | Luminlite LLC | LuminLite | VED478FA35MVW | Indoor Luminaires | High-Bay | Low-Bay Luminaires for Commercial and Industrial Buildings | Standard | FALSE | [9 empty] | 42170 |  |  | NotYetVerified |  | 3 | 6800 | 88 | 77 | 20 | 0.9 | 3500 | 82
P91P82Z7 | Dongbu Lightec | LumiDas Linear Highbay | SLH200-UM-24-DD | Indoor Luminaires | High-Bay | High-Bay Luminaires for Commercial and Industrial Buildings | Standard | FALSE | [9 empty] | 42170 |  |  | NotYetVerified |  | 3 | 24000 | 120 | 200 | 20 | 0.9 | 5000 | 80
PA9PK8RS | DECO Lighting | DECO Lighting | DHL-LED-120-40-UNV | Indoor Luminaires | High-Bay | High-Bay Luminaires for Commercial and Industrial Buildings | Standard | FALSE | [9 empty] | 42170 |  |  | NotYetVerified |  | 3 | 12373.6 | 106.7 | 115.9 | 20 | 0.95 | 5000 | 76.8
PTVDM67R | DECO Lighting | DECO Lighting | DHL-LED-150-50-UNV | Indoor Luminaires | High-Bay | High-Bay Luminaires for Commercial and Industrial Buildings | Standard | FALSE | [9 empty] | 42170 |  |  | NotYetVerified |  | 3 | 16985.8 | 108.6 | 156.5 | 20 | 0.95 | 5000 | 75.4
PFS6FRAA | DECO Lighting | DECO Lighting | DHL-LED-240-50-UNV | Indoor Luminaires | High-Bay | High-Bay Luminaires for Commercial and Industrial Buildings | Standard | FALSE | [9 empty] | 42170 |  |  | NotYetVerified |  | 3 | 25526 | 107.7 | 237.1 | 20 | 0.95 | 5000 | 77.9
PDG6PCJ5 | DECO Lighting | DECO Lighting | DHL-LED-150-40-UNV | Indoor Luminaires | High-Bay | High-Bay Luminaires for Commercial and Industrial Buildings | Standard | FALSE | [9 empty] | 42170 |  |  | NotYetVerified |  | 3 | 16236.8 | 103.6 | 156.7 | 20 | 0.95 | 4000 | 75.5
PXFHNFXN | DECO Lighting | DECO Lighting | DHL-LED-120-50-UNV | Indoor Luminaires | High-Bay | High-Bay Luminaires for Commercial and Industrial Buildings | Standard | FALSE | [9 empty] | 42170 |  |  | NotYetVerified |  | 3 | 11859 | 102.3 | 115.9 | 20 | 0.95 | 4000 | 74.8
PVEAJ16U | DECO Lighting | DECO Lighting | DHL-LED-240-40-UNV | Indoor Luminaires | High-Bay | High-Bay Luminaires for Commercial and Industrial Buildings | Standard | FALSE | [9 empty] | 42170 |  |  | NotYetVerified |  | 3 | 24765.6 | 104.9 | 236.2 | 20 | 0.95 | 4000 | 75.9
PNMKGKGQ | VL Lighting Solutions | Valuelight | LHBF-2X4-320L-40K-347-CL | Indoor Luminaires | High-Bay | High-Bay Luminaires for Commercial and Industrial Buildings | Standard | TRUE | 31329 | 98.2 | 318.9 | 14.53 | 0.988 | 4067 | 83.32 | 7 |  | 42167 |  |  | NotYetVerified |  | 3 | 31329 | 98.2 | 318.9 |  | 0.988 | 4085 | 83.14
PEM2MNNR | VL Lighting Solutions | Valuelight | LHBF-2X2-160L-40K-347-CL | Indoor Luminaires | High-Bay | High-Bay Luminaires for Commercial and Industrial Buildings | Standard | TRUE | 15661 | 100.2 | 156.33 | 14.53 | 0.9869 | 4067 | 83.32 | 7 |  | 42167 |  |  | NotYetVerified |  | 3 | 15661 | 100.2 | 156.33 | 14.53 | 0.9869 | 4067 | 83.32
PYH1Y69C | VL Lighting Solutions | Valuelight | LHBF-1X2-80L-40K-347-CL | Indoor Luminaires | High-Bay | Low-Bay Luminaires for Commercial and Industrial Buildings | Standard | TRUE | 7757 | 100.3 | 77.37 | 15.81 | 0.9865 | 4083 | 83.35 | 7 |  | 42167 |  |  | NotYetVerified |  | 3 | 7757 | 100.3 | 77.37 | 15.81 | 0.9865 | 4083 | 83.35
P88UZUDC | WAI CHI OPTO TECHNOLOGY LTD. | WAICHI | LLHA05-S060(P) (4000K) [Straight down only] | Indoor Luminaires | High-Bay | Low-Bay Luminaires for Commercial and Industrial Buildings | Standard | TRUE | 7696.68 | 118.23 | 65.1 | 10.6 | 0.949 | 3962 | 84.3 | 5 | 60000 | 42167 |  |  | NotYetVerified |  | 3 | 7700 | 128 | 60 |  |  | 4000 | 80
PAGX9HQ1 | WAI CHI OPTO TECHNOLOGY LTD. | WAICHI | LLHA05-S120(G) (4000K) [Straight down only] | Indoor Luminaires | High-Bay | High-Bay Luminaires for Commercial and Industrial Buildings | Standard | TRUE | 13667.09 | 117.11 | 116.7 | 11.2 | 0.939 | 3963 | 83.6 | 5 | 60000 | 42167 |  |  | NotYetVerified |  | 3 | 13650 | 114 | 120 |  |  | 4000 | 80
PKGGBTBM | Seity Light (Zhong Shan) Co. Ltd | Seity | 502 303-2 | Indoor Luminaires | High-Bay | High-Bay Luminaires for Commercial and Industrial Buildings | Standard | TRUE | 21558.93 | 96.81 | 222.7 | 11.88 | 0.887 | 4957 | 81.7 | 5 | 50000 | 42167 |  |  | NotYetVerified |  | 3 | 21558.93 | 96.81 | 222.7 | 5.51 | 0.995 | 4957 | 81.7
PMVKEYJE | Seity Light (Zhong Shan) Co. Ltd | Seity | 502 305-1 | Indoor Luminaires | High-Bay | Low-Bay Luminaires for Commercial and Industrial Buildings | Standard | TRUE | 5652.1 | 101.66 | 55.6 | 13.01 | 0.884 | 4958 | 82.2 | 5 | 50000 | 42167 |  |  | NotYetVerified |  | 3 | 5652.1 | 101.66 | 55.6 | 7.16 | 0.994 | 4958 | 82.2
PPECKM26 | Seity Light (Zhong Shan) Co. Ltd | Seity | 502 303-1 | Indoor Luminaires | High-Bay | High-Bay Luminaires for Commercial and Industrial Buildings | Standard | TRUE | 15488.44 | 92.8 | 166.9 | 13.59 | 0.881 | 4893 | 82.8 | 5 | 50000 | 42167 |  |  | NotYetVerified |  | 3 | 15488.44 | 92.8 | 166.9 | 5.07 | 0.997 | 4893 | 82.8
PB6H4ACR | Seity Light (Zhong Shan) Co. Ltd | Seity | 502 304-1 | Indoor Luminaires | High-Bay | High-Bay Luminaires for Commercial and Industrial Buildings | Standard | TRUE | 16583.56 | 100.02 | 165.8 | 13.06 | 0.881 | 5054 | 82.2 | 5 | 50000 | 42167 |  |  | NotYetVerified |  | 3 | 16583.56 | 100.02 | 165.8 | 6.22 | 0.993 | 5054 | 82.2
P4FH5WBUQ | Seity Light (Zhong Shan) Co. Ltd |  | 502 306-1 | Indoor Luminaires | High-Bay | High-Bay Luminaires for Commercial and Industrial Buildings | Standard | TRUE | 16135.64 | 95.23 | 169.44 | 12.05 | 0.875 | 4881 | 74.3 | 5 | 50000 | 42167 |  |  | NotYetVerified |  | 3 | 16135.64 | 95.23 | 169.44 | 5.2 | 0.993 | 4881 | 74.3
PAHY78JA | VL Lighting Solutions | Valuelight | LHBF-1X2-80L-50K-UNV-CL | Indoor Luminaires | High-Bay | Low-Bay Luminaires for Commercial and Industrial Buildings | Standard | FALSE | [9 empty] | 42167 |  |  | NotYetVerified |  | 3 | 8160 | 106.6 | 76.56 | 10.5 | 0.9452 | 5201 | 82.43
PWGNEG1G | VL Lighting Solutions | Valuelight | LHBF-2X4-320L-50K-UNV | Indoor Luminaires | High-Bay | High-Bay Luminaires for Commercial and Industrial Buildings | Standard | FALSE | [9 empty] | 42167 |  |  | NotYetVerified |  | 3 | 34242.246 | 108.4068 | 315.8681 |  |  | 5201 | 82.43
PMXC4NYN | VL Lighting Solutions | Valuelight | LHBF-2X4-320L-50K-347 | Indoor Luminaires | High-Bay | High-Bay Luminaires for Commercial and Industrial Buildings | Standard | FALSE | [9 empty] | 42167 |  |  | NotYetVerified |  | 3 | 34236.81 | 107.2548 | 319.21 |  |  | 5201 | 82.43
P8BHA2JJ | VL Lighting Solutions | Valuelight | LHBF-2X4-320L-50K-UNV-CL | Indoor Luminaires | High-Bay | High-Bay Luminaires for Commercial and Industrial Buildings | Standard | FALSE | [9 empty] | 42167 |  |  | NotYetVerified |  | 3 | 32934.54 | 104.3681 | 315.5614 |  |  | 5201 | 82.43
P4XQQFZD | VL Lighting Solutions | Valuelight | LHBF-2X4-320L-50K-347-CL | Indoor Luminaires | High-Bay | High-Bay Luminaires for Commercial and Industrial Buildings | Standard | FALSE | [9 empty] | 42167 |  |  | NotYetVerified |  | 3 | 32929.31 | 103.2591 | 318.9 |  |  | 5201 | 82.43
PM4J17WP | VL Lighting Solutions | Valuelight | LHBF-1X4-160L-50K-UNV | Indoor Luminaires | High-Bay | High-Bay Luminaires for Commercial and Industrial Buildings | Standard | FALSE | [9 empty] | 42167 |  |  | NotYetVerified |  | 3 | 17229.361 | 111.0562 | 155.1409 |  |  | 5201 | 82.43
PN4PDKXH | VL Lighting Solutions | Valuelight | LHBF-1X4-160L-50K-347 | Indoor Luminaires | High-Bay | High-Bay Luminaires for Commercial and Industrial Buildings | Standard | FALSE | [9 empty] | 42167 |  |  | NotYetVerified |  | 3 | 17226.625 | 109.8761 | 156.7823 |  |  | 5201 | 82.43
P4NBVW4W | VL Lighting Solutions | Valuelight | LHBF-2X2-160L-50K-UNV | Indoor Luminaires | High-Bay | High-Bay Luminaires for Commercial and Industrial Buildings | Standard | FALSE | [9 empty] | 42167 |  |  | NotYetVerified |  | 3 | 17127.986 | 110.6147 | 154.8437 |  |  | 5201 | 82.43
PBHA1S8N | VL Lighting Solutions | Valuelight | LHBF-2X2-160L-50K-347 | Indoor Luminaires | High-Bay | High-Bay Luminaires for Commercial and Industrial Buildings | Standard | FALSE | [9 empty] | 42167 |  |  | NotYetVerified |  | 3 | 17125.266 | 109.4392 | 156.482 |  |  | 5201 | 82.43
PCBSBDSR | VL Lighting Solutions | Valuelight | LHBF-1X4-160L-50K-UNV-CL | Indoor Luminaires | High-Bay | High-Bay Luminaires for Commercial and Industrial Buildings | Standard | FALSE | [9 empty] | 42167 |  |  | NotYetVerified |  | 3 | 16571.375 | 106.9188 | 154.9902 |  |  | 5201 | 82.43
PTWVBAKZ | VL Lighting Solutions | Valuelight | LHBF-1X4-160L-50K-347-CL | Indoor Luminaires | High-Bay | High-Bay Luminaires for Commercial and Industrial Buildings | Standard | FALSE | [9 empty] | 42167 |  |  | NotYetVerified |  | 3 | 16568.742 | 105.7827 | 156.63 |  |  | 5201 | 82.43
P8A7DYTQ | VL Lighting Solutions | Valuelight | LHBF-2X2-160L-50K-UNV-CL | Indoor Luminaires | High-Bay | High-Bay Luminaires for Commercial and Industrial Buildings | Standard | FALSE | [9 empty] | 42167 |  |  | NotYetVerified |  | 3 | 16473.871 | 106.4937 | 154.6934 |  |  | 5201 | 82.43
PB2PKXGY | VL Lighting Solutions | Valuelight | LHBF-2X2-160L-50K-347-CL | Indoor Luminaires | High-Bay | High-Bay Luminaires for Commercial and Industrial Buildings | Standard | FALSE | [9 empty] | 42167 |  |  | NotYetVerified |  | 3 | 16471.254 | 105.3621 | 156.33 |  |  | 5201 | 82.43
PSHQ7RFD | VL Lighting Solutions | Valuelight | LHBF-1X2-80L-50K-UNV | Indoor Luminaires | High-Bay | Low-Bay Luminaires for Commercial and Industrial Buildings | Standard | FALSE | [9 empty] | 42167 |  |  | NotYetVerified |  | 3 | 8485.351 | 110.725 | 76.6344 |  |  | 5201 | 82.43
P8PF7DAM | VL Lighting Solutions | Valuelight | LHBF-1X2-80L-50K-347 | Indoor Luminaires | High-Bay | Low-Bay Luminaires for Commercial and Industrial Buildings | Standard | FALSE | [9 empty] | 42167 |  |  | NotYetVerified |  | 3 | 8484.003 | 109.5485 | 77.4452 |  |  | 5201 | 82.43
P6TTS8J5 | VL Lighting Solutions | Valuelight | LHBF-1X2-80L-50K-347-CL | Indoor Luminaires | High-Bay | Low-Bay Luminaires for Commercial and Industrial Buildings | Standard | FALSE | [9 empty] | 42167 |  |  | NotYetVerified |  | 3 | 8160 | 105.4672 | 77.37 |  |  | 5201 | 82.43
PQN7Q8H4 | VL Lighting Solutions | Valuelight | LHBF-1X4-160L-40K-347-CL | Indoor Luminaires | High-Bay | High-Bay Luminaires for Commercial and Industrial Buildings | Standard | FALSE | [9 empty] | 42167 |  |  | NotYetVerified |  | 3 | 15757 | 100.6 | 156.63 | 14.28 | 0.9856 | 4085 | 83.14
PRGVBD7V | VL Lighting Solutions | Valuelight | LHBF-2X4-320L-40K-UNV | Indoor Luminaires | High-Bay | High-Bay Luminaires for Commercial and Industrial Buildings | Standard | FALSE | [9 empty] | 42167 |  |  | NotYetVerified |  | 3 | 32564.592 | 103.0955 | 315.8681 |  |  | 4085 | 83.14
PCTZWFVN | VL Lighting Solutions | Valuelight | LHBF-2X4-320L-40K-UNV-CL | Indoor Luminaires | High-Bay | High-Bay Luminaires for Commercial and Industrial Buildings | Standard | FALSE | [9 empty] | 42167 |  |  | NotYetVerified |  | 3 | 31320.953 | 99.2547 | 315.5614 |  |  | 4085 | 83.14
P72QSA34 | VL Lighting Solutions | Valuelight | LHBF-1X4-160L-40K-UNV | Indoor Luminaires | High-Bay | High-Bay Luminaires for Commercial and Industrial Buildings | Standard | FALSE | [9 empty] | 42167 |  |  | NotYetVerified |  | 3 | 16385.23 | 105.6152 | 155.1409 |  |  | 4085 | 83.14
PGN1Z3US | VL Lighting Solutions | Valuelight | LHBF-2X2-160L-40K-UNV | Indoor Luminaires | High-Bay | High-Bay Luminaires for Commercial and Industrial Buildings | Standard | FALSE | [9 empty] | 42167 |  |  | NotYetVerified |  | 3 | 16288.822 | 105.1952 | 154.8437 |  |  | 4085 | 83.14
PE8ZTFTG | VL Lighting Solutions | Valuelight | LHBF-1X4-160L-40K-UNV-CL | Indoor Luminaires | High-Bay | High-Bay Luminaires for Commercial and Industrial Buildings | Standard | FALSE | [9 empty] | 42167 |  |  | NotYetVerified |  | 3 | 15759.48 | 101.6805 | 154.9902 |  |  | 4085 | 83.14
PPRBXXBU | VL Lighting Solutions | Valuelight | LHBF-2X2-160L-40K-UNV-CL | Indoor Luminaires | High-Bay | High-Bay Luminaires for Commercial and Industrial Buildings | Standard | FALSE | [9 empty] | 42167 |  |  | NotYetVerified |  | 3 | 15666.754 | 101.2762 | 154.6934 |  |  | 4085 | 83.14
PTKXF5WC | VL Lighting Solutions | Valuelight | LHBF-1X2-80L-40K-UNV | Indoor Luminaires | High-Bay | Low-Bay Luminaires for Commercial and Industrial Buildings | Standard | FALSE | [9 empty] | 42167 |  |  | NotYetVerified |  | 3 | 8069.621 | 105.3002 | 76.6344 |  |  | 4085 | 83.14
PHZY2PV4 | VL Lighting Solutions | Valuelight | LHBF-1X2-80L-40K-UNV-CL | Indoor Luminaires | High-Bay | Low-Bay Luminaires for Commercial and Industrial Buildings | Standard | FALSE | [9 empty] | 42167 |  |  | NotYetVerified |  | 3 | 7761.4434 | 101.3773 | 76.56 |  |  | 4085 | 83.14
PZZEK7ZZ | VL Lighting Solutions | Valuelight | LHBF-2X4-320L-40K-347 | Indoor Luminaires | High-Bay | High-Bay Luminaires for Commercial and Industrial Buildings | Standard | FALSE | [9 empty] | 42167 |  |  | NotYetVerified |  | 3 | 32571 | 102 | 319.21 |  | 0.988 | 4083 | 83.35
PWUDMBF4 | VL Lighting Solutions | Valuelight | LHBF-1X4-160L-40K-347 | Indoor Luminaires | High-Bay | High-Bay Luminaires for Commercial and Industrial Buildings | Standard | FALSE | [9 empty] | 42167 |  |  | NotYetVerified |  | 3 | 16382.629 | 104.4929 | 156.7823 |  |  | 4083 | 83.35
P3J4QCVM | VL Lighting Solutions | Valuelight | LHBF-2X2-160L-40K-347 | Indoor Luminaires | High-Bay | High-Bay Luminaires for Commercial and Industrial Buildings | Standard | FALSE | [9 empty] | 42167 |  |  | NotYetVerified |  | 3 | 16286.235 | 104.0774 | 156.482 |  |  | 4083 | 83.35
PVY5UMZJ | VL Lighting Solutions | Valuelight | LHBF-1X2-80L-40K-347 | Indoor Luminaires | High-Bay | Low-Bay Luminaires for Commercial and Industrial Buildings | Standard | FALSE | [9 empty] | 42167 |  |  | NotYetVerified |  | 3 | 8068.34 | 104.1813 | 77.4452 |  |  | 4083 | 83.35
P1VZAVWQ | WAI CHI OPTO TECHNOLOGY LTD. | WAICHI | LLHA05-S120(G) (5000K) [Straight down only] | Indoor Luminaires | High-Bay | High-Bay Luminaires for Commercial and Industrial Buildings | Standard | FALSE | [9 empty] | 42167 |  |  | NotYetVerified |  | 3 | 13850 | 115 | 120 |  |  | 5000 | 80
P75T1VBA | WAI CHI OPTO TECHNOLOGY LTD. | WAICHI | LLHA05-S060(P) (5000K) [Straight down only] | Indoor Luminaires | High-Bay | Low-Bay Luminaires for Commercial and Industrial Buildings | Standard | FALSE | [9 empty] | 42167 |  |  | NotYetVerified |  | 3 | 7800 | 130 | 60 |  |  | 5000 | 80
PMPW99S6 | LEDtronics Inc. | Ledtronics | HBL003DL-300W-XPW-101N | Indoor Luminaires | High-Bay | High-Bay Luminaires for Commercial and Industrial Buildings | Standard | TRUE | 23586.72 | 79.31 | 297.39 | 5.84 | 0.9622 | 5226 | 78.2 | 5 | 50000 | 42166 |  |  | NotYetVerified |  | 3 | 23586.7 | 80 | 300 | 5.8 | 0.95 | 5000 | 78
P9TB9NXM | LEDtronics Inc. | Ledtronics | HBL003DL-240W-XPW-101N | Indoor Luminaires | High-Bay | High-Bay Luminaires for Commercial and Industrial Buildings | Standard | TRUE | 18763.87 | 78.66 | 238 | 11.52 | 0.95 | 5298 | 78.4 | 5 | 35000 | 42166 |  |  | NotYetVerified |  | 3 | 18763.87 | 78.66 | 238 | 11.5 | 0.95 | 5000 | 78
PYM84GMU | LEDtronics Inc. | Ledtronics | HBL003DL-200W-XPW-101W | Indoor Luminaires | High-Bay | High-Bay Luminaires for Commercial and Industrial Buildings | Standard | TRUE | 16236.93 | 81.246 | 199.85 | 14.9 | 0.927 | 5030 | 74.7 | 5 | 35000 | 42166 |  |  | NotYetVerified |  | 3 |  | 85 | 200 |  | 0.95 | 5000 | 75
P5KYMUFC | LEDtronics Inc. | Ledtronics | HBL003DL-120W-XPW-101W | Indoor Luminaires | High-Bay | High-Bay Luminaires for Commercial and Industrial Buildings | Standard | TRUE | 10813.38 | 91.26 | 118.49 | 14.9 | 0.927 | 4985 | 74.9 | 5 | 35000 | 42166 |  |  | NotYetVerified |  | 3 |  | 85 | 120 |  | 0.95 | 5000 | 75
PXR5T93K | CIXI YUANHUI LIGHTING ELECTRIC CO.LTD | YUANHUI | HP4F150V2X(2700K) | Indoor Luminaires | High-Bay | High-Bay Luminaires for Commercial and Industrial Buildings | Standard | TRUE | 15749 | 98.86 | 159.3 | 15.58 | 0.9054 | 2769 | 84.9 | 5 | 50000 | 42166 |  |  | NotYetVerified |  | 3 | 15922 | 99.39 | 160.2 | 15.58 | 0.9054 | 2700 | 84.9
PSJV11K7 | LEDtronics Inc. | Ledtronics | HBL003DL-100W-XPW-101N | Indoor Luminaires | High-Bay | High-Bay Luminaires for Commercial and Industrial Buildings | Standard | TRUE | 9061.25 | 89.11 | 101.69 | 7.19 | 0.9013 | 5298 | 71.6 | 5 | 35000 | 42166 |  |  | NotYetVerified |  | 3 | 9061.25 | 89.11 | 101.7 | 8 | 0.9 | 5000 | 72
P4GRB838 | Seity Light (Zhong Shan) Co. Ltd | Seity | 502 306-2 | Indoor Luminaires | High-Bay | High-Bay Luminaires for Commercial and Industrial Buildings | Standard | TRUE | 20802.75 | 94.83 | 219.36 | 11.98 | 0.884 | 4863 | 82.4 | 5 | 50000 | 42166 |  |  | NotYetVerified |  | 3
PZFB8KJG | CIXI YUANHUI LIGHTING ELECTRIC CO.LTD | YUANHUI | HP4F150V2X(5700K) | Indoor Luminaires | High-Bay | High-Bay Luminaires for Commercial and Industrial Buildings | Standard | FALSE | [9 empty] | 42166 |  |  | NotYetVerified |  | 3 | 17188 | 106.23 | 161.8 | 15.58 | 0.9046 | 5700 | 84.9
PSKNKY8U | CIXI YUANHUI LIGHTING ELECTRIC CO.LTD | YUANHUI | HP4F150V2X(5000K) | Indoor Luminaires | High-Bay | High-Bay Luminaires for Commercial and Industrial Buildings | Standard | FALSE | [9 empty] | 42166 |  |  | NotYetVerified |  | 3 | 15922 | 99.39 | 160.2 | 15.58 | 0.9054 | 5000 | 84.9
PKFH5HPV | CIXI YUANHUI LIGHTING ELECTRIC CO.LTD | YUANHUI | HP4F150V2X(4500K) | Indoor Luminaires | High-Bay | High-Bay Luminaires for Commercial and Industrial Buildings | Standard | FALSE | [9 empty] | 42166 |  |  | NotYetVerified |  | 3 | 15922 | 99.39 | 160.2 | 15.58 | 0.9054 | 4500 | 84.9
P59FE8ZG | CIXI YUANHUI LIGHTING ELECTRIC CO.LTD | YUANHUI | HP4F150V2X(4000K) | Indoor Luminaires | High-Bay | High-Bay Luminaires for Commercial and Industrial Buildings | Standard | FALSE | [9 empty] | 42166 |  |  | NotYetVerified |  | 3 | 15922 | 99.39 | 160.2 | 15.58 | 0.9054 | 4000 | 84.9
PAY3CN65 | CIXI YUANHUI LIGHTING ELECTRIC CO.LTD | YUANHUI | HP4F150V2X(3500K) | Indoor Luminaires | High-Bay | High-Bay Luminaires for Commercial and Industrial Buildings | Standard | FALSE | [9 empty] | 42166 |  |  | NotYetVerified |  | 3 | 15922 | 99.39 | 160.2 | 15.58 | 0.9054 | 3500 | 84.9
PDTNNQD3 | CIXI YUANHUI LIGHTING ELECTRIC CO.LTD | YUANHUI | HP4F150V2X(3000K) | Indoor Luminaires | High-Bay | High-Bay Luminaires for Commercial and Industrial Buildings | Standard | FALSE | [9 empty] | 42166 |  |  | NotYetVerified |  | 3 | 15922 | 99.39 | 160.2 | 15.58 | 0.9054 | 3000 | 84.9
PTV5GEUT | Ringdale ActiveLED | ActiveLED | HR16U-S-W5072-XX [120-277V ONLY] | Indoor Luminaires | High-Bay | Low-Bay Luminaires for Commercial and Industrial Buildings | Standard | TRUE | 5983 | 83 | 72.1 | 14.7 | 0.959 | 4920 | 68 | 5 | 50000 | 42165 |  |  | NotYetVerified |  | 3
PSXZP8GW | PEARL TECHNO LIMITED | Pearlled | PT-H200S001 (90 Degree Aluminum 5700K Installed Straight Down Only) | Indoor Luminaires | High-Bay | High-Bay Luminaires for Commercial and Industrial Buildings | Standard | TRUE | 15070.51 | 79.64 | 189.23 | 12.3 | 0.914 | 5504 | 72.9 | 5 | 50000 | 42165 |  |  | NotYetVerified |  | 3 | 15070 | 80 | 189 | 12.3 | 0.9 | 5700 | 72
PD996VPS | Ledman Optoelectronics | Ledman | LM-LB-30K | Indoor Luminaires | High-Bay | Low-Bay Luminaires for Commercial and Industrial Buildings | Standard | TRUE | 5149.317 | 121.132 | 42.51 | 12.23 | 0.913 | 3130 | 71.1 | 5 | 36000 | 42165 |  |  | NotYetVerified |  | 3 | 5149.317 | 121.132 | 42.51 | 12.23 | 0.913 | 3130 | 71.1
PA6ERH38 | PEARL TECHNO LIMITED | Pearlled | PT-H100C001 (90 Degree Aluminum 5700K Installed Straight Down Only) | Indoor Luminaires | High-Bay | High-Bay Luminaires for Commercial and Industrial Buildings | Standard | TRUE | 9025.32 | 92.9 | 97.15 | 18.5 | 0.898 | 5410 | 69.5 | 5 | 50000 | 42165 |  |  | NotYetVerified |  | 3 | 9025 | 93 | 97 | 18.5 | 0.9 | 5700 | 70
PGB9EU4B | Ledman Optoelectronics | Ledman | LM-LB-57K | Indoor Luminaires | High-Bay | Low-Bay Luminaires for Commercial and Industrial Buildings | Standard | FALSE | [9 empty] | 42165 |  |  | NotYetVerified |  | 3 | 5378.814 | 124.91 | 43.06 | 12.14 | 0.99 | 5742 | 76.3
P9SS9XRS | Ledman Optoelectronics | Ledman | LM-LB-50K | Indoor Luminaires | High-Bay | Low-Bay Luminaires for Commercial and Industrial Buildings | Standard | FALSE | [9 empty] | 42165 |  |  | NotYetVerified |  | 3 | 5328.947 | 125.298 | 42.53 | 12.16 | 0.99 | 5206 | 74.7
P15NHBMD | Ledman Optoelectronics | Ledman | LM-LB-45K | Indoor Luminaires | High-Bay | Low-Bay Luminaires for Commercial and Industrial Buildings | Standard | FALSE | [9 empty] | 42165 |  |  | NotYetVerified |  | 3 | 5267.842 | 124.594 | 42.28 | 12.17 | 0.992 | 4577 | 74.1
P4KHYPXZ | Ledman Optoelectronics | Ledman | LM-LB-40K | Indoor Luminaires | High-Bay | Low-Bay Luminaires for Commercial and Industrial Buildings | Standard | FALSE | [9 empty] | 42165 |  |  | NotYetVerified |  | 3 | 5207.469 | 122.963 | 42.35 | 12.17 | 0.991 | 4126 | 73.8
P3ERTT3T | Ledman Optoelectronics | Ledman | LM-LB-35K | Indoor Luminaires | High-Bay | Low-Bay Luminaires for Commercial and Industrial Buildings | Standard | FALSE | [9 empty] | 42165 |  |  | NotYetVerified |  | 3 | 5183.382 | 121.618 | 42.62 | 12.19 | 0.992 | 3517 | 73.5
PHYFSRKM | WAI CHI OPTO TECHNOLOGY LTD. | WAICHI | LLHA05-S200(P) (4000K) [Straight down only] | Indoor Luminaires | High-Bay | High-Bay Luminaires for Commercial and Industrial Buildings | Standard | TRUE | 22719.26 | 113.31 | 200.5 | 10.1 | 0.951 | 3967 | 84.2 | 5 | 60000 | 42164 |  |  | NotYetVerified |  | 3 | 22719.26 | 113.31 | 200.5 | 10.1 | 0.951 | 3967 | 84.2
P1DKM4MQ | Orion Energy Systems Inc | Apollo High Bay | ALHB180LMUNVXXX830XXL | Indoor Luminaires | High-Bay | High-Bay Luminaires for Commercial and Industrial Buildings | Standard | TRUE | 15548 | 106.6 | 145.8 | 7.93 | 0.95 | 3059 | 81 | 5 | 355000 | 42164 |  |  | NotYetVerified |  | 3 | 18000 |  |  |  |  | 3000 | 80
P2VJK1FP | WAI CHI OPTO TECHNOLOGY LTD. | WAICHI | LLHA05-S200(G) (4000K) [Straight down only] | Indoor Luminaires | High-Bay | High-Bay Luminaires for Commercial and Industrial Buildings | Standard | TRUE | 23863.5 | 118.78 | 200.9 | 10.3 | 0.948 | 3976 | 83.5 | 5 | 60000 | 42164 |  |  | NotYetVerified |  | 3 | 23863.5 | 118.78 | 200.9 | 10.3 | 0.948 | 3976 | 83.5
PCB72UF5 | WAI CHI OPTO TECHNOLOGY LTD. | WAICHI | LLHA05-S060(G) (4000K) [Straight down only] | Indoor Luminaires | High-Bay | Low-Bay Luminaires for Commercial and Industrial Buildings | Standard | TRUE | 7851.68 | 120.8 | 65 | 10.7 | 0.946 | 3943 | 83.4 | 5 | 60000 | 42164 |  |  | NotYetVerified |  | 3 | 7851.68 | 120.8 | 65 | 10.7 | 0.946 | 3943 | 83.4
PZRX1XVA | WAI CHI OPTO TECHNOLOGY LTD. | WAICHI | LLHA05-S150(P) (4000K) [Straight down only] | Indoor Luminaires | High-Bay | High-Bay Luminaires for Commercial and Industrial Buildings | Standard | TRUE | 16505.67 | 110.33 | 149.6 | 10.4 | 0.946 | 3957 | 84.3 | 5 | 60000 | 42164 |  |  | NotYetVerified |  | 3 | 16505.67 | 110.33 | 149.6 | 10.4 | 0.946 | 3957 | 84.3
PGV38V5N | WAI CHI OPTO TECHNOLOGY LTD. | WAICHI | LLHA05-S150(G) (4000K) [Straight down only] | Indoor Luminaires | High-Bay | High-Bay Luminaires for Commercial and Industrial Buildings | Standard | TRUE | 17732.12 | 117.67 | 150.7 | 10.4 | 0.945 | 3959 | 83.3 | 5 | 60000 | 42164 |  |  | NotYetVerified |  | 3 | 17732.12 | 117.67 | 150.7 | 10.4 | 0.945 | 3959 | 83.3
P6Z4A4DF | WAI CHI OPTO TECHNOLOGY LTD. | WAICHI | LLHA05-S120(P) (4000K) [Straight down only] | Indoor Luminaires | High-Bay | High-Bay Luminaires for Commercial and Industrial Buildings | Standard | TRUE | 12755.19 | 109.11 | 116.9 | 10.8 | 0.943 | 3964 | 84.5 | 5 | 60000 | 42164 |  |  | NotYetVerified |  | 3 | 12755.19 | 109.11 | 116.9 | 10.8 | 0.943 | 4000 | 84.5
PJHNT7EJ | WAI CHI OPTO TECHNOLOGY LTD. | WAICHI | LLHA05-S150(P) (5000K) [Straight down only] | Indoor Luminaires | High-Bay | High-Bay Luminaires for Commercial and Industrial Buildings | Standard | FALSE | [9 empty] | 42164 |  |  | NotYetVerified |  | 3 | 16909.78 | 113.64 | 148.8 | 10.5 | 0.946 | 5152 | 82.4
P4XMAP9W | WAI CHI OPTO TECHNOLOGY LTD. | WAICHI | LLHA05-S150(G) (5000K) [Straight down only] | Indoor Luminaires | High-Bay | High-Bay Luminaires for Commercial and Industrial Buildings | Standard | FALSE | [9 empty] | 42164 |  |  | NotYetVerified |  | 3 | 17897.24 | 120.36 | 148.7 | 10.5 | 0.946 | 5144 | 81.5
PNZJGG68 | WAI CHI OPTO TECHNOLOGY LTD. | WAICHI | LLHA05-S200(P) (5000K) [Straight down only] | Indoor Luminaires | High-Bay | High-Bay Luminaires for Commercial and Industrial Buildings | Standard | FALSE | [9 empty] | 42164 |  |  | NotYetVerified |  | 3 | 23168.87 | 114.98 | 201.5 | 10.1 | 0.95 | 5108 | 82.2
PFH6KJGG | WAI CHI OPTO TECHNOLOGY LTD. | WAICHI | LLHA05-S200(G) (5000K) [Straight down only] | Indoor Luminaires | High-Bay | High-Bay Luminaires for Commercial and Industrial Buildings | Standard | FALSE | [9 empty] | 42164 |  |  | NotYetVerified |  | 3 | 24552.6 | 121.07 | 202.8 | 10.4 | 0.947 | 5100 | 81.4
P9A1YHVC | WAI CHI OPTO TECHNOLOGY LTD. | WAICHI | LLHA05-S060(G) (5000K) [Straight down only] | Indoor Luminaires | High-Bay | Low-Bay Luminaires for Commercial and Industrial Buildings | Standard | FALSE | [9 empty] | 42164 |  |  | NotYetVerified |  | 3 | 8071.62 | 124.37 | 64.9 | 10.6 | 0.946 | 5078 | 81.7
PSG3PKFR | WAI CHI OPTO TECHNOLOGY LTD. | WAICHI | LLHA05-S120(P) (5000K) [Straight down only] | Indoor Luminaires | High-Bay | High-Bay Luminaires for Commercial and Industrial Buildings | Standard | FALSE | [9 empty] | 42164 |  |  | NotYetVerified |  | 3 | 13077.39 | 116.1 | 116.1 | 10.8 | 0.943 | 5066 | 82.2
P7M3KUPD | Leadray Energy Co. Ltd. | Leadray | CB240NUE | Indoor Luminaires | High-Bay | High-Bay Luminaires for Commercial and Industrial Buildings | Standard | TRUE | 20607 | 89.9 | 229.34 | 6.67 | 0.9934 | 4969 | 75.8 | 5 | 50000 | 42163 |  |  | NotYetVerified |  | 3 | 21600 | 90 | 240 | 20 | 0.9 | 5000 | 70
PQCJ68T3 | Visioneering Corp | Visioneering | LHBV48-LED840K240HL[UNV 347 480]-P67 [All Emergency Housing Packaging and Wiring Options] | Indoor Luminaires | High-Bay | High-Bay Luminaires for Commercial and Industrial Buildings | Standard | TRUE | 25738 | 109.3 | 235.57 | 12.11 | 0.992 | 4043 | 83.61 | 5 | 50000 | 42163 |  |  | NotYetVerified |  | 3 | 25738 | 109.3 | 235.6 | 20 | 0.93 | 4000 | 84
PVEQNNC9 | Visioneering Corp | Visioneering | LHBV48-LED840K120L[UNV 347 480]-P67 [All Emergency Housing Packaging and Wiring Options] | Indoor Luminaires | High-Bay | High-Bay Luminaires for Commercial and Industrial Buildings | Standard | TRUE | 11436 | 120.6 | 94.83 | 14.67 | 0.9844 | 4038 | 83.63 | 5 | 50000 | 42163 |  |  | NotYetVerified |  | 3 | 11436 | 120.6 | 94.8 | 20 | 0.93 | 4038 | 84
P9354XBB | Orion Energy Systems Inc | Apollo High Bay | ALHB110LMUNVXXX830XXL | Indoor Luminaires | High-Bay | High-Bay Luminaires for Commercial and Industrial Buildings | Standard | TRUE | 10240 | 99.9 | 102.3 | 8.78 | 0.97 | 3064 | 81 | 5 | 355000 | 42163 |  |  | NotYetVerified |  | 3 | 10000 |  |  |  |  | 3000 | 80
PNH3NH5Q | Grandlite International Corp | Grandlite | LED-467-L5-5K | Indoor Luminaires | High-Bay | High-Bay Luminaires for Commercial and Industrial Buildings | Standard | TRUE | 17928.57 | 112 | 160.66 | 15 | 0.92 | 4916 | 73 | 5 | 50000 | 42163 |  |  | NotYetVerified |  | 3
PMAPPMT7 | Energy Planning Associates | Envirobrite | FVH2635A-XXX | Indoor Luminaires | High-Bay | High-Bay Luminaires for Commercial and Industrial Buildings | Standard | TRUE | 22850 | 98.8 | 231.3 | 15.6 | 0.92 | 3544 | 85 | 5 | 150000 | 42163 |  |  | NotYetVerified |  | 3 | 24551 | 103.5034 | 237.2 | 16 | 0.91 | 3500 | 84
PJSJZYRK | Energy Planning Associates | Envirobrite | FVH1135A-XXX | Indoor Luminaires | High-Bay | High-Bay Luminaires for Commercial and Industrial Buildings | Standard | TRUE | 10190 | 104 | 97.85 | 15.6 | 0.92 | 3544 | 85 | 5 | 150000 | 42163 |  |  | NotYetVerified |  | 3 | 10436 | 105.4141 | 99 | 16 | 0.91 | 3500 | 84
PHS88GCN | CIXI YUANHUI LIGHTING ELECTRIC CO.LTD | YUANHUI | HP4F120V2X(2700K) | Indoor Luminaires | High-Bay | High-Bay Luminaires for Commercial and Industrial Buildings | Standard | TRUE | 11822 | 99.93 | 118.3 | 16.47 | 0.9039 | 2850 | 85.4 | 5 | 50000 | 42163 |  |  | NotYetVerified |  | 3 | 11822 | 99.93 | 118.3 | 16.47 | 0.9039 | 2700 | 85.4
PSBC9XEF | CIXI YUANHUI LIGHTING ELECTRIC CO.LTD | YUANHUI | HP4F100V2X(2700K) | Indoor Luminaires | High-Bay | High-Bay Luminaires for Commercial and Industrial Buildings | Standard | TRUE | 9999.5 | 99.21 | 100.79 | 17.36 | 0.9031 | 2888 | 85.9 | 5 | 50000 | 42163 |  |  | NotYetVerified |  | 3 | 9999.5 | 99.21 | 100.79 | 17.36 | 0.9031 | 2700 | 85.9
PUTVCMKJ | Leadray Energy Co. Ltd. | Leadray | CB240NUD | Indoor Luminaires | High-Bay | High-Bay Luminaires for Commercial and Industrial Buildings | Standard | FALSE | [9 empty] | 42163 |  |  | NotYetVerified |  | 3 | 21600 | 90 | 240 | 20 | 0.9 | 5000 | 70
P2552VQ1 | Visioneering Corp | Visioneering | LHBV48-LED850K180L[UNV 347 480]-[All Emergency Housing Packaging and Wiring Options] | Indoor Luminaires | High-Bay | High-Bay Luminaires for Commercial and Industrial Buildings | Standard | FALSE | [9 empty] | 42163 |  |  | NotYetVerified |  | 3 | 17690 | 124 | 142 | 22 | 0.93 | 5000 | 84
P87P5AH2 | Visioneering Corp | Visioneering | LHBV48-LED850K180L[UNV 347 480]-P07 [All Emergency Housing Packaging and Wiring Options] | Indoor Luminaires | High-Bay | High-Bay Luminaires for Commercial and Industrial Buildings | Standard | FALSE | [9 empty] | 42163 |  |  | NotYetVerified |  | 3 | 17276 | 121 | 142 | 22 | 0.93 | 5000 | 84
PNEXW3PT | Visioneering Corp | Visioneering | LHBV48-LED850K180L[UNV 347 480]-P67 [All Emergency Housing Packaging and Wiring Options] | Indoor Luminaires | High-Bay | High-Bay Luminaires for Commercial and Industrial Buildings | Standard | FALSE | [9 empty] | 42163 |  |  | NotYetVerified |  | 3 | 17075 | 120 | 142 | 22 | 0.93 | 5000 | 84
PYUXNVU7 | Visioneering Corp | Visioneering | LHBV48-LED850K240HL[UNV 347 480]-[All Emergency Housing Packaging and Wiring Options] | Indoor Luminaires | High-Bay | High-Bay Luminaires for Commercial and Industrial Buildings | Standard | FALSE | [9 empty] | 42163 |  |  | NotYetVerified |  | 3 | 27544 | 116 | 235.6 | 20 | 0.93 | 5000 | 84
PHU9TW3K | Visioneering Corp | Visioneering | LHBV48-LED850K240HL[UNV 347 480]-P07 [All Emergency Housing Packaging and Wiring Options] | Indoor Luminaires | High-Bay | High-Bay Luminaires for Commercial and Industrial Buildings | Standard | FALSE | [9 empty] | 42163 |  |  | NotYetVerified |  | 3 | 26901 | 113 | 235.6 | 20 | 0.93 | 5000 | 84
PH3B8A6M | Visioneering Corp | Visioneering | LHBV48-LED850K240HL[UNV 347 480]-P67 [All Emergency Housing Packaging and Wiring Options] | Indoor Luminaires | High-Bay | High-Bay Luminaires for Commercial and Industrial Buildings | Standard | FALSE | [9 empty] | 42163 |  |  | NotYetVerified |  | 3 | 26587 | 112 | 235.6 | 20 | 0.93 | 5000 | 84
PWGU5ZAH | Visioneering Corp | Visioneering | LHBV48-LED850K240L[UNV 347 480]-[All Emergency Housing Packaging and Wiring Options] | Indoor Luminaires | High-Bay | High-Bay Luminaires for Commercial and Industrial Buildings | Standard | FALSE | [9 empty] | 42163 |  |  | NotYetVerified |  | 3 | 23020 | 123 | 186 | 20 | 0.93 | 5000 | 84
PRETGZHN | Visioneering Corp | Visioneering | LHBV48-LED850K240L[UNV 347 480]-P07 [All Emergency Housing Packaging and Wiring Options] | Indoor Luminaires | High-Bay | High-Bay Luminaires for Commercial and Industrial Buildings | Standard | FALSE | [9 empty] | 42163 |  |  | NotYetVerified |  | 3 | 22482 | 120 | 186 | 20 | 0.93 | 5000 | 84
PV89WKJ7 | Visioneering Corp | Visioneering | LHBV48-LED850K240L[UNV 347 480]-P67 [All Emergency Housing Packaging and Wiring Options] | Indoor Luminaires | High-Bay | High-Bay Luminaires for Commercial and Industrial Buildings | Standard | FALSE | [9 empty] | 42163 |  |  | NotYetVerified |  | 3 | 22220 | 119 | 186 | 20 | 0.93 | 5000 | 84
PUS7H8HQ | Visioneering Corp | Visioneering | LHBV48-LED850K180HL[UNV 347 480]-[All Emergency Housing Packaging and Wiring Options] | Indoor Luminaires | High-Bay | High-Bay Luminaires for Commercial and Industrial Buildings | Standard | FALSE | [9 empty] | 42163 |  |  | NotYetVerified |  | 3 | 18571 | 119 | 155 | 20 | 0.93 | 5000 | 84
PPJD4ZGH | Visioneering Corp | Visioneering | LHBV48-LED850K180HL[UNV 347 480]-P07 [All Emergency Housing Packaging and Wiring Options] | Indoor Luminaires | High-Bay | High-Bay Luminaires for Commercial and Industrial Buildings | Standard | FALSE | [9 empty] | 42163 |  |  | NotYetVerified |  | 3 | 18138 | 116 | 155 | 20 | 0.93 | 5000 | 84
PX6C1PGW | Visioneering Corp | Visioneering | LHBV48-LED850K180HL[UNV 347 480]-P67 [All Emergency Housing Packaging and Wiring Options] | Indoor Luminaires | High-Bay | High-Bay Luminaires for Commercial and Industrial Buildings | Standard | FALSE | [9 empty] | 42163 |  |  | NotYetVerified |  | 3 | 17926 | 115 | 155 | 20 | 0.93 | 5000 | 84
PBHT56UF | Visioneering Corp | Visioneering | LHBV48-LED850K120HL[UNV 347 480]-[All Emergency Housing Packaging and Wiring Options] | Indoor Luminaires | High-Bay | High-Bay Luminaires for Commercial and Industrial Buildings | Standard | FALSE | [9 empty] | 42163 |  |  | NotYetVerified |  | 3 | 13634 | 117 | 116 | 20 | 0.93 | 5000 | 84
PF1C92QT | Visioneering Corp | Visioneering | LHBV48-LED850K120HL[UNV 347 480]-P07 [All Emergency Housing Packaging and Wiring Options] | Indoor Luminaires | High-Bay | High-Bay Luminaires for Commercial and Industrial Buildings | Standard | FALSE | [9 empty] | 42163 |  |  | NotYetVerified |  | 3 | 13315 | 114 | 116 | 20 | 0.93 | 5000 | 84
PF4D2ZDG | Visioneering Corp | Visioneering | LHBV48-LED850K120HL[UNV 347 480]-P67 [All Emergency Housing Packaging and Wiring Options] | Indoor Luminaires | High-Bay | High-Bay Luminaires for Commercial and Industrial Buildings | Standard | FALSE | [9 empty] | 42163 |  |  | NotYetVerified |  | 3 | 13160 | 113 | 116 | 20 | 0.93 | 5000 | 84
PFHCV3K8 | Visioneering Corp | Visioneering | LHBV48-LED850K120L[UNV 347 480]-[All Emergency Housing Packaging and Wiring Options] | Indoor Luminaires | High-Bay | High-Bay Luminaires for Commercial and Industrial Buildings | Standard | FALSE | [9 empty] | 42163 |  |  | NotYetVerified |  | 3 | 12178 | 128 | 94.8 | 20 | 0.93 | 5000 | 84
PGF6WEAK | Visioneering Corp | Visioneering | LHBV48-LED850K120L[UNV 347 480]-P07 [All Emergency Housing Packaging and Wiring Options] | Indoor Luminaires | High-Bay | High-Bay Luminaires for Commercial and Industrial Buildings | Standard | FALSE | [9 empty] | 42163 |  |  | NotYetVerified |  | 3 | 11894 | 125 | 94.8 | 20 | 0.93 | 5000 | 84
PEQKYVC7 | Visioneering Corp | Visioneering | LHBV48-LED850K120L[UNV 347 480]-P67 [All Emergency Housing Packaging and Wiring Options] | Indoor Luminaires | High-Bay | High-Bay Luminaires for Commercial and Industrial Buildings | Standard | FALSE | [9 empty] | 42163 |  |  | NotYetVerified |  | 3 | 11755 | 124 | 94.8 | 20 | 0.93 | 5000 | 84
PA24RFA2 | Visioneering Corp | Visioneering | LHBV48-LED840K180L[UNV 347 480]-[All Emergency Housing Packaging and Wiring Options] | Indoor Luminaires | High-Bay | High-Bay Luminaires for Commercial and Industrial Buildings | Standard | FALSE | [9 empty] | 42163 |  |  | NotYetVerified |  | 3 | 17130 | 120 | 142 | 22 | 0.93 | 4000 | 84
PZP6JW3S | Visioneering Corp | Visioneering | LHBV48-LED840K180L[UNV 347 480]-P07 [All Emergency Housing Packaging and Wiring Options] | Indoor Luminaires | High-Bay | High-Bay Luminaires for Commercial and Industrial Buildings | Standard | FALSE | [9 empty] | 42163 |  |  | NotYetVerified |  | 3 | 16730 | 117 | 142 | 22 | 0.93 | 4000 | 84
PGNC6FHR | Visioneering Corp | Visioneering | LHBV48-LED840K180L[UNV 347 480]-P67 [All Emergency Housing Packaging and Wiring Options] | Indoor Luminaires | High-Bay | High-Bay Luminaires for Commercial and Industrial Buildings | Standard | FALSE | [9 empty] | 42163 |  |  | NotYetVerified |  | 3 | 16535 | 116 | 142 | 22 | 0.93 | 4000 | 84
PUJVRAT7 | Visioneering Corp | Visioneering | LHBV48-LED840K240HL[UNV 347 480]-[All Emergency Housing Packaging and Wiring Options] | Indoor Luminaires | High-Bay | High-Bay Luminaires for Commercial and Industrial Buildings | Standard | FALSE | [9 empty] | 42163 |  |  | NotYetVerified |  | 3 | 26665 | 113 | 235.6 | 20 | 0.93 | 4000 | 84
PHPC7VE5 | Visioneering Corp | Visioneering | LHBV48-LED840K240HL[UNV 347 480]-P07 [All Emergency Housing Packaging and Wiring Options] | Indoor Luminaires | High-Bay | High-Bay Luminaires for Commercial and Industrial Buildings | Standard | FALSE | [9 empty] | 42163 |  |  | NotYetVerified |  | 3 | 26042 | 110 | 235.6 | 20 | 0.93 | 4000 | 84
P8ZVYVMZ | Visioneering Corp | Visioneering | LHBV48-LED840K240L[UNV 347 480]-[All Emergency Housing Packaging and Wiring Options] | Indoor Luminaires | High-Bay | High-Bay Luminaires for Commercial and Industrial Buildings | Standard | FALSE | [9 empty] | 42163 |  |  | NotYetVerified |  | 3 | 22292 | 119 | 186 | 20 | 0.93 | 4000 | 84
PS2WSMMC | Visioneering Corp | Visioneering | LHBV48-LED840K240L[UNV 347 480]-P07 [All Emergency Housing Packaging and Wiring Options] | Indoor Luminaires | High-Bay | High-Bay Luminaires for Commercial and Industrial Buildings | Standard | FALSE | [9 empty] | 42163 |  |  | NotYetVerified |  | 3 | 21771 | 116 | 186 | 20 | 0.93 | 4000 | 84
PS2PW5YZ | Visioneering Corp | Visioneering | LHBV48-LED840K240L[UNV 347 480]-P67 [All Emergency Housing Packaging and Wiring Options] | Indoor Luminaires | High-Bay | High-Bay Luminaires for Commercial and Industrial Buildings | Standard | FALSE | [9 empty] | 42163 |  |  | NotYetVerified |  | 3 | 21517 | 115 | 186 | 20 | 0.93 | 4000 | 84
PQAP8C5H | Visioneering Corp | Visioneering | LHBV48-LED840K180HL[UNV 347 480]-[All Emergency Housing Packaging and Wiring Options] | Indoor Luminaires | High-Bay | High-Bay Luminaires for Commercial and Industrial Buildings | Standard | FALSE | [9 empty] | 42163 |  |  | NotYetVerified |  | 3 | 17984 | 116 | 155 | 20 | 0.93 | 4000 | 84
PDP41KQ1 | Visioneering Corp | Visioneering | LHBV48-LED840K180HL[UNV 347 480]-P07 [All Emergency Housing Packaging and Wiring Options] | Indoor Luminaires | High-Bay | High-Bay Luminaires for Commercial and Industrial Buildings | Standard | FALSE | [9 empty] | 42163 |  |  | NotYetVerified |  | 3 | 17564 | 113 | 155 | 20 | 0.93 | 4000 | 84
P922UZSX | Visioneering Corp | Visioneering | LHBV48-LED840K180HL[UNV 347 480]-P67 [All Emergency Housing Packaging and Wiring Options] | Indoor Luminaires | High-Bay | High-Bay Luminaires for Commercial and Industrial Buildings | Standard | FALSE | [9 empty] | 42163 |  |  | NotYetVerified |  | 3 | 17359 | 112 | 155 | 20 | 0.93 | 4000 | 84
P4GKEH4G | Visioneering Corp | Visioneering | LHBV48-LED840K120HL[UNV 347 480]-[All Emergency Housing Packaging and Wiring Options] | Indoor Luminaires | High-Bay | High-Bay Luminaires for Commercial and Industrial Buildings | Standard | FALSE | [9 empty] | 42163 |  |  | NotYetVerified |  | 3 | 13203 | 114 | 116 | 20 | 0.93 | 4000 | 84
PDZ45TX9 | Visioneering Corp | Visioneering | LHBV48-LED840K120HL[UNV 347 480]-P07 [All Emergency Housing Packaging and Wiring Options] | Indoor Luminaires | High-Bay | High-Bay Luminaires for Commercial and Industrial Buildings | Standard | FALSE | [9 empty] | 42163 |  |  | NotYetVerified |  | 3 | 12894 | 111 | 116 | 20 | 0.93 | 4000 | 84
PV74U4NX | Visioneering Corp | Visioneering | LHBV48-LED840K120HL[UNV 347 480]-P67 [All Emergency Housing Packaging and Wiring Options] | Indoor Luminaires | High-Bay | High-Bay Luminaires for Commercial and Industrial Buildings | Standard | FALSE | [9 empty] | 42163 |  |  | NotYetVerified |  | 3 | 12744 | 110 | 116 | 20 | 0.93 | 4000 | 84
P7K5FUTW | Visioneering Corp | Visioneering | LHBV48-LED840K120L[UNV 347 480]-[All Emergency Housing Packaging and Wiring Options] | Indoor Luminaires | High-Bay | High-Bay Luminaires for Commercial and Industrial Buildings | Standard | FALSE | [9 empty] | 42163 |  |  | NotYetVerified |  | 3 | 11848 | 124 | 94.8 | 20 | 0.93 | 4000 | 84
PSB3Z2UF | Visioneering Corp | Visioneering | LHBV48-LED840K120L[UNV 347 480]-P07 [All Emergency Housing Packaging and Wiring Options] | Indoor Luminaires | High-Bay | High-Bay Luminaires for Commercial and Industrial Buildings | Standard | FALSE | [9 empty] | 42163 |  |  | NotYetVerified |  | 3 | 11571 | 122 | 94.8 | 20 | 0.93 | 4000 | 84
P6DMH5T3 | Energy Planning Associates | Envirobrite | FVH2650A-XXX | Indoor Luminaires | High-Bay | High-Bay Luminaires for Commercial and Industrial Buildings | Standard | FALSE | [9 empty] | 42163 |  |  | NotYetVerified |  | 3 | 25990 | 109.57 | 237.2 | 16 | 0.91 | 5000 | 84
PXR3WG2Q | Energy Planning Associates | Envirobrite | FVH2250A-XXX | Indoor Luminaires | High-Bay | High-Bay Luminaires for Commercial and Industrial Buildings | Standard | FALSE | [9 empty] | 42163 |  |  | NotYetVerified |  | 3 | 22095 | 114.2451 | 193.4 | 16 | 0.91 | 5000 | 84
PHF15FHM | Energy Planning Associates | Envirobrite | FVH1850A-XXX | Indoor Luminaires | High-Bay | High-Bay Luminaires for Commercial and Industrial Buildings | Standard | FALSE | [9 empty] | 42163 |  |  | NotYetVerified |  | 3 | 17326 | 109.5889 | 158.1 | 16 | 0.91 | 5000 | 84
PJB4FQD5 | Energy Planning Associates | Envirobrite | FVH1350A-XXX | Indoor Luminaires | High-Bay | High-Bay Luminaires for Commercial and Industrial Buildings | Standard | FALSE | [9 empty] | 42163 |  |  | NotYetVerified |  | 3 | 12995 | 109.57 | 118.6 | 16 | 0.91 | 5000 | 84
PMXVE1GM | Energy Planning Associates | Envirobrite | FVH1150A-XXX | Indoor Luminaires | High-Bay | High-Bay Luminaires for Commercial and Industrial Buildings | Standard | FALSE | [9 empty] | 42163 |  |  | NotYetVerified |  | 3 | 11047 | 111.5859 | 99 | 16 | 0.91 | 5000 | 84
PSSDJ3RA | Energy Planning Associates | Envirobrite | FVH2640A-XXX | Indoor Luminaires | High-Bay | High-Bay Luminaires for Commercial and Industrial Buildings | Standard | FALSE | [9 empty] | 42163 |  |  | NotYetVerified |  | 3 | 25270 | 106.5346 | 237.2 | 16 | 0.91 | 4000 | 84
PV18MDRD | Energy Planning Associates | Envirobrite | FVH2240A-XXX | Indoor Luminaires | High-Bay | High-Bay Luminaires for Commercial and Industrial Buildings | Standard | FALSE | [9 empty] | 42163 |  |  | NotYetVerified |  | 3 | 21484 | 111.0858 | 193.4 | 16 | 0.91 | 4000 | 84
P4ZV7H8A | Energy Planning Associates | Envirobrite | FVH1840A-XXX | Indoor Luminaires | High-Bay | High-Bay Luminaires for Commercial and Industrial Buildings | Standard | FALSE | [9 empty] | 42163 |  |  | NotYetVerified |  | 3 | 16847 | 106.5591 | 158.1 | 16 | 0.91 | 4000 | 84
PJFCAT2S | Energy Planning Associates | Envirobrite | FVH1340A-XXX | Indoor Luminaires | High-Bay | High-Bay Luminaires for Commercial and Industrial Buildings | Standard | FALSE | [9 empty] | 42163 |  |  | NotYetVerified |  | 3 | 12635 | 106.5346 | 118.6 | 16 | 0.91 | 4000 | 84
PWWQDKFB | Energy Planning Associates | Envirobrite | FVH1140A-XXX | Indoor Luminaires | High-Bay | High-Bay Luminaires for Commercial and Industrial Buildings | Standard | FALSE | [9 empty] | 42163 |  |  | NotYetVerified |  | 3 | 10742 | 108.505 | 99 | 16 | 0.91 | 4000 | 84
PQND3PVC | Energy Planning Associates | Envirobrite | FVH2235A-XXX | Indoor Luminaires | High-Bay | High-Bay Luminaires for Commercial and Industrial Buildings | Standard | FALSE | [9 empty] | 42163 |  |  | NotYetVerified |  | 3 | 20872 | 107.9214 | 193.4 | 16 | 0.91 | 3500 | 84
PGE254E7 | Energy Planning Associates | Envirobrite | FVH1835A-XXX | Indoor Luminaires | High-Bay | High-Bay Luminaires for Commercial and Industrial Buildings | Standard | FALSE | [9 empty] | 42163 |  |  | NotYetVerified |  | 3 | 16368 | 103.5294 | 158.1 | 16 | 0.91 | 3500 | 84
PM3HXRMY | Energy Planning Associates | Envirobrite | FVH1335A-XXX | Indoor Luminaires | High-Bay | High-Bay Luminaires for Commercial and Industrial Buildings | Standard | FALSE | [9 empty] | 42163 |  |  | NotYetVerified |  | 3 | 12276 | 103.5076 | 118.6 | 16 | 0.91 | 3500 | 84
P7ZZGR2T | CIXI YUANHUI LIGHTING ELECTRIC CO.LTD | YUANHUI | HP4F100V2X(5700K) | Indoor Luminaires | High-Bay | High-Bay Luminaires for Commercial and Industrial Buildings | Standard | FALSE | [9 empty] | 42163 |  |  | NotYetVerified |  | 3 | 10918 | 107.86 | 101.22 | 17.16 | 0.9045 | 5700 | 84.8
PT8N75BY | CIXI YUANHUI LIGHTING ELECTRIC CO.LTD | YUANHUI | HP4F120V2X(5700K) | Indoor Luminaires | High-Bay | High-Bay Luminaires for Commercial and Industrial Buildings | Standard | FALSE | [9 empty] | 42163 |  |  | NotYetVerified |  | 3 | 12767 | 107.11 | 119.2 | 16.09 | 0.905 | 5700 | 84.8
PWCWTHGN | CIXI YUANHUI LIGHTING ELECTRIC CO.LTD | YUANHUI | HP4F100V2X(5000K) | Indoor Luminaires | High-Bay | High-Bay Luminaires for Commercial and Industrial Buildings | Standard | FALSE | [9 empty] | 42163 |  |  | NotYetVerified |  | 3 | 9999.5 | 99.21 | 100.79 | 17.36 | 0.9031 | 5000 | 85.9
PPZD5TE8 | CIXI YUANHUI LIGHTING ELECTRIC CO.LTD | YUANHUI | HP4F120V2X(5000K) | Indoor Luminaires | High-Bay | High-Bay Luminaires for Commercial and Industrial Buildings | Standard | FALSE | [9 empty] | 42163 |  |  | NotYetVerified |  | 3 | 11822 | 99.93 | 118.3 | 16.47 | 0.9039 | 5000 | 85.4
P6PAKYDM | CIXI YUANHUI LIGHTING ELECTRIC CO.LTD | YUANHUI | HP4F100V2X(4500K) | Indoor Luminaires | High-Bay | High-Bay Luminaires for Commercial and Industrial Buildings | Standard | FALSE | [9 empty] | 42163 |  |  | NotYetVerified |  | 3 | 9999.5 | 99.21 | 100.79 | 17.36 | 0.9031 | 4500 | 85.9
PXHX24CK | CIXI YUANHUI LIGHTING ELECTRIC CO.LTD | YUANHUI | HP4F120V2X(4500K) | Indoor Luminaires | High-Bay | High-Bay Luminaires for Commercial and Industrial Buildings | Standard | FALSE | [9 empty] | 42163 |  |  | NotYetVerified |  | 3 | 11822 | 99.93 | 118.3 | 16.47 | 0.9039 | 4500 | 85.4
P8QW785N | CIXI YUANHUI LIGHTING ELECTRIC CO.LTD | YUANHUI | HP4F100V2X(4000K) | Indoor Luminaires | High-Bay | High-Bay Luminaires for Commercial and Industrial Buildings | Standard | FALSE | [9 empty] | 42163 |  |  | NotYetVerified |  | 3 | 9999.5 | 99.21 | 100.79 | 17.36 | 0.9031 | 4000 | 85.9
PN2ABRGB | CIXI YUANHUI LIGHTING ELECTRIC CO.LTD | YUANHUI | HP4F120V2X(4000K) | Indoor Luminaires | High-Bay | High-Bay Luminaires for Commercial and Industrial Buildings | Standard | FALSE | [9 empty] | 42163 |  |  | NotYetVerified |  | 3 | 11822 | 99.93 | 118.3 | 16.47 | 0.9039 | 4000 | 85.4
PJ2FZ95T | CIXI YUANHUI LIGHTING ELECTRIC CO.LTD | YUANHUI | HP4F100V2X(3500K) | Indoor Luminaires | High-Bay | High-Bay Luminaires for Commercial and Industrial Buildings | Standard | FALSE | [9 empty] | 42163 |  |  | NotYetVerified |  | 3 | 9999.5 | 99.21 | 100.79 | 17.36 | 0.9031 | 3500 | 85.9
P74FNFHN | CIXI YUANHUI LIGHTING ELECTRIC CO.LTD | YUANHUI | HP4F120V2X(3500K) | Indoor Luminaires | High-Bay | High-Bay Luminaires for Commercial and Industrial Buildings | Standard | FALSE | [9 empty] | 42163 |  |  | NotYetVerified |  | 3 | 11822 | 99.93 | 118.3 | 16.47 | 0.9039 | 3500 | 85.4
P6WGT1A7 | CIXI YUANHUI LIGHTING ELECTRIC CO.LTD | YUANHUI | HP4F100V2X(3000K) | Indoor Luminaires | High-Bay | High-Bay Luminaires for Commercial and Industrial Buildings | Standard | FALSE | [9 empty] | 42163 |  |  | NotYetVerified |  | 3 | 9999.5 | 99.21 | 100.79 | 17.36 | 0.9031 | 3000 | 85.9
P6AEDY8Z | CIXI YUANHUI LIGHTING ELECTRIC CO.LTD | YUANHUI | HP4F120V2X(3000K) | Indoor Luminaires | High-Bay | High-Bay Luminaires for Commercial and Industrial Buildings | Standard | FALSE | [9 empty] | 42163 |  |  | NotYetVerified |  | 3 | 11822 | 99.93 | 118.3 | 16.47 | 0.9039 | 3000 | 85.4
PH6CVQAQE | Cree Inc. | Cree CPY Series | CPY250-A-xx-D-A-xx-xx-40K-xx | Indoor Luminaires | High-Bay | Low-Bay Luminaires for Commercial and Industrial Buildings | Standard | TRUE | 8179.7 | 99.8 | 82.3 | 10.7 | 0.94 | 3895 | 74 | 10 | 50000 | 42160 |  |  | NotYetVerified | XCCA*D08-**7_ | 3 | 7600 | 90.5 | 84 | 20 | 0.9 | 4000 | 70
PQERWBHRK | Cree Inc. | Cree CPY Series | CPY250-A-xx-F-A-xx-xx-40K-xx | Indoor Luminaires | High-Bay | Low-Bay Luminaires for Commercial and Industrial Buildings | Standard | TRUE | 8239.3 | 101.2 | 81.7 | 10.6 | 0.94 | 3834 | 74 | 10 | 50000 | 42160 |  |  | NotYetVerified | XCCA*F08-**7_ | 3 | 7600 | 90.5 | 84 | 20 | 0.9 | 4000 | 70
PZF3BKVD | SPRING-LIGHTING ELECTRONICS CO.LTD | Spring-Lighting | SPL-HBL01-200WS [120 Degree Only] | Indoor Luminaires | High-Bay | High-Bay Luminaires for Commercial and Industrial Buildings | Standard | TRUE | 19676.56 | 96.11 | 204.74 | 11 | 0.928 | 5784 | 85.9 | 5 | 50000 | 42160 |  |  | NotYetVerified |  | 3 | 19600 | 95.7312 | 204.74 | 11 | 0.93 | 5700 | 85
PNPA3SK1S | Cree Inc. | Cree CPY Series | CPY250-A-xx-D-C-xx-xx-40K-xx | Indoor Luminaires | High-Bay | Low-Bay Luminaires for Commercial and Industrial Buildings | Standard | TRUE | 4527 | 107.63 | 42.27 | 12.23 | 0.904 | 4033 | 74 | 10 | 50000 | 42160 |  |  | NotYetVerified | XCCA*D04-**7_ | 3 | 4400 | 102.3 | 43 | 20 | 0.9 | 4000 | 70
PE4T63SF | SPRING-LIGHTING ELECTRONICS CO.LTD | Spring-Lighting | SPL-HBL01-100WS [120 Degree Only] | Indoor Luminaires | High-Bay | High-Bay Luminaires for Commercial and Industrial Buildings | Standard | TRUE | 9511.11 | 92.75 | 102.55 | 23.9 | 0.871 | 5848 | 85.5 | 5 | 50000 | 42160 |  |  | NotYetVerified |  | 3 | 9500 | 92.6377 | 102.55 | 23.9 | 0.87 | 5700 | 85
PNWSJY34 | SPRING-LIGHTING ELECTRONICS CO.LTD | Spring-Lighting | SPL-HBL01-150WS [120 Degree Only] | Indoor Luminaires | High-Bay | High-Bay Luminaires for Commercial and Industrial Buildings | Standard | FALSE | [9 empty] | 42160 | Not Dimmable | Not Dimmable | NotYetVerified |  | 3 | 14400 | 94.544 | 152.31 | 9.7 | 0.93 | 5700 | 85
PQ4AQDHV | SHENZHEN SUNPER OPTO CO.LTD | SUNPER | SP-HB-100WA(4000K) | Indoor Luminaires | High-Bay | Low-Bay Luminaires for Commercial and Industrial Buildings | Standard | TRUE | 7699.4 | 79.47 | 96.88 | 11.12 | 0.968 | 4243 | 74.6 | 5 | 50000 | 42159 |  |  | NotYetVerified |  | 3 | 7699.4 | 79.47 | 96.88 |  |  | 4000 | 74.6
PN92AT7FR | EYE Lighting | HBL High Bay LED series | HBL-20L-408-W-UNV-XX | Indoor Luminaires | High-Bay | High-Bay Luminaires for Commercial and Industrial Buildings | Standard | TRUE | 23549 | 109.1 | 212.7 | 12.4 | 0.947 | 3959 | 83.1 | 5 | 50000 | 42159 |  |  | NotYetVerified |  | 3 | 24000 |  | 215 |  |  | 4000 | 80
PJ7BZTKF | SHENZHEN SUNPER OPTO CO.LTD | SUNPER | SP-HB-150WA(4000K) | Indoor Luminaires | High-Bay | High-Bay Luminaires for Commercial and Industrial Buildings | Standard | TRUE | 12565 | 82.88 | 151.6 | 12.13 | 0.9356 | 4252 | 74.8 | 5 | 50000 | 42159 |  |  | NotYetVerified |  | 3 | 12565 | 82.88 | 151.6 |  |  | 4000 | 74.8
P5FZMEY6 | SHENZHEN SUNPER OPTO CO.LTD | SUNPER | SP-HB-200WA(4000K) | Indoor Luminaires | High-Bay | High-Bay Luminaires for Commercial and Industrial Buildings | Standard | TRUE | 16672 | 80.66 | 206.7 | 19.24 | 0.9238 | 4234 | 74.4 | 5 | 50000 | 42159 |  |  | NotYetVerified |  | 3 | 16672 | 80.66 | 206.7 |  |  | 4000 | 74.5
PWE2MH2V | CNLIGHT CO. LTD | CNLIGHT CO. LTD | CN-H100C001 | Indoor Luminaires | High-Bay | High-Bay Luminaires for Commercial and Industrial Buildings | Standard | TRUE | 9398.5 | 95.95 | 97.95 | 23.5 | 0.918 | 5196 | 70.7 | 5 | 39000 | 42159 |  |  | NotYetVerified |  | 3 | 10000 | 95.95 | 100 | 23.5 | 0.918 | 5000 | 70
PUZ4NT73 | SHENZHEN SUNPER OPTO CO.LTD | SUNPER | SP-HB-200WA-45(4000K) | Indoor Luminaires | High-Bay | High-Bay Luminaires for Commercial and Industrial Buildings | Standard | TRUE | 15935 | 78.77 | 202.3 | 18.98 | 0.9175 | 4229 | 74.4 | 5 | 50000 | 42159 |  |  | NotYetVerified |  | 3 | 15935 | 78.77 | 202.3 |  |  | 4000 | 74.4
PAMK195K | SHENZHEN SUNPER OPTO CO.LTD | SUNPER | SP-HB-200WA(5700K) | Indoor Luminaires | High-Bay | High-Bay Luminaires for Commercial and Industrial Buildings | Standard | FALSE | [9 empty] | 42159 |  |  | NotYetVerified |  | 3 | 17263 | 82.69 | 208.8 |  |  | 5700 | 72.3
PH8UM56E | SHENZHEN SUNPER OPTO CO.LTD | SUNPER | SP-HB-200WA-45(5700K) | Indoor Luminaires | High-Bay | High-Bay Luminaires for Commercial and Industrial Buildings | Standard | FALSE | [9 empty] | 42159 |  |  | NotYetVerified |  | 3 | 16921 | 82.86 | 204.2 |  |  | 5700 | 72.3
P7KKV2ZY | SHENZHEN SUNPER OPTO CO.LTD | SUNPER | SP-HB-100WA(5700K) | Indoor Luminaires | High-Bay | Low-Bay Luminaires for Commercial and Industrial Buildings | Standard | FALSE | [9 empty] | 42159 |  |  | NotYetVerified |  | 3 | 8402 | 85.41 | 98.37 |  |  | 5700 | 72
PDB59FES | SHENZHEN SUNPER OPTO CO.LTD | SUNPER | SP-HB-150WA(5700K) | Indoor Luminaires | High-Bay | High-Bay Luminaires for Commercial and Industrial Buildings | Standard | FALSE | [9 empty] | 42159 |  |  | NotYetVerified |  | 3 | 13931 | 91.47 | 152.3 |  |  | 5700 | 70.1
PJBMAR42 | SHENZHEN SUNPER OPTO CO.LTD | SUNPER | SP-HB-150WA(5000K) | Indoor Luminaires | High-Bay | High-Bay Luminaires for Commercial and Industrial Buildings | Standard | FALSE | [9 empty] | 42159 |  |  | NotYetVerified |  | 3 | 12565 | 82.88 | 151.6 |  |  | 5000 | 74.8
P3D312UT | SHENZHEN SUNPER OPTO CO.LTD | SUNPER | SP-HB-100WA(5000K) | Indoor Luminaires | High-Bay | Low-Bay Luminaires for Commercial and Industrial Buildings | Standard | FALSE | [9 empty] | 42159 |  |  | NotYetVerified |  | 3 | 7699.4 | 79.47 | 96.88 |  |  | 5000 | 74.6
PYU7C4P3 | SHENZHEN SUNPER OPTO CO.LTD | SUNPER | SP-HB-200WA(5000K) | Indoor Luminaires | High-Bay | High-Bay Luminaires for Commercial and Industrial Buildings | Standard | FALSE | [9 empty] | 42159 |  |  | NotYetVerified |  | 3 | 16672 | 80.66 | 206.7 |  |  | 5000 | 74.5
PMBTZRFX | SHENZHEN SUNPER OPTO CO.LTD | SUNPER | SP-HB-200WA-45(5000K) | Indoor Luminaires | High-Bay | High-Bay Luminaires for Commercial and Industrial Buildings | Standard | FALSE | [9 empty] | 42159 |  |  | NotYetVerified |  | 3 | 15935 | 78.77 | 202.3 |  |  | 5000 | 74.4
PQ31HCDN | SHENZHEN SUNPER OPTO CO.LTD | SUNPER | SP-HB-150WA(4500K) | Indoor Luminaires | High-Bay | High-Bay Luminaires for Commercial and Industrial Buildings | Standard | FALSE | [9 empty] | 42159 |  |  | NotYetVerified |  | 3 | 12565 | 82.88 | 151.6 |  |  | 4500 | 74.8
PBSQTWYF | SHENZHEN SUNPER OPTO CO.LTD | SUNPER | SP-HB-100WA(4500K) | Indoor Luminaires | High-Bay | Low-Bay Luminaires for Commercial and Industrial Buildings | Standard | FALSE | [9 empty] | 42159 |  |  | NotYetVerified |  | 3 | 7699.4 | 79.47 | 96.88 |  |  | 4500 | 74.6
PD66UFVZ | SHENZHEN SUNPER OPTO CO.LTD | SUNPER | SP-HB-200WA(4500K) | Indoor Luminaires | High-Bay | High-Bay Luminaires for Commercial and Industrial Buildings | Standard | FALSE | [9 empty] | 42159 |  |  | NotYetVerified |  | 3 | 16672 | 80.66 | 206.7 |  |  | 4500 | 74.5
PVP3CP9N | SHENZHEN SUNPER OPTO CO.LTD | SUNPER | SP-HB-200WA-45(4500K) | Indoor Luminaires | High-Bay | High-Bay Luminaires for Commercial and Industrial Buildings | Standard | FALSE | [9 empty] | 42159 |  |  | NotYetVerified |  | 3 | 15935 | 78.77 | 202.3 |  |  | 4500 | 74.4
PZZMZHGU | Hubbell Lighting | Hubbell Industrial Lighting | LBX-32L-[U 1 2 3 4]-4K-A2-WA22 | Indoor Luminaires | High-Bay | High-Bay Luminaires for Commercial and Industrial Buildings | Standard | FALSE | [9 empty] | 42159 |  |  | NotYetVerified |  | 3 | 11011 | 91.2 | 120.8 | 12.9 | 0.905 | 3843 | 80.1
PUXS9ERA | Hubbell Lighting | Hubbell Industrial Lighting | LBX-48L-[U 1 2 3 4]-4K-A2-WA22 | Indoor Luminaires | High-Bay | High-Bay Luminaires for Commercial and Industrial Buildings | Standard | FALSE | [9 empty] | 42159 |  |  | NotYetVerified |  | 3 | 11598.5 | 96.55 | 120.25 | 15.55 | 0.8925 | 3813.5 | 80.6
PS4ZS7P3 | Hubbell Lighting | Hubbell Industrial Lighting | LBX-64L-[U 1 2 3 4]-4K-A2-WA22 | Indoor Luminaires | High-Bay | High-Bay Luminaires for Commercial and Industrial Buildings | Standard | FALSE | [9 empty] | 42159 |  |  | NotYetVerified |  | 3 | 12186 | 101.9 | 119.7 | 18.2 | 0.88 | 3784 | 81.1
PZJY7BP3 | Jiangsu Ever-Tie Lighting Co. Ltd | Ever-tie | ETLB9-4FT/6L/DM 5700K | Indoor Luminaires | High-Bay | High-Bay Luminaires for Commercial and Industrial Buildings | Standard | TRUE | 20627.36 | 98.847 | 208.68 | 10.09 | 0.9856 | 5530 | 84.4 | 5 | 50000 | 42158 |  |  | NotYetVerified |  | 3 | 20627.36 | 98.84 | 208.68 | 20 | 0.997 | 5700 | 84.4
PGPFCGB3 | Jiangsu Ever-Tie Lighting Co. Ltd | Ever-tie | ETLB9-4FT/4L/DM 5700K | Indoor Luminaires | High-Bay | High-Bay Luminaires for Commercial and Industrial Buildings | Standard | TRUE | 14177.24 | 101.687 | 139.42 | 10.27 | 0.9855 | 5428 | 84.3 | 5 | 50000 | 42158 |  |  | NotYetVerified |  | 3 | 14177.24 | 101.68 | 139.42 | 20 | 0.997 | 5700 | 83.5
PCDAKTRA | Jiangsu Ever-Tie Lighting Co. Ltd | Ever-tie | ETLB8-4FT/4L/DM 4000K | Indoor Luminaires | High-Bay | High-Bay Luminaires for Commercial and Industrial Buildings | Standard | TRUE | 14684.27 | 106.15 | 138.33 | 10.27 | 0.985 | 4079 | 83.4 | 5 | 50000 | 42158 |  |  | NotYetVerified |  | 3 | 14684.27 | 106.15 | 138.33 | 20 | 0.997 | 4000 | 83.4
PQ8HAMDR | MaxLite Inc | MaxLED | LSP9605SU55DV35 | Indoor Luminaires | High-Bay | Low-Bay Luminaires for Commercial and Industrial Buildings | Standard | TRUE | 6034 | 103.1 | 58.53 | 12.08 | 0.957 | 3576 | 85 | 5 | 50000 | 42158 |  |  | NotYetVerified |  | 3 | 6034 | 103 | 58 | 12 | 0.99 | 3576 | 85
PMJQZEBJ | Lighting Group of America | Lighting Group of America | HBL465 L4 | Indoor Luminaires | High-Bay | High-Bay Luminaires for Commercial and Industrial Buildings | Standard | TRUE | 13949.88 | 120.9 | 115.43 | 13 | 0.94 | 5098 | 73 | 5 | 50000 | 42158 |  |  | NotYetVerified |  | 3 | 12201 | 106.1 | 115 |  |  | 5000 | 70
PD8TU1AF | Lighting Group of America | Lighting Group of America | HBL467 L9 | Indoor Luminaires | High-Bay | High-Bay Luminaires for Commercial and Industrial Buildings | Standard | TRUE | 26432.71 | 123 | 214.69 | 14 | 0.93 | 5070 | 73 | 5 | 50000 | 42158 |  |  | NotYetVerified |  | 3 | 24000 | 100 | 240 | 14 | 0.93 | 5000 | 70
PSDWX7JZ | Eiko Global LLC | LightspanLED | LRH240U | Indoor Luminaires | High-Bay | High-Bay Luminaires for Commercial and Industrial Buildings | Standard | TRUE | 26432.71 | 123 | 214.69 | 14 | 0.93 | 5070 | 73 | 5 | 50000 | 42158 |  |  | NotYetVerified |  | 3 | 24000 | 100 | 240 | 14 | 0.93 | 5000 | 70
PGEJH2YG | Shat-R-Shield | Shat-R-Shield | 070LV50PRVL01 | Indoor Luminaires | High-Bay | Low-Bay Luminaires for Commercial and Industrial Buildings | Standard | TRUE | 7161 | 109 | 65.67 | 21.3 | 0.924 | 5292 | 83.2 | 5 | 50000 | 42158 |  |  | NotYetVerified |  | 3
PWS5MFKH | Light Corporation | DayStar | DS302.50K.70.CL.XXX.XXX [120V or 277V ONLY] | Indoor Luminaires | High-Bay | High-Bay Luminaires for Commercial and Industrial Buildings | Standard | TRUE | 31830 | 108.1 | 294.44 | 9.22 | 0.923 | 5145 | 74.4 | 5 | 150000 | 42158 |  |  | NotYetVerified |  | 3 | 31830 | 108.1 | 294.44 | 9.22 | 0.923 | 5000 | 74.4
P34SV39Q | Eiko Global LLC | LightspanLED | LRH160U | Indoor Luminaires | High-Bay | High-Bay Luminaires for Commercial and Industrial Buildings | Standard | TRUE | 17928.57 | 112 | 160.66 | 15 | 0.92 | 4916 | 73 | 5 | 50000 | 42158 |  |  | NotYetVerified |  | 3
PFMXG7AX | Jiangsu Ever-Tie Lighting Co. Ltd | Ever-tie | ETLB8-4FT/4L/DM 5700K | Indoor Luminaires | High-Bay | High-Bay Luminaires for Commercial and Industrial Buildings | Standard | FALSE | [9 empty] | 42158 |  |  | NotYetVerified |  | 3 | 14960.24 | 108.02 | 138.49 | 20 | 0.997 | 5700 | 83.4
P2CKDWUX | Jiangsu Ever-Tie Lighting Co. Ltd | Ever-tie | ETLB9-4FT/6L/DM 5000K | Indoor Luminaires | High-Bay | High-Bay Luminaires for Commercial and Industrial Buildings | Standard | FALSE | [9 empty] | 42158 |  |  | NotYetVerified |  | 3 | 20902 | 100.38 | 208 | 20 | 0.995 | 5000 | 84
PKE7MVG7 | Jiangsu Ever-Tie Lighting Co. Ltd | Ever-tie | ETLB9-4FT/4L/DM 5000K | Indoor Luminaires | High-Bay | High-Bay Luminaires for Commercial and Industrial Buildings | Standard | FALSE | [9 empty] | 42158 |  |  | NotYetVerified |  | 3 | 14290 | 102.5 | 139.39 | 20 | 0.997 | 5000 | 83.5
PQ4ZCYV6 | Jiangsu Ever-Tie Lighting Co. Ltd | Ever-tie | ETLB8-4FT/4L/DM 5000K | Indoor Luminaires | High-Bay | High-Bay Luminaires for Commercial and Industrial Buildings | Standard | FALSE | [9 empty] | 42158 |  |  | NotYetVerified |  | 3 | 14822.2 | 107.08 | 138.41 | 20 | 0.997 | 5000 | 83.4
PVUJFTBV | Jiangsu Ever-Tie Lighting Co. Ltd | Ever-tie | ETLB9-4FT/6L/DM 4000K | Indoor Luminaires | High-Bay | High-Bay Luminaires for Commercial and Industrial Buildings | Standard | FALSE | [9 empty] | 42158 |  |  | NotYetVerified |  | 3 | 21177.24 | 101.92 | 207.77 | 20 | 0.995 | 4000 | 83.8
P4CNVZH5 | Jiangsu Ever-Tie Lighting Co. Ltd | Ever-tie | ETLB9-4FT/4L/DM 4000K | Indoor Luminaires | High-Bay | High-Bay Luminaires for Commercial and Industrial Buildings | Standard | FALSE | [9 empty] | 42158 |  |  | NotYetVerified |  | 3 | 14400.74 | 103.34 | 139.35 | 20 | 0.997 | 4000 | 83.5
PDPFF615 | MaxLite Inc | MaxLED | LSP9605HU55DV50 | Indoor Luminaires | High-Bay | Low-Bay Luminaires for Commercial and Industrial Buildings | Standard | FALSE | [9 empty] | 42158 |  |  | NotYetVerified |  | 3 | 6689 | 114.8 | 58 | 13.3 | 0.99 | 5288 | 83.5
P5NTQUB7 | MaxLite Inc | MaxLED | LSP9605SU55DV50 | Indoor Luminaires | High-Bay | Low-Bay Luminaires for Commercial and Industrial Buildings | Standard | FALSE | [9 empty] | 42158 |  |  | NotYetVerified |  | 3 | 6689 | 114.8 | 58 | 13.3 | 0.99 | 5288 | 83.5
P8VNSTRY | MaxLite Inc | MaxLED | LSP9605HU55DV35 | Indoor Luminaires | High-Bay | Low-Bay Luminaires for Commercial and Industrial Buildings | Standard | FALSE | [9 empty] | 42158 |  |  | NotYetVerified |  | 3 | 6034 | 103 | 58 | 12 | 0.99 | 3576 | 85
PS5RURQS | Light Corporation | DayStar | DS302.50K.70.CL.IOS.LXW.XXX.XXX [120V or 277V ONLY] | Indoor Luminaires | High-Bay | High-Bay Luminaires for Commercial and Industrial Buildings | Standard | FALSE | [9 empty] | 42158 |  |  | NotYetVerified |  | 3 | 31830 | 108.1 | 294.44 | 9.22 | 0.923 | 5000 | 74.4
P78ESUHM | Light Corporation | DayStar | DS302.50K.70.CL.KL1.FM.BN.[NS WS or blank].XXX.XXX [120V or 277V ONLY] | Indoor Luminaires | High-Bay | High-Bay Luminaires for Commercial and Industrial Buildings | Standard | FALSE | [9 empty] | 42158 |  |  | NotYetVerified |  | 3 | 31830 | 108.1 | 294.44 | 9.22 | 0.923 | 5000 | 74.4
P72SZY5T | Light Corporation | DayStar | DS302.50K.70.CL.KL1.FM.OS.LXW.[NS WS or blank].XXX.XXX [120V or 277V ONLY] | Indoor Luminaires | High-Bay | High-Bay Luminaires for Commercial and Industrial Buildings | Standard | FALSE | [9 empty] | 42158 |  |  | NotYetVerified |  | 3 | 31830 | 108.1 | 294.44 | 9.22 | 0.923 | 5000 | 74.4
PV78QFHT | Big Ass Light Solutions | Big Ass Light | BAL-HBL1-14040105 -120V Only | Indoor Luminaires | High-Bay | High-Bay Luminaires for Commercial and Industrial Buildings | Standard | TRUE | 13360 | 97.96 | 136.38 | 7.07 | 0.996 | 4013 | 85.2 | 7 |  | 42157 |  |  | NotYetVerified |  | 3 | 13360 | 97.96 | 136.38 | 7.07 | 0.996 | 4013 | 85.2
P7XBP5S6 | DEL Innovation Design | Lidlum | LP3006-1224-40 | Indoor Luminaires | High-Bay | High-Bay Luminaires for Commercial and Industrial Buildings | Premium | TRUE | 12709 | 125.2 | 101.48 | 17.88 | 0.99 | 4030 | 83 | 5 | 100000 | 42157 | Not Dimmable | Not Dimmable | NotYetVerified |  | 3 | 12500 | 125 | 100 |  | 0.9 | 4000 | 70
PSJCNH2X | P.Q.L. Inc. | Superior Life | 55154 | Indoor Luminaires | High-Bay | High-Bay Luminaires for Commercial and Industrial Buildings | Standard | TRUE | 11290.38 | 107.918 | 104.62 | 6.27 | 0.9728 | 4076 | 83.5 | 5 | 50000 | 42157 |  |  | NotYetVerified |  | 3 | 11290.38 | 107.918 | 104.62 | 6.27 | 0.9728 | 4076 | 83.5
PP4KTTN2 | All Green Lighting Inc. | All Green Lighting Inc. | LYRA-150W | Indoor Luminaires | High-Bay | High-Bay Luminaires for Commercial and Industrial Buildings | Standard | TRUE | 14929 | 101.56 | 149.3 | 7.6 | 0.949 | 5294 | 84.2 | 5 | 50000 | 42157 |  |  | NotYetVerified |  | 3 | 14929 | 101.56 | 147 | 4.95 | 0.997 | 5294 | 84
PVNACRTM | Big Ass Light Solutions | Big Ass Light | BAL-HBL1-26040105 | Indoor Luminaires | High-Bay | High-Bay Luminaires for Commercial and Industrial Buildings | Standard | TRUE | 23370 | 94.03 | 248.55 | 11.08 | 0.942 | 4285 | 73.5 | 7 |  | 42157 |  |  | NotYetVerified |  | 3 | 23370 | 94.03 | 248.55 |  | 0.942 | 4285 | 71.4
PRZVKRYB | Big Ass Light Solutions | Big Ass Light | BAL-HBL1-40040105 | Indoor Luminaires | High-Bay | High-Bay Luminaires for Commercial and Industrial Buildings | Standard | TRUE | 37740 | 97.04 | 388.9 | 11.42 | 0.932 | 4076 | 71.5 | 7 |  | 42157 |  |  | NotYetVerified |  | 3 | 37740 | 97.04 | 388.9 | 11.42 | 0.932 | 4076 | 71.5
PCCJ4S9U | Blue Arrow Contract Manufacturing Corporation | BA-WISDOM | BAWDWP060BL2740K | Indoor Luminaires | High-Bay | High-Bay Luminaires for Commercial and Industrial Buildings | Standard | TRUE | 15355 | 77.977 | 196.919 | 10.85 | 0.931 | 4130 | 83 | 5 | 50000 | 42157 |  |  | NotYetVerified |  | 3 | 19357 |  | 200 |  | 0.95 | 4000 | 75
PY7DQSQ8 | Big Ass Light Solutions | Big Ass Light | BAL-HBL1-20040105 | Indoor Luminaires | High-Bay | High-Bay Luminaires for Commercial and Industrial Buildings | Standard | TRUE | 18560 | 95.47 | 194.41 | 8.43 | 0.931 | 4407 | 73.6 | 7 |  | 42157 |  |  | NotYetVerified |  | 3 | 18560 | 95.47 | 194.41 | 8.43 | 0.931 | 4407 | 73.6
PNNS6RC2 | Blue Arrow Contract Manufacturing Corporation | BA-WISDOM | BAWDHB150SI2750K | Indoor Luminaires | High-Bay | High-Bay Luminaires for Commercial and Industrial Buildings | Standard | TRUE | 14215.282 | 94.567 | 150.32 | 8.85 | 0.928 | 4837 | 73.9 | 5 | 50000 | 42157 |  |  | NotYetVerified |  | 3 | 14413 |  | 150 |  | 0.95 | 5000 | 75
P2P2G8XF | Big Ass Light Solutions | Big Ass Light | BAL-HBL1-10040105 | Indoor Luminaires | High-Bay | High-Bay Luminaires for Commercial and Industrial Buildings | Standard | TRUE | 9681 | 100.01 | 96.8 | 13.54 | 0.916 | 3997 | 84.1 | 7 |  | 42157 |  |  | NotYetVerified |  | 3 | 9681 | 100.01 | 96.8 | 13.54 | 0.916 | 3997 | 84.1
PRA4UBNQ | Blue Arrow Contract Manufacturing Corporation | BA-WISDOM | BAWDLB060BL2750K | Indoor Luminaires | High-Bay | Low-Bay Luminaires for Commercial and Industrial Buildings | Standard | TRUE | 5311.39 | 94.26 | 56.16 | 16.07 | 0.909 | 5172 | 85.9 | 5 | 50000 | 42157 |  |  | NotYetVerified |  | 3 | 5311 | 95 | 56 |  | 0.9 | 5000 | 86
PE9Z8CC1 | All Green Lighting Inc. | All Green Lighting Inc. | VESTA-50W | Indoor Luminaires | High-Bay | Low-Bay Luminaires for Commercial and Industrial Buildings | Standard | TRUE | 5237.31 | 103.3 | 50.7 | 16.55 | 0.901 | 5292 | 85.7 | 5 | 50000 | 42157 |  |  | NotYetVerified |  | 3 | 5000 | 100 | 50 | 15 | 0.95 | 5000 | 80
P2YZN6UA | Universal Lighting Technologies | Everline | VTL8-16K835-U | Indoor Luminaires | High-Bay | High-Bay Luminaires for Commercial and Industrial Buildings | Standard | TRUE | 18310 | 107 | 170.8 | 10.6 | 0.983 | 3491 | 82 | 5 | 60000 | 42156 |  |  | NotYetVerified |  | 3 | 18310 | 107 | 170.8 | 10.6 | 0.983 | 3491 | 82
P4YRUQR7 | Universal Lighting Technologies | Everline | VTL4-8K835-U | Indoor Luminaires | High-Bay | High-Bay Luminaires for Commercial and Industrial Buildings | Standard | TRUE | 9035 | 107.1 | 82.75 | 10.5 | 0.983 | 3495 | 81.9 | 5 | 60000 | 42156 |  |  | NotYetVerified |  | 3 | 9035 | 107.1 | 84.36 | 10.5 | 0.983 | 3495 | 81.9
PSTTTJAD | Universal Lighting Technologies | Everline | VTL4-6K835-U | Indoor Luminaires | High-Bay | Low-Bay Luminaires for Commercial and Industrial Buildings | Standard | TRUE | 6498 | 110.1 | 58.1 | 8.23 | 0.98 | 3488 | 81.9 | 5 | 60000 | 42156 |  |  | NotYetVerified |  | 3 | 6671 | 113.1 | 59.03 | 8.23 | 0.98 | 3488 | 81.9
PEUZA2FV | Universal Lighting Technologies | Everline | VTL4-10K835-U | Indoor Luminaires | High-Bay | High-Bay Luminaires for Commercial and Industrial Buildings | Standard | TRUE | 10120 | 95.1 | 105.2 | 8.45 | 0.977 | 3521 | 83.1 | 5 | 60000 | 42156 |  |  | NotYetVerified |  | 3 | 10410 | 97.9 | 106.3 | 8.45 | 0.977 | 3521 | 83.1
P1BV3T23 | Universal Lighting Technologies | Everline | VTL8-8K835-U | Indoor Luminaires | High-Bay | High-Bay Luminaires for Commercial and Industrial Buildings | Standard | TRUE | 10090 | 97.2 | 103.8 | 8.45 | 0.977 | 3517 | 83.1 | 5 | 60000 | 42156 |  |  | NotYetVerified |  | 3 | 10090 | 97.2 | 103.8 | 8.45 | 0.977 | 3517 | 83.1
PJYJ5H2Z | Universal Lighting Technologies | Everline | VTL8-20K835-U | Indoor Luminaires | High-Bay | High-Bay Luminaires for Commercial and Industrial Buildings | Standard | TRUE | 20400 | 96.5 | 211.3 | 8.37 | 0.977 | 3519 | 84 | 5 | 60000 | 42156 |  |  | NotYetVerified |  | 3 | 20400 | 96.5 | 211.3 | 8.37 | 0.977 | 3519 | 84
PKNSWSPM | Universal Lighting Technologies | Everline | VTL8-7K835-U | Indoor Luminaires | High-Bay | Low-Bay Luminaires for Commercial and Industrial Buildings | Standard | TRUE | 8034 | 104 | 77.18 | 8.47 | 0.967 | 3516 | 83.1 | 5 | 60000 | 42156 |  |  | NotYetVerified |  | 3 | 8034 | 104 | 77.18 | 8.47 | 0.967 | 3516 | 83.1
PJP2JY7N | SIMKAR Corporation | CHLED | CHLED812035U1XXX | Indoor Luminaires | High-Bay | High-Bay Luminaires for Commercial and Industrial Buildings | Standard | TRUE | 12590 | 102 | 123.9 | 7.01 | 0.955 | 3473 | 83.9 | 5 | 70000 | 42156 |  |  | NotYetVerified |  | 3 | 12266 | 98 | 125 | 8 | 0.9 | 3500 | 84
PB42PFTH | Titan LED Inc. | Titan LED | 34BR-4P-112-9-80 | Indoor Luminaires | High-Bay | High-Bay Luminaires for Commercial and Industrial Buildings | Standard | TRUE | 27701 | 94 | 295.71 | 11 | 0.95 | 5772 | 76 | 6 | 125000 | 42156 |  |  | NotYetVerified |  | 3 | 27701 |  | 296 | 14 | 0.99 | 5700 | 77
P62MSSZU | SCS Lighting Solutions Inc. | SCS Lighting Solutions Inc. | SCS-HBR300W-0120-5000K | Indoor Luminaires | High-Bay | High-Bay Luminaires for Commercial and Industrial Buildings | Standard | TRUE | 26902.58 | 93 | 287.78 | 8 | 0.95 | 5356 | 72 | 5 | 50000 | 42156 |  |  | NotYetVerified |  | 3 | 33000 | 110 | 300 | 10 | 0.98 | 5000 | 72
PZ873VVH | RISE-LITE GROUP CO. LTD | RISELITE | RL-HB-150W-LV-D-NW | Indoor Luminaires | High-Bay | High-Bay Luminaires for Commercial and Industrial Buildings | Standard | TRUE | 16914 | 108.08 | 156.5 | 12.33 | 0.9347 | 4166 | 74.8 | 5 | 50000 | 42156 |  |  | NotYetVerified |  | 3 | 16914 | 108.08 | 156.5 | 20 | 0.9 | 4100 | 75.7
PQ8RWGGQ | RISE-LITE GROUP CO. LTD | RISELITE | RL-HB-100W-LV-D-NW | Indoor Luminaires | High-Bay | High-Bay Luminaires for Commercial and Industrial Buildings | Standard | TRUE | 10333 | 108.58 | 95.16 | 13.08 | 0.9318 | 4179 | 75.7 | 5 | 50000 | 42156 |  |  | NotYetVerified |  | 3 | 10333 | 108.58 | 95.16 | 20 | 0.9 | 4100 | 75.7
PRQWJSK7 | Titan LED Inc. | Titan LED | 36BR-6P-168-7-80 | Indoor Luminaires | High-Bay | High-Bay Luminaires for Commercial and Industrial Buildings | Standard | TRUE | 36339.8 | 97 | 373.4 | 13 | 0.92 | 5692 | 76 | 6 | 125000 | 42156 |  |  | NotYetVerified |  | 3 | 36340 |  | 360 | 14 |  | 5700 | 77
PWQHSE46 | SCS Lighting Solutions Inc. | SCS Lighting Solutions Inc. | SCS-HBR200W-0120-5000K | Indoor Luminaires | High-Bay | High-Bay Luminaires for Commercial and Industrial Buildings | Standard | TRUE | 21365.26 | 106 | 196.45 | 10 | 0.92 | 5218 | 73 | 5 | 50000 | 42156 |  |  | NotYetVerified |  | 3 | 22000 | 110 | 200 | 10 | 0.98 | 5000 | 72
PDZ3GSBP | SIMKAR Corporation | CHLED | CHLED88635U1XXX | Indoor Luminaires | High-Bay | Low-Bay Luminaires for Commercial and Industrial Buildings | Standard | TRUE | 9379 | 114 | 82.33 | 9.45 | 0.916 | 3459 | 84 | 5 | 70000 | 42156 |  |  | NotYetVerified |  | 3 | 8942 | 103 | 86.26 | 9.45 | 0.9 | 3500 | 84
PXJKZZBG | Ecofuze LLC | Ecofuze | EF-FLAI120W(3000K) | Indoor Luminaires | High-Bay | High-Bay Luminaires for Commercial and Industrial Buildings | Standard | TRUE | 11037.5 | 94.9 | 116.3 | 15.98 | 0.9067 | 3088 | 73.4 | 5 | 50000 | 42156 |  |  | NotYetVerified |  | 3 | 11037 | 94.9 | 116.3 | 20 | 0.95 | 3000 | 73.4
PMS7QFDJ | Ecofuze LLC | Ecofuze | EF-FLAI80W(3000K) | Indoor Luminaires | High-Bay | Low-Bay Luminaires for Commercial and Industrial Buildings | Standard | TRUE | 7124 | 95.4 | 74.7 | 18.79 | 0.9048 | 3090 | 73.6 | 5 | 50000 | 42156 |  |  | NotYetVerified |  | 3 | 7124.1 | 95.4 | 74.7 | 20 | 0.95 | 3000 | 73.6
PFHJMR8Q | InLine Electrical Resources | IER | IER-HB-50W(4000K) | Indoor Luminaires | High-Bay | Low-Bay Luminaires for Commercial and Industrial Buildings | Standard | TRUE | 5132.5 | 103.19 | 49.74 | 16.91 | 0.9011 | 4107 | 71.8 | 5 |  | 42156 |  |  | NotYetVerified |  | 3 | 5100 | 100 | 50 |  | 0.9 | 4000 | 70
PSGVX12U | SIMKAR Corporation | CHLED | CHLED812050U1XXX | Indoor Luminaires | High-Bay | High-Bay Luminaires for Commercial and Industrial Buildings | Standard | FALSE | [9 empty] | 42156 |  |  | NotYetVerified |  | 3 | 13680 | 111 | 122.8 | 8.99 | 0.992 | 5141 | 84.4
P71ZJ69R | SIMKAR Corporation | CHLED | CHLED88650U1XXX | Indoor Luminaires | High-Bay | Low-Bay Luminaires for Commercial and Industrial Buildings | Standard | FALSE | [9 empty] | 42156 |  |  | NotYetVerified |  | 3 | 10090 | 124 | 81.59 | 9 | 0.997 | 5099 | 84.4
P369TV19 | SIMKAR Corporation | CHLED | CHLED812041U1XXX | Indoor Luminaires | High-Bay | High-Bay Luminaires for Commercial and Industrial Buildings | Standard | FALSE | [9 empty] | 42156 |  |  | NotYetVerified |  | 3 | 13570 | 111 | 122.1 | 8.57 | 0.993 | 3964 | 83.2
PYBW6QU9 | SIMKAR Corporation | CHLED | CHLED88641U1XXX | Indoor Luminaires | High-Bay | Low-Bay Luminaires for Commercial and Industrial Buildings | Standard | FALSE | [9 empty] | 42156 |  |  | NotYetVerified |  | 3 | 10010 | 123 | 81.31 | 9 | 0.997 | 3950 | 83.2
PWTTZ2V1 | RISE-LITE GROUP CO. LTD | RISELITE | RL-HB-150W-LV-D-CW | Indoor Luminaires | High-Bay | High-Bay Luminaires for Commercial and Industrial Buildings | Standard | FALSE | [9 empty] | 42156 |  |  | NotYetVerified |  | 3 | 17682 | 114.59 | 154.3 | 20 | 0.9 | 5700 | 72
P9J4VPEN | RISE-LITE GROUP CO. LTD | RISELITE | RL-HB-100W-LV-D-CW | Indoor Luminaires | High-Bay | High-Bay Luminaires for Commercial and Industrial Buildings | Standard | FALSE | [9 empty] | 42156 |  |  | NotYetVerified |  | 3 | 10709 | 113.95 | 93.98 | 20 | 0.9 | 5700 | 72
P7TYKN52 | RISE-LITE GROUP CO. LTD | RISELITE | RL-HB-150W-LV-D-DW | Indoor Luminaires | High-Bay | High-Bay Luminaires for Commercial and Industrial Buildings | Standard | FALSE | [9 empty] | 42156 |  |  | NotYetVerified |  | 3 | 16914 | 108.08 | 156.5 | 20 | 0.9 | 5000 | 75.7
PMMRBKCE | RISE-LITE GROUP CO. LTD | RISELITE | RL-HB-100W-LV-D-DW | Indoor Luminaires | High-Bay | High-Bay Luminaires for Commercial and Industrial Buildings | Standard | FALSE | [9 empty] | 42156 |  |  | NotYetVerified |  | 3 | 10333 | 108.58 | 95.16 | 20 | 0.9 | 5000 | 75.7
PJPBSUZY | Universal Lighting Technologies | Everline | VTL8-12K835-U | Indoor Luminaires | High-Bay | High-Bay Luminaires for Commercial and Industrial Buildings | Standard | FALSE | [9 empty] | 42156 | Dimmable | Continuous Below 10 | NotYetVerified |  | 3 | 13680 | 114 | 120.2 | 8.03 | 0.981 | 3492 | 83.1
PFV4F3A5 | InLine Electrical Resources | IER | IER-HB-50W(5700K) | Indoor Luminaires | High-Bay | Low-Bay Luminaires for Commercial and Industrial Buildings | Standard | FALSE | [9 empty] | 42156 | Not Dimmable | Not Dimmable | NotYetVerified |  | 3 | 5200 | 106 | 50 |  |  | 5700 | 70
PE87RJ4F | InLine Electrical Resources | IER | IER-HB-50W(5000K) | Indoor Luminaires | High-Bay | Low-Bay Luminaires for Commercial and Industrial Buildings | Standard | FALSE | [9 empty] | 42156 | Not Dimmable | Not Dimmable | NotYetVerified |  | 3 | 5100 | 100 | 50 |  |  | 5000 | 70
PPE9REX5 | InLine Electrical Resources | IER | IER-HB-50W(4500K) | Indoor Luminaires | High-Bay | Low-Bay Luminaires for Commercial and Industrial Buildings | Standard | FALSE | [9 empty] | 42156 | Not Dimmable | Not Dimmable | NotYetVerified |  | 3 | 5100 | 100 | 50 |  |  | 4500 | 70
PCS4A72K | Ecofuze LLC | Ecofuze | EF-FLAI120W(5700K) | Indoor Luminaires | High-Bay | High-Bay Luminaires for Commercial and Industrial Buildings | Standard | FALSE | [9 empty] | 42156 | Not Yet Verified | Not Yet Verified | NotYetVerified |  | 3 | 12149 | 105.1 | 115.6 | 20 | 0.95 | 5700 | 75.9
PKRMV1ZQ | Ecofuze LLC | Ecofuze | EF-FLAI80W(5700K) | Indoor Luminaires | High-Bay | Low-Bay Luminaires for Commercial and Industrial Buildings | Standard | FALSE | [9 empty] | 42156 | Not Dimmable | Not Dimmable | NotYetVerified |  | 3 | 7924.3 | 106.1 | 74.7 | 20 | 0.95 | 5700 | 76.9
PKYMNSNU | Ecofuze LLC | Ecofuze | EF-FLAI120W(5000K) | Indoor Luminaires | High-Bay | High-Bay Luminaires for Commercial and Industrial Buildings | Standard | FALSE | [9 empty] | 42156 | Not Yet Verified | Not Yet Verified | NotYetVerified |  | 3 | 12373.6 | 106.7 | 115.9 | 20 | 0.95 | 5000 | 76.8
PEKEUUG6 | Ecofuze LLC | Ecofuze | EF-FLAI80W(5000K) | Indoor Luminaires | High-Bay | Low-Bay Luminaires for Commercial and Industrial Buildings | Standard | FALSE | [9 empty] | 42156 | Not Dimmable | Not Dimmable | NotYetVerified |  | 3 | 8002.6 | 106.2 | 75.3 | 20 | 0.95 | 5000 | 75.5
PCUAP98T | Ecofuze LLC | Ecofuze | EF-FLAI120W(4500K) | Indoor Luminaires | High-Bay | High-Bay Luminaires for Commercial and Industrial Buildings | Standard | FALSE | [9 empty] | 42156 | Not Yet Verified | Not Yet Verified | NotYetVerified |  | 3 | 12044.1 | 103.6 | 116.2 | 20 | 0.95 | 4500 | 75.9
PFN3T198 | Ecofuze LLC | Ecofuze | EF-FLAI80W(4500K) | Indoor Luminaires | High-Bay | Low-Bay Luminaires for Commercial and Industrial Buildings | Standard | FALSE | [9 empty] | 42156 | Not Dimmable | Not Dimmable | NotYetVerified |  | 3 | 7903.7 | 103.3 | 76.6 | 20 | 0.95 | 4500 | 76.7
PED6QEKW | Ecofuze LLC | Ecofuze | EF-FLAI120W(4000K) | Indoor Luminaires | High-Bay | High-Bay Luminaires for Commercial and Industrial Buildings | Standard | FALSE | [9 empty] | 42156 | Not Yet Verified | Not Yet Verified | NotYetVerified |  | 3 | 11859 | 102.3 | 115.9 | 20 | 0.95 | 4000 | 74.8
P32A7CG3 | Ecofuze LLC | Ecofuze | EF-FLAI80W(4000K) | Indoor Luminaires | High-Bay | Low-Bay Luminaires for Commercial and Industrial Buildings | Standard | FALSE | [9 empty] | 42156 | Not Dimmable | Not Dimmable | NotYetVerified |  | 3 | 7534.9 | 98.7 | 76.4 | 20 | 0.95 | 4000 | 76.1
P5Y7Q9HE | Ecofuze LLC | Ecofuze | EF-FLAI120W(3500K) | Indoor Luminaires | High-Bay | High-Bay Luminaires for Commercial and Industrial Buildings | Standard | FALSE | [9 empty] | 42156 | Not Yet Verified | Not Yet Verified | NotYetVerified |  | 3 | 11499.6 | 98.7 | 116.4 | 20 | 0.95 | 3500 | 73.4
P2NYU8G4 | Ecofuze LLC | Ecofuze | EF-FLAI80W(3500K) | Indoor Luminaires | High-Bay | Low-Bay Luminaires for Commercial and Industrial Buildings | Standard | FALSE | [9 empty] | 42156 | Not Dimmable | Not Dimmable | NotYetVerified |  | 3 | 7441.6 | 97.3 | 76.5 | 20 | 0.95 | 3500 | 74.6
PFDBRF7N | WONDER WORKS AMERICA INC | Wonder Bright | WB-HBA200 | Indoor Luminaires | High-Bay | High-Bay Luminaires for Commercial and Industrial Buildings | Standard | TRUE | 22496.52 | 111.12 | 202.46 | 11.28 | 0.948 | 5202 | 73.2 | 5 | 50000 | 42153 |  |  | NotYetVerified |  | 3 | 23000 | 115 | 200 | 15 | 0.93 | 5000 | 70
PWPK33VN | WONDER WORKS AMERICA INC | Wonder Bright | WB-HBA150 | Indoor Luminaires | High-Bay | High-Bay Luminaires for Commercial and Industrial Buildings | Standard | TRUE | 17305.76 | 117.52 | 147.26 | 11.28 | 0.948 | 5204 | 73.4 | 5 | 50000 | 42153 |  |  | NotYetVerified |  | 3 | 17200 | 115 | 150 | 15 | 0.93 | 5000 | 70
P38MB921 | A+PRISM TECH OUTBACKLIGHT CO. | OB | OB-HB-120W-C | Indoor Luminaires | High-Bay | High-Bay Luminaires for Commercial and Industrial Buildings | Standard | TRUE | 11771 | 96.99 | 121.36 | 10.27 | 0.943 | 4946 | 84 | 5 | 50000 | 42153 |  |  | NotYetVerified |  | 3 | 11000 | 95 | 120 | 20 | 0.95 | 5000 | 80
PMZQXY57 | A+PRISM TECH OUTBACKLIGHT CO. | OB | OB-HB-250W-C | Indoor Luminaires | High-Bay | High-Bay Luminaires for Commercial and Industrial Buildings | Standard | TRUE | 23874.13 | 96.32 | 248.1 | 7.91 | 0.943 | 5048 | 84.7 | 5 | 50000 | 42153 |  |  | NotYetVerified | 60 Degree Beam Angle Only | 3 |  | 80 | 250 | 20 | 0.95 | 5000 | 80
PPP3M66M | A+PRISM TECH OUTBACKLIGHT CO. | OB | OB-HB-60W-C | Indoor Luminaires | High-Bay | Low-Bay Luminaires for Commercial and Industrial Buildings | Standard | TRUE | 5054 | 82.33 | 61.38 | 18.9 | 0.942 | 5054 | 84.5 | 5 | 50000 | 42153 |  |  | NotYetVerified |  | 3 | 5000 | 84 | 60 | 20 | 0.95 | 5000 | 80
PVCC5NQF | A+PRISM TECH OUTBACKLIGHT CO. | OB | OB-HB-80W-C | Indoor Luminaires | High-Bay | Low-Bay Luminaires for Commercial and Industrial Buildings | Standard | TRUE | 8053.8 | 92.7 | 86.88 | 8.55 | 0.939 | 4958 | 84.2 | 5 | 50000 | 42153 |  |  | NotYetVerified |  | 3 | 8000 | 95 | 80 | 20 | 0.95 | 5000 | 80
PQXYX45C | A+PRISM TECH OUTBACKLIGHT CO. | OB | OB-HB-150W-C | Indoor Luminaires | High-Bay | High-Bay Luminaires for Commercial and Industrial Buildings | Standard | TRUE | 14478 | 95.24 | 152.01 | 11.82 | 0.937 | 5024 | 83.7 | 5 | 50000 | 42153 |  |  | NotYetVerified |  | 3 | 15000 | 95 | 150 | 20 | 0.95 | 5000 | 80
P2XD8771 | A+PRISM TECH OUTBACKLIGHT CO. | OB | OB-HB-200W-C | Indoor Luminaires | High-Bay | High-Bay Luminaires for Commercial and Industrial Buildings | Standard | TRUE | 19218 | 94.92 | 202.46 | 9.76 | 0.92 | 4977 | 84.3 | 5 | 50000 | 42153 |  |  | NotYetVerified |  | 3 | 20000 | 95 | 200 | 20 | 0.95 | 5000 | 80
P22ZUQ7Y | WONDER WORKS AMERICA INC | Wonder Bright | WB-HBA100 | Indoor Luminaires | High-Bay | High-Bay Luminaires for Commercial and Industrial Buildings | Standard | TRUE | 11205.3 | 113.62 | 98.62 | 16.21 | 0.917 | 5170 | 73.1 | 5 | 50000 | 42153 |  |  | NotYetVerified |  | 3 | 11500 | 115 | 100 | 15 | 0.93 | 5000 | 70
PFK6QTEB | DuraComm Corporation | DuraBay | DL-BAY-120-5000-2x2 | Indoor Luminaires | High-Bay | High-Bay Luminaires for Commercial and Industrial Buildings | Standard | FALSE | [9 empty] | 42153 | Dimmable | Continuous Below 10 | Not Yet Verified |  | 3 | 28201 | 104.5 | 270 | 4.8 | 0.996 | 5211 | 83
PS9CPBQ8 | DuraComm Corporation | DuraBay | DL-BAY-120-4000-2x2 | Indoor Luminaires | High-Bay | High-Bay Luminaires for Commercial and Industrial Buildings | Standard | FALSE | [9 empty] | 42153 | Dimmable | Continuous Below 10 | Not Yet Verified |  | 3 | 29392 | 104.5 | 270 | 4.8 | 0.996 | 3954 | 72.52
PGJG4ZXM | DuraComm Corporation | DuraBay | DL-BAY-120-4000-2x1 | Indoor Luminaires | High-Bay | High-Bay Luminaires for Commercial and Industrial Buildings | Standard | FALSE | [9 empty] | 42153 | Dimmable | Continuous Below 10 | Not Yet Verified |  | 3 | 14696 | 104.5 | 135 | 4.8 | 0.996 | 3954 | 72.52
PR5Q2SSJ | KMW Inc. | GigaTera | SEH500-H3007PENW1 | Indoor Luminaires | High-Bay | High-Bay Luminaires for Commercial and Industrial Buildings | Standard | TRUE | 53160 | 110.64 | 480.46 | 9.89 | 0.9786 | 3115 | 82.19 | 5 | 100000 | 42152 |  |  | NotYetVerified |  | 3 | 53160 | 110.64 | 480.46 | 9.89 | 0.98 | 3000 | 82.19
PCAH92EK | KMW Inc. | GigaTera | SEH500-H5007PENW1 | Indoor Luminaires | High-Bay | High-Bay Luminaires for Commercial and Industrial Buildings | Standard | TRUE | 57050 | 117.1 | 487.18 | 9.57 | 0.9782 | 5075 | 80.85 | 5 | 100000 | 42152 |  |  | NotYetVerified |  | 3 | 57050 | 117.1 | 487.18 | 9.8 | 0.98 | 5000 | 80.95
P6GBQ3KV | CCR INC | CCR | CCR-HB-150W(4000K) | Indoor Luminaires | High-Bay | High-Bay Luminaires for Commercial and Industrial Buildings | Standard | TRUE | 11846 | 79.88 | 148.3 | 10.02 | 0.9386 | 4098 | 76 | 5 |  | 42152 |  |  | NotYetVerified |  | 3 |  |  | 150
P998ETV4 | Horner Lighting Group | Horner Lighting Group | ETG-WLL-3240-PX[Excluding P2]-C1-XX | Indoor Luminaires | High-Bay | High-Bay Luminaires for Commercial and Industrial Buildings | Standard | TRUE | 19900 | 85.83 | 231.84 | 11.21 | 0.937 | 5213 | 84.58 | 5 | 60000 | 42152 |  |  | NotYetVerified |  | 3 | 20000 | 83 | 240 |  |  | 5000 | 80
PCZHWEW3 | CCR INC | CCR | CCR-HB-200W(4000K) | Indoor Luminaires | High-Bay | High-Bay Luminaires for Commercial and Industrial Buildings | Standard | TRUE | 16184 | 78.89 | 205.1 | 11.58 | 0.9289 | 4044 | 75.9 | 5 |  | 42152 |  |  | NotYetVerified |  | 3 |  |  | 200
PAVNFG8R | TORONTO LED INC. | TORONTOLED | TL-HB15-HV-PW-110 | Indoor Luminaires | High-Bay | High-Bay Luminaires for Commercial and Industrial Buildings | Standard | TRUE | 12433 | 84.46 | 147.2 | 11.5 | 0.927 | 4100 | 76.4 | 5 | 50000 | 42152 |  |  | NotYetVerified |  | 3 | 12433 | 82.89 | 150 |  | 0.9 | 4100 | 75
PE9K4PAY | Horner Lighting Group | Horner Lighting Group | ETG-WLL-2160-PX-C1-XX | Indoor Luminaires | High-Bay | High-Bay Luminaires for Commercial and Industrial Buildings | Premium | TRUE | 18431 | 115.28 | 159.88 | 14.98 | 0.9168 | 5098 | 83.66 | 5 | 60000 | 42152 |  |  | No |  | 3.1 | 18500 | 115.71 | 159.88 | 6.66 | 0.99 | 5098 | 84
PSUK548E | Philips Day-Brite | Philips Day-Brite | DWLE51L850-8-UNV-SDIM-[MD360W] | Indoor Luminaires | High-Bay | Low-Bay Luminaires for Commercial and Industrial Buildings | Standard | FALSE | [9 empty] | 42152 |  |  | Yes | Product updated on 3/8/2017 | 4.1 | 9820.11 | 122.75 | 80 | 20 | 0.9 | 5000 | 80
PGURN6HG | Philips Day-Brite | Philips Day-Brite | DWPE51L850-8-UNV-SDIM-[MD360W] | Indoor Luminaires | High-Bay | Low-Bay Luminaires for Commercial and Industrial Buildings | Standard | FALSE | [9 empty] | 42152 |  |  | Yes | Product updated on 3/8/2017 | 4.1 | 9308.64 | 116.36 | 80 | 20 | 0.9 | 5000 | 80
P2W8ZM3Z | Philips Day-Brite | Philips Day-Brite | DWLE51L850-8-UNV-[MD360W] | Indoor Luminaires | High-Bay | Low-Bay Luminaires for Commercial and Industrial Buildings | Standard | FALSE | [9 empty] | 42152 |  |  | Yes | Product updated on 3/8/2017 | 4.1 | 9820 | 123.37 | 79.6 | 20 | 0.9 | 5000 | 80
P168J9PN | Philips Day-Brite | Philips Day-Brite | DWPE51L850-8-UNV-[MD360W] | Indoor Luminaires | High-Bay | Low-Bay Luminaires for Commercial and Industrial Buildings | Standard | FALSE | [9 empty] | 42152 |  |  | Yes | Product updated on 3/8/2017 | 4.1 | 9308.64 | 116.94 | 79.6 | 20 | 0.9 | 5000 | 80
PH9NWKKN | Philips Day-Brite | Philips Day-Brite | DWLE70L850-4-UNV-[MD360W] | Indoor Luminaires | High-Bay | Low-Bay Luminaires for Commercial and Industrial Buildings | Standard | FALSE | [9 empty] | 42152 |  |  | Yes | Product updated on 3/8/2017 | 4.1 | 6793.99 | 120.04 | 56.6 | 20 | 0.9 | 5000 | 80
PWVGWP4W | Philips Day-Brite | Philips Day-Brite | DWPE70L850-4-UNV-[MD360W] | Indoor Luminaires | High-Bay | Low-Bay Luminaires for Commercial and Industrial Buildings | Standard | FALSE | [9 empty] | 42152 |  |  | Yes | Product updated on 3/8/2017 | 4.1 | 6440.13 | 113.78 | 56.6 | 20 | 0.9 | 5000 | 80
PSN3PQ4K | Philips Day-Brite | Philips Day-Brite | DWLE51L840-8-UNV-SDIM-[MD360W] | Indoor Luminaires | High-Bay | Low-Bay Luminaires for Commercial and Industrial Buildings | Standard | FALSE | [9 empty] | 42152 |  |  | Yes | Product updated on 3/8/2017 | 4.1 | 9722.88 | 121.54 | 80 | 20 | 0.9 | 4000 | 80
P7XW9ZMV | Philips Day-Brite | Philips Day-Brite | DWPE51L840-8-UNV-SDIM-[MD360W] | Indoor Luminaires | High-Bay | Low-Bay Luminaires for Commercial and Industrial Buildings | Standard | FALSE | [9 empty] | 42152 |  |  | Yes | Product updated on 3/8/2017 | 4.1 | 9216.48 | 115.21 | 80 | 20 | 0.9 | 4000 | 80
PW1CVSZ2 | Philips Day-Brite | Philips Day-Brite | DWLE70L840-4-UNV-[MD360W] | Indoor Luminaires | High-Bay | Low-Bay Luminaires for Commercial and Industrial Buildings | Standard | FALSE | [9 empty] | 42152 |  |  | Yes | Product updated on 3/8/2017 | 4.1 | 6726.72 | 118.85 | 56.6 | 20 | 0.9 | 4000 | 80
PDS8NP8H | Philips Day-Brite | Philips Day-Brite | DWPE70L840-4-UNV-[MD360W] | Indoor Luminaires | High-Bay | Low-Bay Luminaires for Commercial and Industrial Buildings | Standard | FALSE | [9 empty] | 42152 |  |  | Yes | Product updated on 3/8/2017 | 4.1 | 6376.37 | 112.66 | 56.6 | 20 | 0.9 | 4000 | 80
PGPG7QXP | Philips Day-Brite | Philips Day-Brite | DWLE51L840-8-UNV-[MD360W] | Indoor Luminaires | High-Bay | Low-Bay Luminaires for Commercial and Industrial Buildings | Standard | FALSE | [9 empty] | 42152 |  |  | Yes | Product updated on 3/8/2017 | 4.1 | 9722.88 | 122.15 | 79.6 | 20 | 0.9 | 4000 | 80
PW6DEQS9 | Philips Day-Brite | Philips Day-Brite | DWPE51L840-8-UNV-[MD360W] | Indoor Luminaires | High-Bay | Low-Bay Luminaires for Commercial and Industrial Buildings | Standard | FALSE | [9 empty] | 42152 |  |  | Yes | Product updated on 3/8/2017 | 4.1 | 9216.48 | 115.78 | 79.6 | 20 | 0.9 | 4000 | 80
P29Q96WH | Philips Day-Brite | Philips Day-Brite | DWLE51L835-8-UNV-SDIM-[MD360W] | Indoor Luminaires | High-Bay | Low-Bay Luminaires for Commercial and Industrial Buildings | Standard | FALSE | [9 empty] | 42152 |  |  | Yes | Product updated on 3/8/2017 | 4.1 | 9528.42 | 119.11 | 80 | 20 | 0.9 | 3500 | 80
PJUF46S2 | Philips Day-Brite | Philips Day-Brite | DWPE51L835-8-UNV-SDIM-[MD360W] | Indoor Luminaires | High-Bay | Low-Bay Luminaires for Commercial and Industrial Buildings | Standard | FALSE | [9 empty] | 42152 |  |  | Yes | Product updated on 3/8/2017 | 4.1 | 9032.15 | 112.9 | 80 | 20 | 0.9 | 3500 | 80
PB2VB46Q | Philips Day-Brite | Philips Day-Brite | DWLE51L835-8-UNV-[MD360W] | Indoor Luminaires | High-Bay | Low-Bay Luminaires for Commercial and Industrial Buildings | Standard | FALSE | [9 empty] | 42152 |  |  | Yes | Product updated on 3/8/2017 | 4.1 | 9528.42 | 119.7 | 79.6 | 20 | 0.9 | 3500 | 80
P2WNRG82 | Philips Day-Brite | Philips Day-Brite | DWPE51L835-8-UNV-[MD360W] | Indoor Luminaires | High-Bay | Low-Bay Luminaires for Commercial and Industrial Buildings | Standard | FALSE | [9 empty] | 42152 |  |  | Yes | Product updated on 3/8/2017 | 4.1 | 9032.15 | 113.47 | 79.6 | 20 | 0.9 | 3500 | 80
P757EFUU | Philips Day-Brite | Philips Day-Brite | DWLE70L835-4-UNV-[MD360W] | Indoor Luminaires | High-Bay | Low-Bay Luminaires for Commercial and Industrial Buildings | Standard | FALSE | [9 empty] | 42152 |  |  | Yes | Product updated on 3/8/2017 | 4.1 | 6592.19 | 116.47 | 56.6 | 20 | 0.9 | 3500 | 80
PJKWMUQM | Philips Day-Brite | Philips Day-Brite | DWLE70L835-4-347 | Indoor Luminaires | High-Bay | Low-Bay Luminaires for Commercial and Industrial Buildings | Standard | FALSE | [9 empty] | 42152 |  |  | No | Product updated on 3/8/2017 | 4.1 | 6866 | 114.43 | 60 | 20 | 0.9 | 3500 | 80
PWZ6J88W | Philips Day-Brite | Philips Day-Brite | DWPE70L835-4-UNV-[MD360W] | Indoor Luminaires | High-Bay | Low-Bay Luminaires for Commercial and Industrial Buildings | Standard | FALSE | [9 empty] | 42152 |  |  | Yes | Product updated on 3/8/2017 | 4.1 | 6248.84 | 110.4 | 56.6 | 20 | 0.9 | 3500 | 80
PZ6284EV | KMW Inc. | GigaTera | SEH500-H5007PETW1 | Indoor Luminaires | High-Bay | High-Bay Luminaires for Commercial and Industrial Buildings | Standard | FALSE | [9 empty] | 42152 |  |  | NotYetVerified |  | 3 | 57050 | 117.1 | 487.18 | 9.8 | 0.98 | 5000 | 80.95
PRJEG6MD | KMW Inc. | GigaTera | SEH500-H4007PENW1 | Indoor Luminaires | High-Bay | High-Bay Luminaires for Commercial and Industrial Buildings | Standard | FALSE | [9 empty] | 42152 |  |  | NotYetVerified |  | 3 | 57500 | 115 | 500 | 9.8 | 0.98 | 4000 | 81
P9S9EFYY | KMW Inc. | GigaTera | SEH500-H4007PETW1 | Indoor Luminaires | High-Bay | High-Bay Luminaires for Commercial and Industrial Buildings | Standard | FALSE | [9 empty] | 42152 |  |  | NotYetVerified |  | 3 | 57500 | 115 | 500 | 9.8 | 0.98 | 4000 | 81
PFABFM9F | KMW Inc. | GigaTera | SEH500-H3007PETW1 | Indoor Luminaires | High-Bay | High-Bay Luminaires for Commercial and Industrial Buildings | Standard | FALSE | [9 empty] | 42152 |  |  | NotYetVerified |  | 3 | 53160 | 110.64 | 480.46 | 9.89 | 0.98 | 3000 | 82.19
PTB33C3H | TORONTO LED INC. | TORONTOLED | TL-HB15-HV-CW-110 | Indoor Luminaires | High-Bay | High-Bay Luminaires for Commercial and Industrial Buildings | Standard | FALSE | [9 empty] | 42152 | Not Yet Verified | Not Yet Verified | NotYetVerified |  | 3 | 12745 | 84.97 | 150 |  | 0.9 | 5500 | 69
P17VUKZ6 | CCR INC | CCR | CCR-HB-200W(5700K) | Indoor Luminaires | High-Bay | High-Bay Luminaires for Commercial and Industrial Buildings | Standard | FALSE | [9 empty] | 42152 | Not Dimmable | Not Dimmable | NotYetVerified |  | 3 | 16828.7 | 82.9 | 200 |  |  | 5700 | 70
P9PDH8V5 | CCR INC | CCR | CCR-HB-150W(5700K) | Indoor Luminaires | High-Bay | High-Bay Luminaires for Commercial and Industrial Buildings | Standard | FALSE | [9 empty] | 42152 | Not Dimmable | Not Dimmable | NotYetVerified |  | 3 | 12471.3 | 83.7 | 150 |  |  | 5700 | 70
P4KT3DC3 | CCR INC | CCR | CCR-HB-200W(5000K) | Indoor Luminaires | High-Bay | High-Bay Luminaires for Commercial and Industrial Buildings | Standard | FALSE | [9 empty] | 42152 | Not Dimmable | Not Dimmable | NotYetVerified |  | 3 | 16524.2 | 81.4 | 200 |  |  | 5000 | 70
P99AS256 | CCR INC | CCR | CCR-HB-150W(5000K) | Indoor Luminaires | High-Bay | High-Bay Luminaires for Commercial and Industrial Buildings | Standard | FALSE | [9 empty] | 42152 | Not Dimmable | Not Dimmable | NotYetVerified |  | 3 | 12285 | 82.45 | 150 |  |  | 5000 | 70
P58GVKAB | CCR INC | CCR | CCR-HB-200W(4500K) | Indoor Luminaires | High-Bay | High-Bay Luminaires for Commercial and Industrial Buildings | Standard | FALSE | [9 empty] | 42152 | Not Dimmable | Not Dimmable | NotYetVerified |  | 3 | 16077.6 | 79.2 | 200 |  |  | 4500 | 70
P23TCCS8 | CCR INC | CCR | CCR-HB-150W(4500K) | Indoor Luminaires | High-Bay | High-Bay Luminaires for Commercial and Industrial Buildings | Standard | FALSE | [9 empty] | 42152 | Not Dimmable | Not Dimmable | NotYetVerified |  | 3 | 12083.9 | 81.1 | 150 |  |  | 4500 | 70
PWNXRXXT | Neptun Light Inc. | Neptun Light Inc. | LED-25300-AL-UNV-850-XX-XX | Indoor Luminaires | High-Bay | High-Bay Luminaires for Commercial and Industrial Buildings | Standard | TRUE | 24314.07 | 81.635 | 297.84 | 5.72 | 0.9606 | 5130 | 83.8 | 5 | 75000 | 42151 |  |  | NotYetVerified |  | 3 | 24314.07 | 81.63 | 297.84 | 4.72 | 0.998 | 5130 | 83.8
PE4RQY8T | Neptun Light Inc. | Neptun Light Inc. | LED-25300-PC-UNV-850-XX-[C3 PC3] | Indoor Luminaires | High-Bay | High-Bay Luminaires for Commercial and Industrial Buildings | Standard | TRUE | 24171.48 | 81.08 | 298.12 | 5.61 | 0.9602 | 5084 | 84.8 | 5 | 75000 | 42151 |  |  | NotYetVerified |  | 3 | 24171.48 | 81.08 | 298.12 | 4.38 | 0.998 | 5084 | 84.8
P7SCFUH5 | Neptun Light Inc. | Neptun Light Inc. | LED-25300-AL-UNV-BL-DIM-850-XX-XX | Indoor Luminaires | High-Bay | High-Bay Luminaires for Commercial and Industrial Buildings | Standard | FALSE | [9 empty] | 42151 |  |  | NotYetVerified |  | 3 | 24314.07 | 81.63 | 297.84 | 4.72 | 0.998 | 5130 | 83.8
PC1Z2YR5 | Neptun Light Inc. | Neptun Light Inc. | LED-25300-AL-UNV-0-10VDIM-850-XX-XX | Indoor Luminaires | High-Bay | High-Bay Luminaires for Commercial and Industrial Buildings | Standard | FALSE | [9 empty] | 42151 |  |  | NotYetVerified |  | 3 | 24314.07 | 81.63 | 297.84 | 4.72 | 0.998 | 5130 | 83.8
PA3E8EG1 | Neptun Light Inc. | Neptun Light Inc. | LED-25300-PC-UNV-BL-DIM-850-XX-[C3 PC3] | Indoor Luminaires | High-Bay | High-Bay Luminaires for Commercial and Industrial Buildings | Standard | FALSE | [9 empty] | 42151 |  |  | NotYetVerified |  | 3 | 24171.48 | 81.08 | 298.12 | 4.38 | 0.998 | 5084 | 84.8
P6GCZZME | Neptun Light Inc. | Neptun Light Inc. | LED-25300-PC-UNV-0-10VDIM-850-XX-[C3 PC3] | Indoor Luminaires | High-Bay | High-Bay Luminaires for Commercial and Industrial Buildings | Standard | FALSE | [9 empty] | 42151 |  |  | NotYetVerified |  | 3 | 24171.48 | 81.08 | 298.12 | 4.38 | 0.998 | 5084 | 84.8
PNCHJYUM | Neptun Light Inc. | Neptun Light Inc. | LED-25400-AL-UNV-BL-DIM-850-XX-XX | Indoor Luminaires | High-Bay | High-Bay Luminaires for Commercial and Industrial Buildings | Standard | FALSE | [9 empty] | 42151 |  |  | NotYetVerified |  | 3 | 32251.55 | 82.06 | 393.02 | 5.69 | 0.996 | 5026 | 83.3
PY7JWTTZ | Neptun Light Inc. | Neptun Light Inc. | LED-25400-AL-UNV-850-XX-XX | Indoor Luminaires | High-Bay | High-Bay Luminaires for Commercial and Industrial Buildings | Standard | FALSE | [9 empty] | 42151 |  |  | NotYetVerified |  | 3 | 32251.55 | 82.06 | 393.02 | 5.69 | 0.996 | 5026 | 83.3
P3F4CMHX | Neptun Light Inc. | Neptun Light Inc. | LED-25400-AL-UNV-0-10VDIM-850-XX-XX | Indoor Luminaires | High-Bay | High-Bay Luminaires for Commercial and Industrial Buildings | Standard | FALSE | [9 empty] | 42151 |  |  | NotYetVerified |  | 3 | 32251.55 | 82.06 | 393.02 | 5.69 | 0.996 | 5026 | 83.3
PJKVWU26 | Neptun Light Inc. | Neptun Light Inc. | LED-25400-PC-UNV-BL-DIM-850-XX-[C3 PC3] | Indoor Luminaires | High-Bay | High-Bay Luminaires for Commercial and Industrial Buildings | Standard | FALSE | [9 empty] | 42151 |  |  | NotYetVerified |  | 3 | 33403.75 | 84.71 | 394.29 | 5.78 | 0.996 | 5022 | 84.1
P5VM3GT9 | Neptun Light Inc. | Neptun Light Inc. | LED-25400-PC-UNV-850-XX-[C3 PC3] | Indoor Luminaires | High-Bay | High-Bay Luminaires for Commercial and Industrial Buildings | Standard | FALSE | [9 empty] | 42151 |  |  | NotYetVerified |  | 3 | 33403.75 | 84.71 | 394.29 | 5.78 | 0.996 | 5022 | 84.1
PR11Z7KB | Neptun Light Inc. | Neptun Light Inc. | LED-25400-PC-UNV-0-10VDIM-850-XX-[C3 PC3] | Indoor Luminaires | High-Bay | High-Bay Luminaires for Commercial and Industrial Buildings | Standard | FALSE | [9 empty] | 42151 |  |  | NotYetVerified |  | 3 | 33403.75 | 84.71 | 394.29 | 5.78 | 0.996 | 5022 | 84.1
PT35SYCZ | On Time Lighting | On Time Lighting | IB3L-4-120-850-WD | Indoor Luminaires | High-Bay | High-Bay Luminaires for Commercial and Industrial Buildings | Standard | TRUE | 11990 | 122.4 | 96.74 | 13 | 0.965 | 5228 | 85.2 | 5 | 36000 | 42150 |  |  | NotYetVerified |  | 3 | 11990 | 122.4 | 96.74 | 13 | 0.965 | 5000 | 85.2
PKXKAFPK | Shenzhen Best Bright Technology Co. Limited | BBT | GK-A250A | Indoor Luminaires | High-Bay | High-Bay Luminaires for Commercial and Industrial Buildings | Standard | TRUE | 25498 | 106.24 | 240 | 8.95 | 0.9543 | 5164 | 71.9 | 5 | 50000 | 42150 |  |  | NotYetVerified |  | 3 | 23750 | 95 | 250 | 20 | 0.98 | 5000
PXUH1KUV | Shenzhen Best Bright Technology Co. Limited | BBT | GK-A150A | Indoor Luminaires | High-Bay | High-Bay Luminaires for Commercial and Industrial Buildings | Standard | TRUE | 15771 | 107.81 | 146.3 | 8.95 | 0.9543 | 5010 | 71.1 | 5 | 50000 | 42150 |  |  | NotYetVerified |  | 3 | 14250 | 95 | 150 | 20 | 0.98 | 5000
PEDWANE5 | OLYMPIA LIGHTING INC. | OLYMPIA | HBF-200W-55K-60D-277V | Indoor Luminaires | High-Bay | High-Bay Luminaires for Commercial and Industrial Buildings | Standard | TRUE | 16077.17 | 78.5 | 204.91 | 6 | 0.99 | 5156 | 75 |  |  | 42146 |  |  | NotYetVerified |  | 3 | 16077.17 | 78.5 | 204.91 | 6 | 0.99 | 5156 | 75
P3U91R6C6 | Ampco Lighting Ltd | Ampco | LHB-300-F (5000K) | Indoor Luminaires | High-Bay | High-Bay Luminaires for Commercial and Industrial Buildings | Standard | TRUE | 30789.94 | 95.02 | 324.05 | 6.6 | 0.962 | 5268 | 84.7 | 5 | 36000 | 42146 |  |  | NotYetVerified |  | 3 | 30000 | 100 | 300 | 6.6 | 0.9 | 5000 | 80
PHJ7Z7PS | OLYMPIA LIGHTING INC. | OLYMPIA | HBF-200W-55K-90D-277V | Indoor Luminaires | High-Bay | High-Bay Luminaires for Commercial and Industrial Buildings | Standard | FALSE | [9 empty] | 42146 |  |  | NotYetVerified |  | 3 | 15611.19 | 78.03 | 200.06 | 5 | 0.99 | 5165 | 75
PNHRUUGH | Atlas Lighting Products | Atlas Lighting Products | ILH80LED4LS[Blank]X | Indoor Luminaires | High-Bay | Low-Bay Luminaires for Commercial and Industrial Buildings | Standard | TRUE | 9223 | 112.93 | 81.67 | 7.44 | 0.985 | 4061 | 83.2 | 5 | 100000 | 42145 |  |  | NotYetVerified |  | 3 | 9223 | 112.93 | 81.67 |  |  | 4061 | 83.2
P2JFZRRV | Atlas Lighting Products | Atlas Lighting Products | ILH80LED4S[Blank]X | Indoor Luminaires | High-Bay | Low-Bay Luminaires for Commercial and Industrial Buildings | Standard | TRUE | 9958 | 121.47 | 81.98 | 7.38 | 0.985 | 4057 | 83.1 | 5 | 100000 | 42145 |  |  | NotYetVerified |  | 3 | 9958 | 121.47 | 81.98 |  |  | 4057 | 83.1
PH43QF9E | Cree Inc. | Cree EDGE Interior Round | INT-EDR-40-xx-06-E-xx-xx-700-40K-xxxx | Indoor Luminaires | High-Bay | High-Bay Luminaires for Commercial and Industrial Buildings | Standard | TRUE | 11509.7 | 86.44 | 131.2 | 11.54 | 0.957 | 4003 | 76 | 5 | 50000 | 42145 |  |  | NotYetVerified | XHR_D06E-*D7_ | 3 | 12672 | 94.6 | 134 | 20 | 0.9 | 4000 | 70
PK2Q229Y | Cree Inc. | Cree EDGE Interior Round | INT-EDR-40-xx-06-E-xx-xx-525-40K-xxxx | Indoor Luminaires | High-Bay | High-Bay Luminaires for Commercial and Industrial Buildings | Standard | TRUE | 9496.8 | 94.98 | 99.22 | 13.03 | 0.934 | 3971 | 72 | 5 | 50000 | 42145 |  |  | NotYetVerified | XHR_D06E-*C7_ | 3 | 10375 | 102.7 | 101 | 20 | 0.9 | 4000 | 70
PDCPBSYGM | GE Lighting Solutions | GE Luminations | IS-[1 C S]4-0-B2-M-[V D]-XXXX | Indoor Luminaires | High-Bay | Low-Bay Luminaires for Commercial and Industrial Buildings | Standard | TRUE | 4808.4 | 111.5 | 43.1 | 11.9 | 0.9 | 3438 | 83.7 | 5 | 75000 | 42145 |  |  | NotYetVerified |  | 3 | 4950 | 118 | 42 | 20 | 0.9 | 3500 | 83
PUMNDCQA | Cree Inc. | Cree EDGE Interior Round | INT-EDR-40-xx-06-E-xx-xx-350-40K-xxxx | Indoor Luminaires | High-Bay | Low-Bay Luminaires for Commercial and Industrial Buildings | Standard | TRUE | 6591.6 | 101.11 | 65.75 | 15.44 | 0.882 | 3965 | 75 | 5 | 50000 | 42145 |  |  | NotYetVerified | XHR_D06E-*H7_ | 3 | 7411 | 112.3 | 66 | 20 | 0.9 | 4000 | 70
PURQH4QWV | GE Lighting Solutions | GE Luminations | IS-[1 C S]4-0-B3-M-[V D]-XXXX | Indoor Luminaires | High-Bay | Low-Bay Luminaires for Commercial and Industrial Buildings | Standard | FALSE | [9 empty] | 42145 |  |  | NotYetVerified |  | 3 | 5200 | 124 | 42 | 20 | 0.9 | 4000 | 83
PDSC268Z | Cree Inc. | Cree EDGE Interior Round | INT-EDR-PS-xx-06-E-xx-xx-700-xxxx | Indoor Luminaires | High-Bay | High-Bay Luminaires for Commercial and Industrial Buildings | Standard | FALSE | [9 empty] | 42145 |  |  | NotYetVerified | XHR_A06E-*D_ | 3 | 13452 | 100.4 | 134 | 20 | 0.9 | 5700 | 70
PYJ6E925 | Cree Inc. | Cree EDGE Interior Round | INT-EDR-40-xx-06-E-xx-xx-700-xxxx | Indoor Luminaires | High-Bay | High-Bay Luminaires for Commercial and Industrial Buildings | Standard | FALSE | [9 empty] | 42145 |  |  | NotYetVerified | XHR_D06E-*D_ | 3 | 13160 | 98.2 | 134 | 20 | 0.9 | 5700 | 70
PXY4EXA8 | Cree Inc. | Cree EDGE Interior Round | INT-EDR-PS-xx-06-E-xx-xx-525-xxxx | Indoor Luminaires | High-Bay | High-Bay Luminaires for Commercial and Industrial Buildings | Standard | FALSE | [9 empty] | 42145 |  |  | NotYetVerified | XHR_A06E-*C_ | 3 | 11013 | 109 | 101 | 20 | 0.9 | 5700 | 70
P1X67E4C | Cree Inc. | Cree EDGE Interior Round | INT-EDR-40-xx-06-E-xx-xx-525-xxxx | Indoor Luminaires | High-Bay | High-Bay Luminaires for Commercial and Industrial Buildings | Standard | FALSE | [9 empty] | 42145 |  |  | NotYetVerified | XHR_D06E-*C_ | 3 | 10774 | 106.7 | 101 | 20 | 0.9 | 5700 | 70
PMBCDMMH | Cree Inc. | Cree EDGE Interior Round | INT-EDR-PS-xx-06-E-xx-xx-350-xxxx | Indoor Luminaires | High-Bay | Low-Bay Luminaires for Commercial and Industrial Buildings | Standard | FALSE | [9 empty] | 42145 |  |  | NotYetVerified | XHR_A06E-*H_ | 3 | 7867 | 119.2 | 66 | 20 | 0.9 | 5700 | 70
P1N2BTEP | Cree Inc. | Cree EDGE Interior Round | INT-EDR-40-xx-06-E-xx-xx-350-xxxx | Indoor Luminaires | High-Bay | Low-Bay Luminaires for Commercial and Industrial Buildings | Standard | FALSE | [9 empty] | 42145 |  |  | NotYetVerified | XHR_D06E-*H_ | 3 | 7696 | 116.6 | 66 | 20 | 0.9 | 5700 | 70
P9HDXX9P | Cree Inc. | Cree EDGE Interior Round | INT-EDR-PS-xx-06-E-xx-xx-700-DIM | Indoor Luminaires | High-Bay | High-Bay Luminaires for Commercial and Industrial Buildings | Standard | FALSE | [9 empty] | 42145 |  |  | NotYetVerified | XHR_A06E-*DY_ | 3 | 13452 | 100.4 | 134 | 20 | 0.9 | 5700 | 70
P2Q1SXM6 | Cree Inc. | Cree EDGE Interior Round | INT-EDR-40-xx-06-E-xx-xx-700-DIM | Indoor Luminaires | High-Bay | High-Bay Luminaires for Commercial and Industrial Buildings | Standard | FALSE | [9 empty] | 42145 |  |  | NotYetVerified | XHR_D06E-*DY_ | 3 | 13160 | 98.2 | 134 | 20 | 0.9 | 5700 | 70
PN8WAA5M | Cree Inc. | Cree EDGE Interior Round | INT-EDR-PS-xx-06-E-xx-xx-525-DIM | Indoor Luminaires | High-Bay | High-Bay Luminaires for Commercial and Industrial Buildings | Standard | FALSE | [9 empty] | 42145 |  |  | NotYetVerified | XHR_A06E-*CY_ | 3 | 11013 | 109 | 101 | 20 | 0.9 | 5700 | 70
PCVGFXXR | Cree Inc. | Cree EDGE Interior Round | INT-EDR-40-xx-06-E-xx-xx-525-DIM | Indoor Luminaires | High-Bay | High-Bay Luminaires for Commercial and Industrial Buildings | Standard | FALSE | [9 empty] | 42145 |  |  | NotYetVerified | XHR_D06E-*CY_ | 3 | 10774 | 106.7 | 101 | 20 | 0.9 | 5700 | 70
PBWEEVAU | Cree Inc. | Cree EDGE Interior Round | INT-EDR-PS-xx-06-E-xx-xx-350-DIM | Indoor Luminaires | High-Bay | Low-Bay Luminaires for Commercial and Industrial Buildings | Standard | FALSE | [9 empty] | 42145 |  |  | NotYetVerified | XHR_A06E-*HY_ | 3 | 7867 | 119.2 | 66 | 20 | 0.9 | 5700 | 70
PP5997WM | Cree Inc. | Cree EDGE Interior Round | INT-EDR-40-xx-06-E-xx-xx-350-DIM | Indoor Luminaires | High-Bay | Low-Bay Luminaires for Commercial and Industrial Buildings | Standard | FALSE | [9 empty] | 42145 |  |  | NotYetVerified | XHR_D06E-*HY_ | 3 | 7696 | 116.6 | 66 | 20 | 0.9 | 5700 | 70
PY9P7NGM | Cree Inc. | Cree EDGE Interior Round | INT-EDR-PS-xx-06-E-xx-xx-700-40K-xxxx | Indoor Luminaires | High-Bay | High-Bay Luminaires for Commercial and Industrial Buildings | Standard | FALSE | [9 empty] | 42145 |  |  | NotYetVerified | XHR_A06E-*D7_ | 3 | 12954 | 96.7 | 134 | 20 | 0.9 | 4000 | 70
PCHGUUAY | Cree Inc. | Cree EDGE Interior Round | INT-EDR-PS-xx-06-E-xx-xx-525-40K-xxxx | Indoor Luminaires | High-Bay | High-Bay Luminaires for Commercial and Industrial Buildings | Standard | FALSE | [9 empty] | 42145 |  |  | NotYetVerified | XHR_A06E-*C7_ | 3 | 10606 | 105 | 101 | 20 | 0.9 | 4000 | 70
PV7HFSFM | Cree Inc. | Cree EDGE Interior Round | INT-EDR-PS-xx-06-E-xx-xx-350-40K-xxxx | Indoor Luminaires | High-Bay | Low-Bay Luminaires for Commercial and Industrial Buildings | Standard | FALSE | [9 empty] | 42145 |  |  | NotYetVerified | XHR_A06E-*H7_ | 3 | 7575 | 114.8 | 66 | 20 | 0.9 | 4000 | 70
P525Z31N | Cree Inc. | Cree EDGE Interior Round | INT-EDR-PS-xx-06-E-xx-xx-700-40K-DIM | Indoor Luminaires | High-Bay | High-Bay Luminaires for Commercial and Industrial Buildings | Standard | FALSE | [9 empty] | 42145 |  |  | NotYetVerified | XHR_A06E-*D7Y_ | 3 | 12954 | 96.7 | 134 | 20 | 0.9 | 4000 | 70
P1UNB5DA | Cree Inc. | Cree EDGE Interior Round | INT-EDR-40-xx-06-E-xx-xx-700-40K-DIM | Indoor Luminaires | High-Bay | High-Bay Luminaires for Commercial and Industrial Buildings | Standard | FALSE | [9 empty] | 42145 |  |  | NotYetVerified | XHR_D06E-*D7Y_ | 3 | 12672 | 94.6 | 134 | 20 | 0.9 | 4000 | 70
P9TV9M3Z | Cree Inc. | Cree EDGE Interior Round | INT-EDR-PS-xx-06-E-xx-xx-525-40K-DIM | Indoor Luminaires | High-Bay | High-Bay Luminaires for Commercial and Industrial Buildings | Standard | FALSE | [9 empty] | 42145 |  |  | NotYetVerified | XHR_A06E-*C7Y_ | 3 | 10606 | 105 | 101 | 20 | 0.9 | 4000 | 70
P5PQJGZG | Cree Inc. | Cree EDGE Interior Round | INT-EDR-40-xx-06-E-xx-xx-525-40K-DIM | Indoor Luminaires | High-Bay | High-Bay Luminaires for Commercial and Industrial Buildings | Standard | FALSE | [9 empty] | 42145 |  |  | NotYetVerified | XHR_D06E-*C7Y_ | 3 | 10375 | 102.7 | 101 | 20 | 0.9 | 4000 | 70
P9AWZKYB | Cree Inc. | Cree EDGE Interior Round | INT-EDR-PS-xx-06-E-xx-xx-350-40K-DIM | Indoor Luminaires | High-Bay | Low-Bay Luminaires for Commercial and Industrial Buildings | Standard | FALSE | [9 empty] | 42145 |  |  | NotYetVerified | XHR_A06E-*H7Y_ | 3 | 7575 | 114.8 | 66 | 20 | 0.9 | 4000 | 70
PQGER3MC | Cree Inc. | Cree EDGE Interior Round | INT-EDR-40-xx-06-E-xx-xx-350-40K-DIM | Indoor Luminaires | High-Bay | Low-Bay Luminaires for Commercial and Industrial Buildings | Standard | FALSE | [9 empty] | 42145 |  |  | NotYetVerified | XHR_D06E-*H7Y_ | 3 | 7411 | 112.3 | 66 | 20 | 0.9 | 4000 | 70
PPBWHCG3 | SIMKAR Corporation | CHLED | CHLED817635U1 | Indoor Luminaires | High-Bay | Low-Bay Luminaires for Commercial and Industrial Buildings | Standard | TRUE | 8942 | 103.6 | 86.26 | 9.08 | 0.919 | 3482 | 83.2 | 5 | 72000 | 42144 |  |  | NotYetVerified |  | 3 |  |  | 86 |  |  | 3500
PSEK6CV9X | GE Lighting Solutions | GE Luminations | IS-[1 C S]8-0-B2-M-[V D]-XXXX | Indoor Luminaires | High-Bay | Low-Bay Luminaires for Commercial and Industrial Buildings | Premium | TRUE | 9862.5 | 117.1 | 84.2 | 13.6 | 0.91 | 3425 | 83.6 | 5 | 75000 | 42144 |  |  | No |  | 3 | 9900 | 118 | 84 | 20 | 0.9 | 3500 | 83
PY2MHPJ5R | GE Lighting Solutions | GE Luminations | IS-[1 C S]8-0-A2-M-[V D]-XXXX | Indoor Luminaires | High-Bay | Low-Bay Luminaires for Commercial and Industrial Buildings | Premium | TRUE | 7999.4 | 122.3 | 65.4 | 13.6 | 0.91 | 3417 | 83.7 | 5 | 75000 | 42144 |  |  | No |  | 3 | 8000 | 121 | 66 | 20 | 0.9 | 3500 | 83
P5J5TRK74 | GE Lighting Solutions | GE Luminations | IS-[1 C S]8-0-B3-M-[V D]-XXXX | Indoor Luminaires | High-Bay | Low-Bay Luminaires for Commercial and Industrial Buildings | Premium | FALSE | [9 empty] | 42144 | Dimmable | Continuous Below 10 | No |  | 3 | 10400 | 124 | 84 | 20 | 0.9 | 4000 | 83
P6BRGWRWY | GE Lighting Solutions | GE Luminations | IS-[1 C S]8-0-A3-M-[V D]-XXXX | Indoor Luminaires | High-Bay | Low-Bay Luminaires for Commercial and Industrial Buildings | Premium | FALSE | [9 empty] | 42144 | Dimmable | Continuous Below 10 | No |  | 3 | 8400 | 127 | 66 | 20 | 0.9 | 4000 | 83
PTT8H5WC | StarTek Lighting America | StarTek Lighting America LLC | LST-36V2-D-35K-S-XX-XXX-AD-U-XX | Indoor Luminaires | High-Bay | High-Bay Luminaires for Commercial and Industrial Buildings | Standard | TRUE | 17224 | 109.4 | 153.5 | 9.18 | 0.982 | 3345 | 83 | 5 | 60000 | 42143 |  |  | NotYetVerified |  | 3 | 17224 | 112.2 | 153.5 | 20 | 0.9 | 3500 | 80
PAFDW24DV | US Energy Sciences INC | US Energy Sciences | MHW-08X04-WAH-NCL | Indoor Luminaires | High-Bay | High-Bay Luminaires for Commercial and Industrial Buildings | Standard | TRUE | 22000 | 99 | 222.2 | 15 | 0.969 | 4028 | 82 | 5 | 63000 | 42143 |  |  | NotYetVerified |  | 3 | 21600 | 120 | 218 |  |  | 4000 | 82
P2ZUC2K6 | StarTek Lighting America | StarTek Lighting America LLC | LST-36V2-D-50K-S-XX-XXX-ND-U-XX | Indoor Luminaires | High-Bay | High-Bay Luminaires for Commercial and Industrial Buildings | Standard | FALSE | [9 empty] | 42143 |  |  | NotYetVerified |  | 3 | 18263 | 118.6 | 154 | 9.02 | 0.982 | 5125 | 85
PQZVAZF1 | StarTek Lighting America | StarTek Lighting America LLC | LST-36V2-D-50K-S-XX-XXX-AD-U-XX | Indoor Luminaires | High-Bay | High-Bay Luminaires for Commercial and Industrial Buildings | Standard | FALSE | [9 empty] | 42143 |  |  | NotYetVerified |  | 3 | 18263 | 118.6 | 154 | 9.02 | 0.982 | 5125 | 85
P3YQE7BS | StarTek Lighting America | StarTek Lighting America LLC | LST-36V2-D-40K-S-XX-XXX-ND-U-XX | Indoor Luminaires | High-Bay | High-Bay Luminaires for Commercial and Industrial Buildings | Standard | FALSE | [9 empty] | 42143 |  |  | NotYetVerified |  | 3 | 17592 | 114.5 | 153.6 | 9.16 | 0.983 | 3853 | 84
PK56VT7C | StarTek Lighting America | StarTek Lighting America LLC | LST-36V2-D-40K-S-XX-XXX-AD-U-XX | Indoor Luminaires | High-Bay | High-Bay Luminaires for Commercial and Industrial Buildings | Standard | FALSE | [9 empty] | 42143 |  |  | NotYetVerified |  | 3 | 17592 | 114.5 | 153.6 | 9.16 | 0.983 | 3853 | 84
PSRXXKJZ | StarTek Lighting America | StarTek Lighting America LLC | LST-36V2-D-35K-S-XX-XXX-ND-U-XX | Indoor Luminaires | High-Bay | High-Bay Luminaires for Commercial and Industrial Buildings | Standard | FALSE | [9 empty] | 42143 |  |  | NotYetVerified |  | 3 | 17224 | 112 | 153.5 | 20 | 0.9 | 3500 | 80
P8YW7Z6Z | Jiangsu Ever-Tie Lighting Co. Ltd | Ever-tie | ETLB9-4FT/8L/DM 4000K | Indoor Luminaires | High-Bay | High-Bay Luminaires for Commercial and Industrial Buildings | Standard | TRUE | 28173.12 | 101.47 | 277.63 | 9.6 | 0.984 | 4142 | 83.3 | 5 | 50000 | 42142 |  |  | NotYetVerified |  | 3 | 28173.1 | 101.47 | 277.63 | 20 | 0.998 | 4000 | 83.3
PAD8WU4Z | Jiangsu Ever-Tie Lighting Co. Ltd | Ever-tie | ETLB8-4FT/3L/DM 4000K | Indoor Luminaires | High-Bay | High-Bay Luminaires for Commercial and Industrial Buildings | Standard | TRUE | 11290.38 | 107.918 | 104.62 | 6.27 | 0.9728 | 4076 | 83.5 | 5 | 50000 | 42142 |  |  | NotYetVerified |  | 3 | 11290.38 | 107.918 | 104.62 | 20 | 0.998 | 4000 | 83.5
PS143N76 | Hangzhou ZGSM Technology Co. Ltd. | ZGSM | ZGSM-GCD240HB30-60-HD [Qualified Pointing Straight Down] | Indoor Luminaires | High-Bay | High-Bay Luminaires for Commercial and Industrial Buildings | Standard | TRUE | 22502.8 | 95 | 236.78 | 11.14 | 0.9527 | 3071 | 72.3 | 5 | 60000 | 42142 |  |  | NotYetVerified |  | 3 | 22503 | 93.7625 | 240 | 20 | 0.9 | 3000 | 70
PJG5DSZG | Noribachi | Noribachi | 140-HBM-[optional upgrades]-[mounting] | Indoor Luminaires | High-Bay | High-Bay Luminaires for Commercial and Industrial Buildings | Standard | TRUE | 26403 | 116.8 | 226 | 12.6 | 0.941 | 4956 | 75.2 | 5 | 100000 | 42142 |  |  | NotYetVerified |  | 3
PKU7BYRB | Noribachi | Noribachi | 084-HBA-[optional upgrades]-[mounting] | Indoor Luminaires | High-Bay | High-Bay Luminaires for Commercial and Industrial Buildings | Standard | TRUE | 16700 | 114 | 145.9 | 13.9 | 0.936 | 4869 | 74.5 | 5 | 100000 | 42142 |  |  | NotYetVerified |  | 3
PDNR129KE | Noribachi | Noribachi | 063-HBS-[optional upgrades]-[mounting] | Indoor Luminaires | High-Bay | High-Bay Luminaires for Commercial and Industrial Buildings | Standard | TRUE | 10590 | 115 | 92.1 | 7.02 | 0.928 | 4748 | 74.1 | 5 | 100000 | 42142 |  |  | NotYetVerified | Aimable mountings only qualified straight down | 3
PHWMZY4T | Luminlite LLC | SKYBAY | LHB2203MVW | Indoor Luminaires | High-Bay | High-Bay Luminaires for Commercial and Industrial Buildings | Standard | TRUE | 20366 | 96.72 | 210.6 | 13.66 | 0.9193 | 3009 | 83.7 | 5 | 50000 | 42142 |  |  | NotYetVerified |  | 3 | 20366 | 96.72 | 210.6 | 13.66 | 0.9193 | 3000 | 83.7
P9VA5VEE | Luminlite LLC | SKYBAY | LHB1503MVW | Indoor Luminaires | High-Bay | High-Bay Luminaires for Commercial and Industrial Buildings | Standard | TRUE | 15460.3 | 106.04 | 145.8 | 13.58 | 0.9188 | 2994 | 83.9 | 5 | 50000 | 42142 |  |  | NotYetVerified |  | 3 | 15876 | 109.36 | 145.2 | 13.58 | 0.9188 | 3000 | 84.2
PH5QTPQP | Hangzhou ZGSM Technology Co. Ltd. | ZGSM | ZGSM-GCD120HB30-60-HD [Qualified Pointing Straight Down] | Indoor Luminaires | High-Bay | High-Bay Luminaires for Commercial and Industrial Buildings | Standard | TRUE | 11336.5 | 96 | 118.03 | 24.73 | 0.9129 | 3061 | 72.4 | 5 | 60000 | 42142 |  |  | NotYetVerified |  | 3 | 11337 | 94.475 | 120 | 20 | 0.9 | 3000 | 70
PQQN6RSM | Hangzhou ZGSM Technology Co. Ltd. | ZGSM | ZGSM-GCD80HB30-90-HD [Qualified Pointing Straight Down] | Indoor Luminaires | High-Bay | Low-Bay Luminaires for Commercial and Industrial Buildings | Standard | TRUE | 7723.1 | 97 | 79.62 | 13.16 | 0.9041 | 3102 | 72.6 | 5 | 60000 | 42142 |  |  | NotYetVerified |  | 3 | 7712 | 96.4 | 80 | 20 | 0.9 | 3000 | 70
PX16VR7J | Jiangsu Ever-Tie Lighting Co. Ltd | Ever-tie | ETLB8-4FT/3L/DM 5700K | Indoor Luminaires | High-Bay | High-Bay Luminaires for Commercial and Industrial Buildings | Standard | FALSE | [9 empty] | 42142 |  |  | NotYetVerified |  | 3 | 11297.17 | 107.94 | 104.66 | 20 | 0.998 | 5700 | 84.5
PWEEPCBD | Jiangsu Ever-Tie Lighting Co. Ltd | Ever-tie | ETLB9-4FT/8L/DM 5700K | Indoor Luminaires | High-Bay | High-Bay Luminaires for Commercial and Industrial Buildings | Standard | FALSE | [9 empty] | 42142 |  |  | NotYetVerified |  | 3 | 28724.4 | 102.82 | 279.35 | 20 | 0.998 | 5700 | 84.4
P6W6R5Y8 | Jiangsu Ever-Tie Lighting Co. Ltd | Ever-tie | ETLB8-4FT/3L/DM 5000K | Indoor Luminaires | High-Bay | High-Bay Luminaires for Commercial and Industrial Buildings | Standard | FALSE | [9 empty] | 42142 |  |  | NotYetVerified |  | 3 | 11295 | 107.9 | 104.64 | 20 | 0.998 | 5000 | 84
PG3Z4XXD | Jiangsu Ever-Tie Lighting Co. Ltd | Ever-tie | ETLB9-4FT/8L/DM 5000K | Indoor Luminaires | High-Bay | High-Bay Luminaires for Commercial and Industrial Buildings | Standard | FALSE | [9 empty] | 42142 |  |  | NotYetVerified |  | 3 | 28448.7 | 102.14 | 278.49 | 20 | 0.998 | 5000 | 83.3
PQ8A2Z95 | Luminlite LLC | SKYBAY | LHB1005MVW | Indoor Luminaires | High-Bay | High-Bay Luminaires for Commercial and Industrial Buildings | Standard | FALSE | [9 empty] | 42142 |  |  | NotYetVerified |  | 3 | 9954 | 104.34 | 95.39 | 14.14 | 0.9325 | 5000 | 83.9
P8Y6VEEX | Luminlite LLC | SKYBAY | LHB2205MVW | Indoor Luminaires | High-Bay | High-Bay Luminaires for Commercial and Industrial Buildings | Standard | FALSE | [9 empty] | 42142 |  |  | NotYetVerified |  | 3 | 25045 | 118.7 | 211 | 13.47 | 0.9303 | 5000 | 82.5
PMM46H1N | Luminlite LLC | SKYBAY | LHB1505MVW | Indoor Luminaires | High-Bay | High-Bay Luminaires for Commercial and Industrial Buildings | Standard | FALSE | [9 empty] | 42142 |  |  | NotYetVerified |  | 3 | 17371 | 118.9 | 146.1 | 13.39 | 0.9168 | 5000 | 82.5
PPAM6D41 | Luminlite LLC | SKYBAY | LHB15045MVW | Indoor Luminaires | High-Bay | High-Bay Luminaires for Commercial and Industrial Buildings | Standard | FALSE | [9 empty] | 42142 |  |  | NotYetVerified |  | 3 | 15876 | 109.36 | 145.2 | 13.58 | 0.9188 | 4500 | 84.2
P9EE7DFB | Luminlite LLC | SKYBAY | LHB22045MVW | Indoor Luminaires | High-Bay | High-Bay Luminaires for Commercial and Industrial Buildings | Standard | FALSE | [9 empty] | 42142 |  |  | NotYetVerified |  | 3 | 20366 | 96.72 | 210.6 | 13.66 | 0.9193 | 4500 | 83.7
P5QFZFF5 | Luminlite LLC | SKYBAY | LHB10045MVW | Indoor Luminaires | High-Bay | High-Bay Luminaires for Commercial and Industrial Buildings | Standard | FALSE | [9 empty] | 42142 |  |  | NotYetVerified |  | 3 | 9132.9 | 98.77 | 92.47 | 14.81 | 0.9288 | 4500 | 83.3
PMRBVJCY | Luminlite LLC | SKYBAY | LHB1504MVW | Indoor Luminaires | High-Bay | High-Bay Luminaires for Commercial and Industrial Buildings | Standard | FALSE | [9 empty] | 42142 |  |  | NotYetVerified |  | 3 | 15876 | 109.36 | 145.2 | 13.58 | 0.9188 | 4000 | 84.2
P11N5EFT | Luminlite LLC | SKYBAY | LHB2204MVW | Indoor Luminaires | High-Bay | High-Bay Luminaires for Commercial and Industrial Buildings | Standard | FALSE | [9 empty] | 42142 |  |  | NotYetVerified |  | 3 | 20366 | 96.72 | 210.6 | 13.66 | 0.9193 | 4000 | 83.7
PTK2GQKM | Luminlite LLC | SKYBAY | LHB1004MVW | Indoor Luminaires | High-Bay | High-Bay Luminaires for Commercial and Industrial Buildings | Standard | FALSE | [9 empty] | 42142 |  |  | NotYetVerified |  | 3 | 9132.9 | 98.77 | 92.47 | 14.81 | 0.9288 | 4000 | 83.3
PTGNX1AJ | Hangzhou ZGSM Technology Co. Ltd. | ZGSM | ZGSM-GCD240H57-110-HD [Qualified Pointing Straight Down] | Indoor Luminaires | High-Bay | High-Bay Luminaires for Commercial and Industrial Buildings | Standard | FALSE | [9 empty] | 42142 |  |  | NotYetVerified |  | 3 | 27159 | 113.1625 | 240 | 20 | 0.9 | 5700 | 70
P64X4637 | Hangzhou ZGSM Technology Co. Ltd. | ZGSM | ZGSM-GCD240HB57-110-HD [Qualified Pointing Straight Down] | Indoor Luminaires | High-Bay | High-Bay Luminaires for Commercial and Industrial Buildings | Standard | FALSE | [9 empty] | 42142 |  |  | NotYetVerified |  | 3 | 26769 | 111.5375 | 240 | 20 | 0.9 | 5700 | 70
PK7G55R1 | Hangzhou ZGSM Technology Co. Ltd. | ZGSM | ZGSM-GCD240H57-60-HD [Qualified Pointing Straight Down] | Indoor Luminaires | High-Bay | High-Bay Luminaires for Commercial and Industrial Buildings | Standard | FALSE | [9 empty] | 42142 |  |  | NotYetVerified |  | 3 | 26367 | 109.8625 | 240 | 20 | 0.9 | 5700 | 70
PU5WXS3Q | Hangzhou ZGSM Technology Co. Ltd. | ZGSM | ZGSM-GCD240HB57-60-HD [Qualified Pointing Straight Down] | Indoor Luminaires | High-Bay | High-Bay Luminaires for Commercial and Industrial Buildings | Standard | FALSE | [9 empty] | 42142 |  |  | NotYetVerified |  | 3 | 25971 | 108.2125 | 240 | 20 | 0.9 | 5700 | 70
PR25VS7N | Hangzhou ZGSM Technology Co. Ltd. | ZGSM | ZGSM-GCD240H57-90-HD [Qualified Pointing Straight Down] | Indoor Luminaires | High-Bay | High-Bay Luminaires for Commercial and Industrial Buildings | Standard | FALSE | [9 empty] | 42142 |  |  | NotYetVerified |  | 3 | 25724 | 107.1833 | 240 | 20 | 0.9 | 5700 | 70
PJHC2GWE | Hangzhou ZGSM Technology Co. Ltd. | ZGSM | ZGSM-GCD240HB57-90-HD [Qualified Pointing Straight Down] | Indoor Luminaires | High-Bay | High-Bay Luminaires for Commercial and Industrial Buildings | Standard | FALSE | [9 empty] | 42142 |  |  | NotYetVerified |  | 3 | 25366 | 105.6917 | 240 | 20 | 0.9 | 5700 | 70
P2JZ6BW9 | Hangzhou ZGSM Technology Co. Ltd. | ZGSM | ZGSM-GCD200H57-110-HD [Qualified Pointing Straight Down] | Indoor Luminaires | High-Bay | High-Bay Luminaires for Commercial and Industrial Buildings | Standard | FALSE | [9 empty] | 42142 |  |  | NotYetVerified |  | 3 | 22212 | 111.06 | 200 | 20 | 0.9 | 5700 | 70
P9439SAQ | Hangzhou ZGSM Technology Co. Ltd. | ZGSM | ZGSM-GCD200H57-90-HD [Qualified Pointing Straight Down] | Indoor Luminaires | High-Bay | High-Bay Luminaires for Commercial and Industrial Buildings | Standard | FALSE | [9 empty] | 42142 |  |  | NotYetVerified |  | 3 | 22015 | 110.075 | 200 | 20 | 0.9 | 5700 | 70
P6MN1JVD | Hangzhou ZGSM Technology Co. Ltd. | ZGSM | ZGSM-GCD200HB57-110-HD [Qualified Pointing Straight Down] | Indoor Luminaires | High-Bay | High-Bay Luminaires for Commercial and Industrial Buildings | Standard | FALSE | [9 empty] | 42142 |  |  | NotYetVerified |  | 3 | 21858 | 109.29 | 200 | 20 | 0.9 | 5700 | 70
PQNBEZXS | Hangzhou ZGSM Technology Co. Ltd. | ZGSM | ZGSM-GCD200HB57-90-HD [Qualified Pointing Straight Down] | Indoor Luminaires | High-Bay | High-Bay Luminaires for Commercial and Industrial Buildings | Standard | FALSE | [9 empty] | 42142 |  |  | NotYetVerified |  | 3 | 21687 | 108.435 | 200 | 20 | 0.9 | 5700 | 70
PWBNEAQX | Hangzhou ZGSM Technology Co. Ltd. | ZGSM | ZGSM-GCD200H57-60-HD [Qualified Pointing Straight Down] | Indoor Luminaires | High-Bay | High-Bay Luminaires for Commercial and Industrial Buildings | Standard | FALSE | [9 empty] | 42142 |  |  | NotYetVerified |  | 3 | 21382 | 106.91 | 200 | 20 | 0.9 | 5700 | 70
PDT1MD1J | Hangzhou ZGSM Technology Co. Ltd. | ZGSM | ZGSM-GCD200HB57-60-HD [Qualified Pointing Straight Down] | Indoor Luminaires | High-Bay | High-Bay Luminaires for Commercial and Industrial Buildings | Standard | FALSE | [9 empty] | 42142 |  |  | NotYetVerified |  | 3 | 21042 | 105.21 | 200 | 20 | 0.9 | 5700 | 70
P545YSCA | Hangzhou ZGSM Technology Co. Ltd. | ZGSM | ZGSM-GCD160H57-110-HD [Qualified Pointing Straight Down] | Indoor Luminaires | High-Bay | High-Bay Luminaires for Commercial and Industrial Buildings | Standard | FALSE | [9 empty] | 42142 |  |  | NotYetVerified |  | 3 | 17705 | 110.6562 | 160 | 20 | 0.9 | 5700 | 70
P76NNJZN | Hangzhou ZGSM Technology Co. Ltd. | ZGSM | ZGSM-GCD160HB57-110-HD [Qualified Pointing Straight Down] | Indoor Luminaires | High-Bay | High-Bay Luminaires for Commercial and Industrial Buildings | Standard | FALSE | [9 empty] | 42142 |  |  | NotYetVerified |  | 3 | 17423 | 108.8937 | 160 | 20 | 0.9 | 5700 | 70
P8CD7CJC | Hangzhou ZGSM Technology Co. Ltd. | ZGSM | ZGSM-GCD160H57-90-HD [Qualified Pointing Straight Down] | Indoor Luminaires | High-Bay | High-Bay Luminaires for Commercial and Industrial Buildings | Standard | FALSE | [9 empty] | 42142 |  |  | NotYetVerified |  | 3 | 17250 | 107.8125 | 160 | 20 | 0.9 | 5700 | 70
PGBAGRV4 | Hangzhou ZGSM Technology Co. Ltd. | ZGSM | ZGSM-GCD160H57-60-HD [Qualified Pointing Straight Down] | Indoor Luminaires | High-Bay | High-Bay Luminaires for Commercial and Industrial Buildings | Standard | FALSE | [9 empty] | 42142 |  |  | NotYetVerified |  | 3 | 17096 | 106.85 | 160 | 20 | 0.9 | 5700 | 70
PXRDMH4F | Hangzhou ZGSM Technology Co. Ltd. | ZGSM | ZGSM-GCD160HB57-90-HD [Qualified Pointing Straight Down] | Indoor Luminaires | High-Bay | High-Bay Luminaires for Commercial and Industrial Buildings | Standard | FALSE | [9 empty] | 42142 |  |  | NotYetVerified |  | 3 | 16966 | 106.0375 | 160 | 20 | 0.9 | 5700 | 70
PF3U31UK | Hangzhou ZGSM Technology Co. Ltd. | ZGSM | ZGSM-GCD160HB57-60-HD [Qualified Pointing Straight Down] | Indoor Luminaires | High-Bay | High-Bay Luminaires for Commercial and Industrial Buildings | Standard | FALSE | [9 empty] | 42142 |  |  | NotYetVerified |  | 3 | 16869 | 105.4313 | 160 | 20 | 0.9 | 5700 | 70
PAD8QQ1H | Hangzhou ZGSM Technology Co. Ltd. | ZGSM | ZGSM-GCD120H57-110-HD [Qualified Pointing Straight Down] | Indoor Luminaires | High-Bay | High-Bay Luminaires for Commercial and Industrial Buildings | Standard | FALSE | [9 empty] | 42142 |  |  | NotYetVerified |  | 3 | 13206 | 110.05 | 120 | 20 | 0.9 | 5700 | 70
P3EH3CXK | Hangzhou ZGSM Technology Co. Ltd. | ZGSM | ZGSM-GCD120H57-60-HD [Qualified Pointing Straight Down] | Indoor Luminaires | High-Bay | High-Bay Luminaires for Commercial and Industrial Buildings | Standard | FALSE | [9 empty] | 42142 |  |  | NotYetVerified |  | 3 | 13171 | 109.7583 | 120 | 20 | 0.9 | 5700 | 70
P7BFGJRZ | Hangzhou ZGSM Technology Co. Ltd. | ZGSM | ZGSM-GCD120HB57-110-HD [Qualified Pointing Straight Down] | Indoor Luminaires | High-Bay | High-Bay Luminaires for Commercial and Industrial Buildings | Standard | FALSE | [9 empty] | 42142 |  |  | NotYetVerified |  | 3 | 13004 | 108.3667 | 120 | 20 | 0.9 | 5700 | 70
P6W4FQ66 | Hangzhou ZGSM Technology Co. Ltd. | ZGSM | ZGSM-GCD120H57-90-HD [Qualified Pointing Straight Down] | Indoor Luminaires | High-Bay | High-Bay Luminaires for Commercial and Industrial Buildings | Standard | FALSE | [9 empty] | 42142 |  |  | NotYetVerified |  | 3 | 12995 | 108.2917 | 120 | 20 | 0.9 | 5700 | 70
PPNU9J3Y | Hangzhou ZGSM Technology Co. Ltd. | ZGSM | ZGSM-GCD120HB57-60-HD [Qualified Pointing Straight Down] | Indoor Luminaires | High-Bay | High-Bay Luminaires for Commercial and Industrial Buildings | Standard | FALSE | [9 empty] | 42142 |  |  | NotYetVerified |  | 3 | 12982 | 108.1833 | 120 | 20 | 0.9 | 5700 | 70
PH551K5H | Hangzhou ZGSM Technology Co. Ltd. | ZGSM | ZGSM-GCD120HB57-90-HD [Qualified Pointing Straight Down] | Indoor Luminaires | High-Bay | High-Bay Luminaires for Commercial and Industrial Buildings | Standard | FALSE | [9 empty] | 42142 |  |  | NotYetVerified |  | 3 | 12810 | 106.75 | 120 | 20 | 0.9 | 5700 | 70
PCVK3Q98 | Hangzhou ZGSM Technology Co. Ltd. | ZGSM | ZGSM-GCD80H57-110-HD [Qualified Pointing Straight Down] | Indoor Luminaires | High-Bay | Low-Bay Luminaires for Commercial and Industrial Buildings | Standard | FALSE | [9 empty] | 42142 |  |  | NotYetVerified |  | 3 | 8630 | 107.875 | 80 | 20 | 0.9 | 5700 | 70
PB3CJ5PW | Hangzhou ZGSM Technology Co. Ltd. | ZGSM | ZGSM-GCD80H57-60-HD [Qualified Pointing Straight Down] | Indoor Luminaires | High-Bay | Low-Bay Luminaires for Commercial and Industrial Buildings | Standard | FALSE | [9 empty] | 42142 |  |  | NotYetVerified |  | 3 | 8546 | 106.825 | 80 | 20 | 0.9 | 5700 | 70
PYAZTA32 | Hangzhou ZGSM Technology Co. Ltd. | ZGSM | ZGSM-GCD80HB57-110-HD [Qualified Pointing Straight Down] | Indoor Luminaires | High-Bay | Low-Bay Luminaires for Commercial and Industrial Buildings | Standard | FALSE | [9 empty] | 42142 |  |  | NotYetVerified |  | 3 | 8526 | 106.575 | 80 | 20 | 0.9 | 5700 | 70
P5UDTY9G | Hangzhou ZGSM Technology Co. Ltd. | ZGSM | ZGSM-GCD80H57-90-HD [Qualified Pointing Straight Down] | Indoor Luminaires | High-Bay | Low-Bay Luminaires for Commercial and Industrial Buildings | Standard | FALSE | [9 empty] | 42142 |  |  | NotYetVerified |  | 3 | 8514 | 106.425 | 80 | 20 | 0.9 | 5700 | 70
P7SRJVND | Hangzhou ZGSM Technology Co. Ltd. | ZGSM | ZGSM-GCD80HB57-60-HD [Qualified Pointing Straight Down] | Indoor Luminaires | High-Bay | Low-Bay Luminaires for Commercial and Industrial Buildings | Standard | FALSE | [9 empty] | 42142 |  |  | NotYetVerified |  | 3 | 8418 | 105.225 | 80 | 20 | 0.9 | 5700 | 70
PVMJDFW3 | Hangzhou ZGSM Technology Co. Ltd. | ZGSM | ZGSM-GCD80HB57-90-HD [Qualified Pointing Straight Down] | Indoor Luminaires | High-Bay | Low-Bay Luminaires for Commercial and Industrial Buildings | Standard | FALSE | [9 empty] | 42142 |  |  | NotYetVerified |  | 3 | 8389 | 104.8625 | 80 | 20 | 0.9 | 5700 | 70
PN331NAM | Hangzhou ZGSM Technology Co. Ltd. | ZGSM | ZGSM-GCD240H50-110-HD [Qualified Pointing Straight Down] | Indoor Luminaires | High-Bay | High-Bay Luminaires for Commercial and Industrial Buildings | Standard | FALSE | [9 empty] | 42142 |  |  | NotYetVerified |  | 3 | 26169.734 | 109.0406 | 240 | 20 | 0.9 | 5000 | 70
P7UVYW3Z | Hangzhou ZGSM Technology Co. Ltd. | ZGSM | ZGSM-GCD240HB50-110-HD [Qualified Pointing Straight Down] | Indoor Luminaires | High-Bay | High-Bay Luminaires for Commercial and Industrial Buildings | Standard | FALSE | [9 empty] | 42142 |  |  | NotYetVerified |  | 3 | 25771.273 | 107.3803 | 240 | 20 | 0.9 | 5000 | 70
P3MG4MBU | Hangzhou ZGSM Technology Co. Ltd. | ZGSM | ZGSM-GCD240H50-60-HD [Qualified Pointing Straight Down] | Indoor Luminaires | High-Bay | High-Bay Luminaires for Commercial and Industrial Buildings | Standard | FALSE | [9 empty] | 42142 |  |  | NotYetVerified |  | 3 | 25117.377 | 104.6557 | 240 | 20 | 0.9 | 5000 | 70
PX4CP69A | Hangzhou ZGSM Technology Co. Ltd. | ZGSM | ZGSM-GCD240H50-90-HD [Qualified Pointing Straight Down] | Indoor Luminaires | High-Bay | High-Bay Luminaires for Commercial and Industrial Buildings | Standard | FALSE | [9 empty] | 42142 |  |  | NotYetVerified |  | 3 | 24777.248 | 103.2385 | 240 | 20 | 0.9 | 5000 | 70
PQ4ASZMT | Hangzhou ZGSM Technology Co. Ltd. | ZGSM | ZGSM-GCD240HB50-60-HD [Qualified Pointing Straight Down] | Indoor Luminaires | High-Bay | High-Bay Luminaires for Commercial and Industrial Buildings | Standard | FALSE | [9 empty] | 42142 |  |  | NotYetVerified |  | 3 | 24759.348 | 103.164 | 240 | 20 | 0.9 | 5000 | 70
PNKG3JTG | Hangzhou ZGSM Technology Co. Ltd. | ZGSM | ZGSM-GCD240HB50-90-HD [Qualified Pointing Straight Down] | Indoor Luminaires | High-Bay | High-Bay Luminaires for Commercial and Industrial Buildings | Standard | FALSE | [9 empty] | 42142 |  |  | NotYetVerified |  | 3 | 24420.17 | 101.7507 | 240 | 20 | 0.9 | 5000 | 70
PYNPN22S | Hangzhou ZGSM Technology Co. Ltd. | ZGSM | ZGSM-GCD200H50-110-HD [Qualified Pointing Straight Down] | Indoor Luminaires | High-Bay | High-Bay Luminaires for Commercial and Industrial Buildings | Standard | FALSE | [9 empty] | 42142 |  |  | NotYetVerified |  | 3 | 21495.822 | 107.4791 | 200 | 20 | 0.9 | 5000 | 70
PP8BKXC5 | Hangzhou ZGSM Technology Co. Ltd. | ZGSM | ZGSM-GCD200HB50-110-HD [Qualified Pointing Straight Down] | Indoor Luminaires | High-Bay | High-Bay Luminaires for Commercial and Industrial Buildings | Standard | FALSE | [9 empty] | 42142 |  |  | NotYetVerified |  | 3 | 21153.54 | 105.7677 | 200 | 20 | 0.9 | 5000 | 70
PCHYGSK3 | Hangzhou ZGSM Technology Co. Ltd. | ZGSM | ZGSM-GCD200H50-90-HD [Qualified Pointing Straight Down] | Indoor Luminaires | High-Bay | High-Bay Luminaires for Commercial and Industrial Buildings | Standard | FALSE | [9 empty] | 42142 |  |  | NotYetVerified |  | 3 | 21126.27 | 105.6314 | 200 | 20 | 0.9 | 5000 | 70
PCDFREGB | Hangzhou ZGSM Technology Co. Ltd. | ZGSM | ZGSM-GCD200HB50-90-HD [Qualified Pointing Straight Down] | Indoor Luminaires | High-Bay | High-Bay Luminaires for Commercial and Industrial Buildings | Standard | FALSE | [9 empty] | 42142 |  |  | NotYetVerified |  | 3 | 20810.736 | 104.0537 | 200 | 20 | 0.9 | 5000 | 70
PTY8GW14 | Hangzhou ZGSM Technology Co. Ltd. | ZGSM | ZGSM-GCD200H50-60-HD [Qualified Pointing Straight Down] | Indoor Luminaires | High-Bay | High-Bay Luminaires for Commercial and Industrial Buildings | Standard | FALSE | [9 empty] | 42142 |  |  | NotYetVerified |  | 3 | 20677.01 | 103.3851 | 200 | 20 | 0.9 | 5000 | 70
PD7ZT1YG | Hangzhou ZGSM Technology Co. Ltd. | ZGSM | ZGSM-GCD200HB50-60-HD [Qualified Pointing Straight Down] | Indoor Luminaires | High-Bay | High-Bay Luminaires for Commercial and Industrial Buildings | Standard | FALSE | [9 empty] | 42142 |  |  | NotYetVerified |  | 3 | 20341.611 | 101.7081 | 200 | 20 | 0.9 | 5000 | 70
PTDNF76Q | Hangzhou ZGSM Technology Co. Ltd. | ZGSM | ZGSM-GCD160H50-110-HD [Qualified Pointing Straight Down] | Indoor Luminaires | High-Bay | High-Bay Luminaires for Commercial and Industrial Buildings | Standard | FALSE | [9 empty] | 42142 |  |  | NotYetVerified |  | 3 | 17214.537 | 107.5909 | 160 | 20 | 0.9 | 5000 | 70
PHS7CVYW | Hangzhou ZGSM Technology Co. Ltd. | ZGSM | ZGSM-GCD160HB50-110-HD [Qualified Pointing Straight Down] | Indoor Luminaires | High-Bay | High-Bay Luminaires for Commercial and Industrial Buildings | Standard | FALSE | [9 empty] | 42142 |  |  | NotYetVerified |  | 3 | 16956.627 | 105.9789 | 160 | 20 | 0.9 | 5000 | 70
PM2QTC12 | Hangzhou ZGSM Technology Co. Ltd. | ZGSM | ZGSM-GCD160H50-90-HD [Qualified Pointing Straight Down] | Indoor Luminaires | High-Bay | High-Bay Luminaires for Commercial and Industrial Buildings | Standard | FALSE | [9 empty] | 42142 |  |  | NotYetVerified |  | 3 | 16708.512 | 104.4282 | 160 | 20 | 0.9 | 5000 | 70
PR41QTMW | Hangzhou ZGSM Technology Co. Ltd. | ZGSM | ZGSM-GCD160H50-60-HD [Qualified Pointing Straight Down] | Indoor Luminaires | High-Bay | High-Bay Luminaires for Commercial and Industrial Buildings | Standard | FALSE | [9 empty] | 42142 |  |  | NotYetVerified |  | 3 | 16565.365 | 103.5335 | 160 | 20 | 0.9 | 5000 | 70
PMWW8KAG | Hangzhou ZGSM Technology Co. Ltd. | ZGSM | ZGSM-GCD160HB50-90-HD [Qualified Pointing Straight Down] | Indoor Luminaires | High-Bay | High-Bay Luminaires for Commercial and Industrial Buildings | Standard | FALSE | [9 empty] | 42142 |  |  | NotYetVerified |  | 3 | 16432.748 | 102.7047 | 160 | 20 | 0.9 | 5000 | 70
PN86V44U | Hangzhou ZGSM Technology Co. Ltd. | ZGSM | ZGSM-GCD160HB50-60-HD [Qualified Pointing Straight Down] | Indoor Luminaires | High-Bay | High-Bay Luminaires for Commercial and Industrial Buildings | Standard | FALSE | [9 empty] | 42142 |  |  | NotYetVerified |  | 3 | 16326.044 | 102.0378 | 160 | 20 | 0.9 | 5000 | 70
PCEKVUWH | Hangzhou ZGSM Technology Co. Ltd. | ZGSM | ZGSM-GCD120H50-110-HD [Qualified Pointing Straight Down] | Indoor Luminaires | High-Bay | High-Bay Luminaires for Commercial and Industrial Buildings | Standard | FALSE | [9 empty] | 42142 |  |  | NotYetVerified |  | 3 | 12774.379 | 106.4532 | 120 | 20 | 0.9 | 5000 | 70
PP6QZ4MN | Hangzhou ZGSM Technology Co. Ltd. | ZGSM | ZGSM-GCD120HB50-110-HD [Qualified Pointing Straight Down] | Indoor Luminaires | High-Bay | High-Bay Luminaires for Commercial and Industrial Buildings | Standard | FALSE | [9 empty] | 42142 |  |  | NotYetVerified |  | 3 | 12593.512 | 104.9459 | 120 | 20 | 0.9 | 5000 | 70
P6CP7ZKR | Hangzhou ZGSM Technology Co. Ltd. | ZGSM | ZGSM-GCD120H50-60-HD [Qualified Pointing Straight Down] | Indoor Luminaires | High-Bay | High-Bay Luminaires for Commercial and Industrial Buildings | Standard | FALSE | [9 empty] | 42142 |  |  | NotYetVerified |  | 3 | 12581.326 | 104.8444 | 120 | 20 | 0.9 | 5000 | 70
P46BUUDF | Hangzhou ZGSM Technology Co. Ltd. | ZGSM | ZGSM-GCD120H50-90-HD [Qualified Pointing Straight Down] | Indoor Luminaires | High-Bay | High-Bay Luminaires for Commercial and Industrial Buildings | Standard | FALSE | [9 empty] | 42142 |  |  | NotYetVerified |  | 3 | 12540.272 | 104.5023 | 120 | 20 | 0.9 | 5000 | 70
PABJ8K61 | Hangzhou ZGSM Technology Co. Ltd. | ZGSM | ZGSM-GCD120HB50-60-HD [Qualified Pointing Straight Down] | Indoor Luminaires | High-Bay | High-Bay Luminaires for Commercial and Industrial Buildings | Standard | FALSE | [9 empty] | 42142 |  |  | NotYetVerified |  | 3 | 12408.723 | 103.406 | 120 | 20 | 0.9 | 5000 | 70
PVTY9V4N | Hangzhou ZGSM Technology Co. Ltd. | ZGSM | ZGSM-GCD120HB50-90-HD [Qualified Pointing Straight Down] | Indoor Luminaires | High-Bay | High-Bay Luminaires for Commercial and Industrial Buildings | Standard | FALSE | [9 empty] | 42142 |  |  | NotYetVerified |  | 3 | 12364.341 | 103.0362 | 120 | 20 | 0.9 | 5000 | 70
PFXS4GYF | Hangzhou ZGSM Technology Co. Ltd. | ZGSM | ZGSM-GCD80H50-110-HD [Qualified Pointing Straight Down] | Indoor Luminaires | High-Bay | Low-Bay Luminaires for Commercial and Industrial Buildings | Standard | FALSE | [9 empty] | 42142 |  |  | NotYetVerified |  | 3 | 8391.819 | 104.8978 | 80 | 20 | 0.9 | 5000 | 70
PCUYKG4Q | Hangzhou ZGSM Technology Co. Ltd. | ZGSM | ZGSM-GCD80H50-60-HD [Qualified Pointing Straight Down] | Indoor Luminaires | High-Bay | Low-Bay Luminaires for Commercial and Industrial Buildings | Standard | FALSE | [9 empty] | 42142 |  |  | NotYetVerified |  | 3 | 8336.927 | 104.2116 | 80 | 20 | 0.9 | 5000 | 70
PBCFUDTU | Hangzhou ZGSM Technology Co. Ltd. | ZGSM | ZGSM-GCD80HB50-110-HD [Qualified Pointing Straight Down] | Indoor Luminaires | High-Bay | Low-Bay Luminaires for Commercial and Industrial Buildings | Standard | FALSE | [9 empty] | 42142 |  |  | NotYetVerified |  | 3 | 8286.678 | 103.5835 | 80 | 20 | 0.9 | 5000 | 70
PUQUA6BZ | Hangzhou ZGSM Technology Co. Ltd. | ZGSM | ZGSM-GCD80H50-90-HD [Qualified Pointing Straight Down] | Indoor Luminaires | High-Bay | Low-Bay Luminaires for Commercial and Industrial Buildings | Standard | FALSE | [9 empty] | 42142 |  |  | NotYetVerified |  | 3 | 8272.551 | 103.4069 | 80 | 20 | 0.9 | 5000 | 70
P5SD9PPQ | Hangzhou ZGSM Technology Co. Ltd. | ZGSM | ZGSM-GCD80HB50-60-HD [Qualified Pointing Straight Down] | Indoor Luminaires | High-Bay | Low-Bay Luminaires for Commercial and Industrial Buildings | Standard | FALSE | [9 empty] | 42142 |  |  | NotYetVerified |  | 3 | 8210.948 | 102.6369 | 80 | 20 | 0.9 | 5000 | 70
PWSCUXRM | Hangzhou ZGSM Technology Co. Ltd. | ZGSM | ZGSM-GCD80HB50-90-HD [Qualified Pointing Straight Down] | Indoor Luminaires | High-Bay | Low-Bay Luminaires for Commercial and Industrial Buildings | Standard | FALSE | [9 empty] | 42142 |  |  | NotYetVerified |  | 3 | 8156.9746 | 101.9622 | 80 | 20 | 0.9 | 5000 | 70
PWX54Z22 | Hangzhou ZGSM Technology Co. Ltd. | ZGSM | ZGSM-GCD240H40-110-HD [Qualified Pointing Straight Down] | Indoor Luminaires | High-Bay | High-Bay Luminaires for Commercial and Industrial Buildings | Standard | FALSE | [9 empty] | 42142 |  |  | NotYetVerified |  | 3 | 25216.508 | 105.0688 | 240 | 20 | 0.9 | 4000 | 70
PDJVW7TJ | Hangzhou ZGSM Technology Co. Ltd. | ZGSM | ZGSM-GCD240HB40-110-HD [Qualified Pointing Straight Down] | Indoor Luminaires | High-Bay | High-Bay Luminaires for Commercial and Industrial Buildings | Standard | FALSE | [9 empty] | 42142 |  |  | NotYetVerified |  | 3 | 24810.736 | 103.3781 | 240 | 20 | 0.9 | 4000 | 70
PAXVH2AN | Hangzhou ZGSM Technology Co. Ltd. | ZGSM | ZGSM-GCD240H40-60-HD [Qualified Pointing Straight Down] | Indoor Luminaires | High-Bay | High-Bay Luminaires for Commercial and Industrial Buildings | Standard | FALSE | [9 empty] | 42142 |  |  | NotYetVerified |  | 3 | 23926.98 | 99.6958 | 240 | 20 | 0.9 | 4000 | 70
PYU4VGU3 | Hangzhou ZGSM Technology Co. Ltd. | ZGSM | ZGSM-GCD240H40-90-HD [Qualified Pointing Straight Down] | Indoor Luminaires | High-Bay | High-Bay Luminaires for Commercial and Industrial Buildings | Standard | FALSE | [9 empty] | 42142 |  |  | NotYetVerified |  | 3 | 23865.344 | 99.4389 | 240 | 20 | 0.9 | 4000 | 70
PAJ2QAXN | Hangzhou ZGSM Technology Co. Ltd. | ZGSM | ZGSM-GCD240HB40-60-HD [Qualified Pointing Straight Down] | Indoor Luminaires | High-Bay | High-Bay Luminaires for Commercial and Industrial Buildings | Standard | FALSE | [9 empty] | 42142 |  |  | NotYetVerified |  | 3 | 23604.229 | 98.3509 | 240 | 20 | 0.9 | 4000 | 70
PND9V14R | Hangzhou ZGSM Technology Co. Ltd. | ZGSM | ZGSM-GCD240HB40-90-HD [Qualified Pointing Straight Down] | Indoor Luminaires | High-Bay | High-Bay Luminaires for Commercial and Industrial Buildings | Standard | FALSE | [9 empty] | 42142 |  |  | NotYetVerified |  | 3 | 23509.61 | 97.9567 | 240 | 20 | 0.9 | 4000 | 70
PSRNMHQZ | Hangzhou ZGSM Technology Co. Ltd. | ZGSM | ZGSM-GCD200H40-110-HD [Qualified Pointing Straight Down] | Indoor Luminaires | High-Bay | High-Bay Luminaires for Commercial and Industrial Buildings | Standard | FALSE | [9 empty] | 42142 |  |  | NotYetVerified |  | 3 | 20802.738 | 104.0137 | 200 | 20 | 0.9 | 4000 | 70
PKNHE2JT | Hangzhou ZGSM Technology Co. Ltd. | ZGSM | ZGSM-GCD200HB40-110-HD [Qualified Pointing Straight Down] | Indoor Luminaires | High-Bay | High-Bay Luminaires for Commercial and Industrial Buildings | Standard | FALSE | [9 empty] | 42142 |  |  | NotYetVerified |  | 3 | 20471.783 | 102.3589 | 200 | 20 | 0.9 | 4000 | 70
PR8XJEB7 | Hangzhou ZGSM Technology Co. Ltd. | ZGSM | ZGSM-GCD200H40-90-HD [Qualified Pointing Straight Down] | Indoor Luminaires | High-Bay | High-Bay Luminaires for Commercial and Industrial Buildings | Standard | FALSE | [9 empty] | 42142 |  |  | NotYetVerified |  | 3 | 20273.42 | 101.3671 | 200 | 20 | 0.9 | 4000 | 70
PP1HXJEZ | Hangzhou ZGSM Technology Co. Ltd. | ZGSM | ZGSM-GCD200H40-60-HD [Qualified Pointing Straight Down] | Indoor Luminaires | High-Bay | High-Bay Luminaires for Commercial and Industrial Buildings | Standard | FALSE | [9 empty] | 42142 |  |  | NotYetVerified |  | 3 | 19995.266 | 99.9763 | 200 | 20 | 0.9 | 4000 | 70
P841VXMH | Hangzhou ZGSM Technology Co. Ltd. | ZGSM | ZGSM-GCD200HB40-90-HD [Qualified Pointing Straight Down] | Indoor Luminaires | High-Bay | High-Bay Luminaires for Commercial and Industrial Buildings | Standard | FALSE | [9 empty] | 42142 |  |  | NotYetVerified |  | 3 | 19969.88 | 99.8494 | 200 | 20 | 0.9 | 4000 | 70
PVC6H7N7 | Hangzhou ZGSM Technology Co. Ltd. | ZGSM | ZGSM-GCD200HB40-60-HD [Qualified Pointing Straight Down] | Indoor Luminaires | High-Bay | High-Bay Luminaires for Commercial and Industrial Buildings | Standard | FALSE | [9 empty] | 42142 |  |  | NotYetVerified |  | 3 | 19664.537 | 98.3227 | 200 | 20 | 0.9 | 4000 | 70
P6PB73JZ | Hangzhou ZGSM Technology Co. Ltd. | ZGSM | ZGSM-GCD160H40-110-HD [Qualified Pointing Straight Down] | Indoor Luminaires | High-Bay | High-Bay Luminaires for Commercial and Industrial Buildings | Standard | FALSE | [9 empty] | 42142 |  |  | NotYetVerified |  | 3 | 16737.664 | 104.6104 | 160 | 20 | 0.9 | 4000 | 70
PNCRK58Z | Hangzhou ZGSM Technology Co. Ltd. | ZGSM | ZGSM-GCD160HB40-110-HD [Qualified Pointing Straight Down] | Indoor Luminaires | High-Bay | High-Bay Luminaires for Commercial and Industrial Buildings | Standard | FALSE | [9 empty] | 42142 |  |  | NotYetVerified |  | 3 | 16502.738 | 103.1421 | 160 | 20 | 0.9 | 4000 | 70
PNNPQ5BF | Hangzhou ZGSM Technology Co. Ltd. | ZGSM | ZGSM-GCD160H40-90-HD [Qualified Pointing Straight Down] | Indoor Luminaires | High-Bay | High-Bay Luminaires for Commercial and Industrial Buildings | Standard | FALSE | [9 empty] | 42142 |  |  | NotYetVerified |  | 3 | 16184.024 | 101.1502 | 160 | 20 | 0.9 | 4000 | 70
PQVNZ14E | Hangzhou ZGSM Technology Co. Ltd. | ZGSM | ZGSM-GCD160H40-60-HD [Qualified Pointing Straight Down] | Indoor Luminaires | High-Bay | High-Bay Luminaires for Commercial and Industrial Buildings | Standard | FALSE | [9 empty] | 42142 |  |  | NotYetVerified |  | 3 | 16051.204 | 100.32 | 160 | 20 | 0.9 | 4000 | 70
P79RTJGM | Hangzhou ZGSM Technology Co. Ltd. | ZGSM | ZGSM-GCD160HB40-90-HD [Qualified Pointing Straight Down] | Indoor Luminaires | High-Bay | High-Bay Luminaires for Commercial and Industrial Buildings | Standard | FALSE | [9 empty] | 42142 |  |  | NotYetVerified |  | 3 | 15916.257 | 99.4766 | 160 | 20 | 0.9 | 4000 | 70
PXBHMV6J | Hangzhou ZGSM Technology Co. Ltd. | ZGSM | ZGSM-GCD160HB40-60-HD [Qualified Pointing Straight Down] | Indoor Luminaires | High-Bay | High-Bay Luminaires for Commercial and Industrial Buildings | Standard | FALSE | [9 empty] | 42142 |  |  | NotYetVerified |  | 3 | 15800.565 | 98.7535 | 160 | 20 | 0.9 | 4000 | 70
PCWQCZV8 | Hangzhou ZGSM Technology Co. Ltd. | ZGSM | ZGSM-GCD120H40-110-HD [Qualified Pointing Straight Down] | Indoor Luminaires | High-Bay | High-Bay Luminaires for Commercial and Industrial Buildings | Standard | FALSE | [9 empty] | 42142 |  |  | NotYetVerified |  | 3 | 12356.867 | 102.9739 | 120 | 20 | 0.9 | 4000 | 70
PNA6P1AD | Hangzhou ZGSM Technology Co. Ltd. | ZGSM | ZGSM-GCD120HB40-110-HD [Qualified Pointing Straight Down] | Indoor Luminaires | High-Bay | High-Bay Luminaires for Commercial and Industrial Buildings | Standard | FALSE | [9 empty] | 42142 |  |  | NotYetVerified |  | 3 | 12195.981 | 101.6332 | 120 | 20 | 0.9 | 4000 | 70
PQZHAKSZ | Hangzhou ZGSM Technology Co. Ltd. | ZGSM | ZGSM-GCD120H40-90-HD [Qualified Pointing Straight Down] | Indoor Luminaires | High-Bay | High-Bay Luminaires for Commercial and Industrial Buildings | Standard | FALSE | [9 empty] | 42142 |  |  | NotYetVerified |  | 3 | 12101.459 | 100.8455 | 120 | 20 | 0.9 | 4000 | 70
PRTQW9YN | Hangzhou ZGSM Technology Co. Ltd. | ZGSM | ZGSM-GCD120H40-60-HD [Qualified Pointing Straight Down] | Indoor Luminaires | High-Bay | High-Bay Luminaires for Commercial and Industrial Buildings | Standard | FALSE | [9 empty] | 42142 |  |  | NotYetVerified |  | 3 | 12018.054 | 100.1505 | 120 | 20 | 0.9 | 4000 | 70
PFZF2NG3 | Hangzhou ZGSM Technology Co. Ltd. | ZGSM | ZGSM-GCD120HB40-90-HD [Qualified Pointing Straight Down] | Indoor Luminaires | High-Bay | High-Bay Luminaires for Commercial and Industrial Buildings | Standard | FALSE | [9 empty] | 42142 |  |  | NotYetVerified |  | 3 | 11934.188 | 99.4516 | 120 | 20 | 0.9 | 4000 | 70
PJRJMQD2 | Hangzhou ZGSM Technology Co. Ltd. | ZGSM | ZGSM-GCD120HB40-60-HD [Qualified Pointing Straight Down] | Indoor Luminaires | High-Bay | High-Bay Luminaires for Commercial and Industrial Buildings | Standard | FALSE | [9 empty] | 42142 |  |  | NotYetVerified |  | 3 | 11860.763 | 98.8397 | 120 | 20 | 0.9 | 4000 | 70
PGCU9KAW | Hangzhou ZGSM Technology Co. Ltd. | ZGSM | ZGSM-GCD80H40-110-HD [Qualified Pointing Straight Down] | Indoor Luminaires | High-Bay | Low-Bay Luminaires for Commercial and Industrial Buildings | Standard | FALSE | [9 empty] | 42142 |  |  | NotYetVerified |  | 3 | 8160.214 | 102.0027 | 80 | 20 | 0.9 | 4000 | 70
PD2P8VFX | Hangzhou ZGSM Technology Co. Ltd. | ZGSM | ZGSM-GCD80H40-60-HD [Qualified Pointing Straight Down] | Indoor Luminaires | High-Bay | Low-Bay Luminaires for Commercial and Industrial Buildings | Standard | FALSE | [9 empty] | 42142 |  |  | NotYetVerified |  | 3 | 8132.9683 | 101.6621 | 80 | 20 | 0.9 | 4000 | 70
P3SB71NF | Hangzhou ZGSM Technology Co. Ltd. | ZGSM | ZGSM-GCD80HB40-110-HD [Qualified Pointing Straight Down] | Indoor Luminaires | High-Bay | Low-Bay Luminaires for Commercial and Industrial Buildings | Standard | FALSE | [9 empty] | 42142 |  |  | NotYetVerified |  | 3 | 8054.0747 | 100.6759 | 80 | 20 | 0.9 | 4000 | 70
PJM4GEKS | Hangzhou ZGSM Technology Co. Ltd. | ZGSM | ZGSM-GCD80H40-90-HD [Qualified Pointing Straight Down] | Indoor Luminaires | High-Bay | Low-Bay Luminaires for Commercial and Industrial Buildings | Standard | FALSE | [9 empty] | 42142 |  |  | NotYetVerified |  | 3 | 8037.9487 | 100.4744 | 80 | 20 | 0.9 | 4000 | 70
PPV1S288 | Hangzhou ZGSM Technology Co. Ltd. | ZGSM | ZGSM-GCD80HB40-60-HD [Qualified Pointing Straight Down] | Indoor Luminaires | High-Bay | Low-Bay Luminaires for Commercial and Industrial Buildings | Standard | FALSE | [9 empty] | 42142 |  |  | NotYetVerified |  | 3 | 8008.9907 | 100.1124 | 80 | 20 | 0.9 | 4000 | 70
PDSMDF7C | Hangzhou ZGSM Technology Co. Ltd. | ZGSM | ZGSM-GCD80HB40-90-HD [Qualified Pointing Straight Down] | Indoor Luminaires | High-Bay | Low-Bay Luminaires for Commercial and Industrial Buildings | Standard | FALSE | [9 empty] | 42142 |  |  | NotYetVerified |  | 3 | 7931.367 | 99.1421 | 80 | 20 | 0.9 | 4000 | 70
PTX37YNV | Hangzhou ZGSM Technology Co. Ltd. | ZGSM | ZGSM-GCD240H30-110-HD [Qualified Pointing Straight Down] | Indoor Luminaires | High-Bay | High-Bay Luminaires for Commercial and Industrial Buildings | Standard | FALSE | [9 empty] | 42142 |  |  | NotYetVerified |  | 3 | 24298 | 101.2417 | 240 | 20 | 0.9 | 3000 | 70
PFJY7DX1 | Hangzhou ZGSM Technology Co. Ltd. | ZGSM | ZGSM-GCD240HB30-110-HD [Qualified Pointing Straight Down] | Indoor Luminaires | High-Bay | High-Bay Luminaires for Commercial and Industrial Buildings | Standard | FALSE | [9 empty] | 42142 |  |  | NotYetVerified |  | 3 | 23886 | 99.525 | 240 | 20 | 0.9 | 3000 | 70
PZMQVR6S | Hangzhou ZGSM Technology Co. Ltd. | ZGSM | ZGSM-GCD240H30-90-HD [Qualified Pointing Straight Down] | Indoor Luminaires | High-Bay | High-Bay Luminaires for Commercial and Industrial Buildings | Standard | FALSE | [9 empty] | 42142 |  |  | NotYetVerified |  | 3 | 22987 | 95.7792 | 240 | 20 | 0.9 | 3000 | 70
PJNSYGXX | Hangzhou ZGSM Technology Co. Ltd. | ZGSM | ZGSM-GCD240H30-60-HD [Qualified Pointing Straight Down] | Indoor Luminaires | High-Bay | High-Bay Luminaires for Commercial and Industrial Buildings | Standard | FALSE | [9 empty] | 42142 |  |  | NotYetVerified |  | 3 | 22793 | 94.9708 | 240 | 20 | 0.9 | 3000 | 70
P8ME3B65 | Hangzhou ZGSM Technology Co. Ltd. | ZGSM | ZGSM-GCD240HB30-90-HD [Qualified Pointing Straight Down] | Indoor Luminaires | High-Bay | High-Bay Luminaires for Commercial and Industrial Buildings | Standard | FALSE | [9 empty] | 42142 |  |  | NotYetVerified |  | 3 | 22633 | 94.3042 | 240 | 20 | 0.9 | 3000 | 70
PHRQ1AUM | Hangzhou ZGSM Technology Co. Ltd. | ZGSM | ZGSM-GCD200H30-110-HD [Qualified Pointing Straight Down] | Indoor Luminaires | High-Bay | High-Bay Luminaires for Commercial and Industrial Buildings | Standard | FALSE | [9 empty] | 42142 |  |  | NotYetVerified |  | 3 | 20132 | 100.66 | 200 | 20 | 0.9 | 3000 | 70
PKTV9Q7A | Hangzhou ZGSM Technology Co. Ltd. | ZGSM | ZGSM-GCD200HB30-110-HD [Qualified Pointing Straight Down] | Indoor Luminaires | High-Bay | High-Bay Luminaires for Commercial and Industrial Buildings | Standard | FALSE | [9 empty] | 42142 |  |  | NotYetVerified |  | 3 | 19812 | 99.06 | 200 | 20 | 0.9 | 3000 | 70
PXCPCWVA | Hangzhou ZGSM Technology Co. Ltd. | ZGSM | ZGSM-GCD200H30-90-HD [Qualified Pointing Straight Down] | Indoor Luminaires | High-Bay | High-Bay Luminaires for Commercial and Industrial Buildings | Standard | FALSE | [9 empty] | 42142 |  |  | NotYetVerified |  | 3 | 19455 | 97.275 | 200 | 20 | 0.9 | 3000 | 70
PTTBG1EP | Hangzhou ZGSM Technology Co. Ltd. | ZGSM | ZGSM-GCD200H30-60-HD [Qualified Pointing Straight Down] | Indoor Luminaires | High-Bay | High-Bay Luminaires for Commercial and Industrial Buildings | Standard | FALSE | [9 empty] | 42142 |  |  | NotYetVerified |  | 3 | 19336 | 96.68 | 200 | 20 | 0.9 | 3000 | 70
P8SMGNYX | Hangzhou ZGSM Technology Co. Ltd. | ZGSM | ZGSM-GCD200HB30-90-HD [Qualified Pointing Straight Down] | Indoor Luminaires | High-Bay | High-Bay Luminaires for Commercial and Industrial Buildings | Standard | FALSE | [9 empty] | 42142 |  |  | NotYetVerified |  | 3 | 19163 | 95.815 | 200 | 20 | 0.9 | 3000 | 70
PWAV5Q78 | Hangzhou ZGSM Technology Co. Ltd. | ZGSM | ZGSM-GCD200HB30-60-HD [Qualified Pointing Straight Down] | Indoor Luminaires | High-Bay | High-Bay Luminaires for Commercial and Industrial Buildings | Standard | FALSE | [9 empty] | 42142 |  |  | NotYetVerified |  | 3 | 19010 | 95.05 | 200 | 20 | 0.9 | 3000 | 70
P2Y334WY | Hangzhou ZGSM Technology Co. Ltd. | ZGSM | ZGSM-GCD160H30-110-HD [Qualified Pointing Straight Down] | Indoor Luminaires | High-Bay | High-Bay Luminaires for Commercial and Industrial Buildings | Standard | FALSE | [9 empty] | 42142 |  |  | NotYetVerified |  | 3 | 16274 | 101.7125 | 160 | 20 | 0.9 | 3000 | 70
PT14MMMR | Hangzhou ZGSM Technology Co. Ltd. | ZGSM | ZGSM-GCD160HB30-110-HD [Qualified Pointing Straight Down] | Indoor Luminaires | High-Bay | High-Bay Luminaires for Commercial and Industrial Buildings | Standard | FALSE | [9 empty] | 42142 |  |  | NotYetVerified |  | 3 | 16061 | 100.3812 | 160 | 20 | 0.9 | 3000 | 70
P2RJPWDP | Hangzhou ZGSM Technology Co. Ltd. | ZGSM | ZGSM-GCD160H30-90-HD [Qualified Pointing Straight Down] | Indoor Luminaires | High-Bay | High-Bay Luminaires for Commercial and Industrial Buildings | Standard | FALSE | [9 empty] | 42142 |  |  | NotYetVerified |  | 3 | 15676 | 97.975 | 160 | 20 | 0.9 | 3000 | 70
P654F8SN | Hangzhou ZGSM Technology Co. Ltd. | ZGSM | ZGSM-GCD160H30-60-HD [Qualified Pointing Straight Down] | Indoor Luminaires | High-Bay | High-Bay Luminaires for Commercial and Industrial Buildings | Standard | FALSE | [9 empty] | 42142 |  |  | NotYetVerified |  | 3 | 15553 | 97.2062 | 160 | 20 | 0.9 | 3000 | 70
PC3HFJUS | Hangzhou ZGSM Technology Co. Ltd. | ZGSM | ZGSM-GCD160HB30-90-HD [Qualified Pointing Straight Down] | Indoor Luminaires | High-Bay | High-Bay Luminaires for Commercial and Industrial Buildings | Standard | FALSE | [9 empty] | 42142 |  |  | NotYetVerified |  | 3 | 15416 | 96.35 | 160 | 20 | 0.9 | 3000 | 70
P18QEBYD | Hangzhou ZGSM Technology Co. Ltd. | ZGSM | ZGSM-GCD160HB30-60-HD [Qualified Pointing Straight Down] | Indoor Luminaires | High-Bay | High-Bay Luminaires for Commercial and Industrial Buildings | Standard | FALSE | [9 empty] | 42142 |  |  | NotYetVerified |  | 3 | 15292 | 95.575 | 160 | 20 | 0.9 | 3000 | 70
PKWAKATJ | Hangzhou ZGSM Technology Co. Ltd. | ZGSM | ZGSM-GCD120H30-110-HD [Qualified Pointing Straight Down] | Indoor Luminaires | High-Bay | High-Bay Luminaires for Commercial and Industrial Buildings | Standard | FALSE | [9 empty] | 42142 |  |  | NotYetVerified |  | 3 | 11953 | 99.6083 | 120 | 20 | 0.9 | 3000 | 70
PUQMDHEC | Hangzhou ZGSM Technology Co. Ltd. | ZGSM | ZGSM-GCD120HB30-110-HD [Qualified Pointing Straight Down] | Indoor Luminaires | High-Bay | High-Bay Luminaires for Commercial and Industrial Buildings | Standard | FALSE | [9 empty] | 42142 |  |  | NotYetVerified |  | 3 | 11811 | 98.425 | 120 | 20 | 0.9 | 3000 | 70
PS51YUWD | Hangzhou ZGSM Technology Co. Ltd. | ZGSM | ZGSM-GCD120H30-90-HD [Qualified Pointing Straight Down] | Indoor Luminaires | High-Bay | High-Bay Luminaires for Commercial and Industrial Buildings | Standard | FALSE | [9 empty] | 42142 |  |  | NotYetVerified |  | 3 | 11678 | 97.3167 | 120 | 20 | 0.9 | 3000 | 70
PUWKPGG9 | Hangzhou ZGSM Technology Co. Ltd. | ZGSM | ZGSM-GCD120HB30-90-HD [Qualified Pointing Straight Down] | Indoor Luminaires | High-Bay | High-Bay Luminaires for Commercial and Industrial Buildings | Standard | FALSE | [9 empty] | 42142 |  |  | NotYetVerified |  | 3 | 11519 | 95.9917 | 120 | 20 | 0.9 | 3000 | 70
P78B8RD9 | Hangzhou ZGSM Technology Co. Ltd. | ZGSM | ZGSM-GCD120H30-60-HD [Qualified Pointing Straight Down] | Indoor Luminaires | High-Bay | High-Bay Luminaires for Commercial and Industrial Buildings | Standard | FALSE | [9 empty] | 42142 |  |  | NotYetVerified |  | 3 | 11480 | 95.6667 | 120 | 20 | 0.9 | 3000 | 70
PU2S6QCU | Hangzhou ZGSM Technology Co. Ltd. | ZGSM | ZGSM-GCD80H30-110-HD [Qualified Pointing Straight Down] | Indoor Luminaires | High-Bay | Low-Bay Luminaires for Commercial and Industrial Buildings | Standard | FALSE | [9 empty] | 42142 |  |  | NotYetVerified |  | 3 | 7935 | 99.1875 | 80 | 20 | 0.9 | 3000 | 70
PY18VTGA | Hangzhou ZGSM Technology Co. Ltd. | ZGSM | ZGSM-GCD80H30-60-HD [Qualified Pointing Straight Down] | Indoor Luminaires | High-Bay | Low-Bay Luminaires for Commercial and Industrial Buildings | Standard | FALSE | [9 empty] | 42142 |  |  | NotYetVerified |  | 3 | 7934 | 99.175 | 80 | 20 | 0.9 | 3000 | 70
PWX9UM6X | Hangzhou ZGSM Technology Co. Ltd. | ZGSM | ZGSM-GCD80HB30-110-HD [Qualified Pointing Straight Down] | Indoor Luminaires | High-Bay | Low-Bay Luminaires for Commercial and Industrial Buildings | Standard | FALSE | [9 empty] | 42142 |  |  | NotYetVerified |  | 3 | 7828 | 97.85 | 80 | 20 | 0.9 | 3000 | 70
PFU5AT7A | Hangzhou ZGSM Technology Co. Ltd. | ZGSM | ZGSM-GCD80HB30-60-HD [Qualified Pointing Straight Down] | Indoor Luminaires | High-Bay | Low-Bay Luminaires for Commercial and Industrial Buildings | Standard | FALSE | [9 empty] | 42142 |  |  | NotYetVerified |  | 3 | 7812 | 97.65 | 80 | 20 | 0.9 | 3000 | 70
PB48X7JK | Hangzhou ZGSM Technology Co. Ltd. | ZGSM | ZGSM-GCD80H30-90-HD [Qualified Pointing Straight Down] | Indoor Luminaires | High-Bay | Low-Bay Luminaires for Commercial and Industrial Buildings | Standard | FALSE | [9 empty] | 42142 |  |  | NotYetVerified |  | 3 | 7810 | 97.625 | 80 | 20 | 0.9 | 3000 | 70
P1YUAC75 | Jasper EcoTech | Jasper EcoTech | HB15-3-200-5000-F | Indoor Luminaires | High-Bay | High-Bay Luminaires for Commercial and Industrial Buildings | Standard | TRUE | 17506.66 | 88.59 | 199.1 | 8.72 | 0.967 | 5272 | 85.7 | 5 | 36000 | 42139 |  |  | NotYetVerified |  | 3 | 20000 |  | 200 | 5 | 0.9 | 5000 | 80
P4N8W2WN | Jasper EcoTech | Jasper EcoTech | HB15-3-200-5000-C | Indoor Luminaires | High-Bay | High-Bay Luminaires for Commercial and Industrial Buildings | Standard | TRUE | 20419.33 | 103.55 | 197.19 | 8.5 | 0.966 | 5224 | 84.9 | 5 | 36000 | 42139 |  |  | NotYetVerified |  | 3 | 20419.33 | 103.55 | 197.19 | 4.5 | 0.998 | 5224 | 85
P5844YJWB | Lumecon LLC | Lumecon | LHB-180-AC-G-1-NW-X-[HCJP]-[X03]-[All Options expect L2420P L820P] | Indoor Luminaires | High-Bay | High-Bay Luminaires for Commercial and Industrial Buildings | Standard | TRUE | 16930 | 94.11 | 179.9 | 14.69 | 0.944 | 4231 | 85 | 5 | 50000 | 42139 |  |  | NotYetVerified |  | 3 | 16930 | 94.11 | 180 |  |  | 4231 | 95
P79841JD8 | Lumecon LLC | Lumecon | LHB-180-AC-PD-1-NW-X-[HCLP]-[X03]-[All Options Except L2420P L820P]-X | Indoor Luminaires | High-Bay | High-Bay Luminaires for Commercial and Industrial Buildings | Standard | TRUE | 16893 | 93.85 | 180 | 14.69 | 0.944 | 4231 | 85 | 5 | 50000 | 42139 |  |  | NotYetVerified |  | 3 | 16893 | 94 | 180 |  |  | 4231 | 85
PEJHZJXG4 | Lumecon LLC | Lumecon | LBH-180-AC-PC-1-NW-X-[HCLP]-[X03]-[All Options Except L2420P and L820P]-X | Indoor Luminaires | High-Bay | High-Bay Luminaires for Commercial and Industrial Buildings | Standard | TRUE | 16747 | 93.09 | 179.9 | 14.69 | 0.944 | 4231 | 85 | 5 | 50000 | 42139 |  |  | NotYetVerified |  | 3 | 16747 | 93.09 | 180 |  |  | 4231 | 85
PYAPZ3BH3 | Lumecon LLC | Lumecon | LHB-180-AL-G-1-NW-X-[HCLP]-[X03]-[All Options Except L2420P and L820P]-X | Indoor Luminaires | High-Bay | High-Bay Luminaires for Commercial and Industrial Buildings | Standard | TRUE | 14845 | 81.97 | 181.1 | 14.69 | 0.944 | 4231 | 85 | 5 | 50000 | 42139 |  |  | NotYetVerified |  | 3 | 14845 | 82 | 180 |  |  | 4231 | 85
PGBKWCEPE | PACE ILLUMINATION | Nimbus High Bay | HPDL-500-822-DT-230WLED-120-AL-ACBxx [ONLY 120V] | Indoor Luminaires | High-Bay | High-Bay Luminaires for Commercial and Industrial Buildings | Standard | TRUE | 20499 | 84.4 | 242.9 | 8.47 | 0.994 | 4380 | 89 | 5 |  | 42138 |  |  | NotYetVerified |  | 3 | 20499 | 84.4 | 242.9 | 8.5 | 0.99 | 4500 | 89
PBAFS73R | Sigma Luminous | Sigma ICE | ICE-CD8-60W-57K80 | Indoor Luminaires | High-Bay | Low-Bay Luminaires for Commercial and Industrial Buildings | Standard | TRUE | 6538 | 107.2 | 60.97 | 14.42 | 0.97 | 5332 | 84.1 | 5 | 36000 | 42138 |  |  | NotYetVerified |  | 3
PJQKX3PT | Sigma Luminous | Sigma ICE | ICE-CD15-100W-57K90 | Indoor Luminaires | High-Bay | High-Bay Luminaires for Commercial and Industrial Buildings | Standard | TRUE | 11051 | 110.3 | 100.2 | 12.64 | 0.961 | 5322 | 83.3 | 5 | 50000 | 42138 |  |  | NotYetVerified | Qualified Pointing Straight Down Only | 3
PDMJKEXP | Sigma Luminous | Sigma ICE | ICE-CD8-50W-57K80 | Indoor Luminaires | High-Bay | Low-Bay Luminaires for Commercial and Industrial Buildings | Standard | TRUE | 5022 | 99.21 | 50.62 | 18.29 | 0.958 | 5329 | 84.2 | 5 | 36000 | 42138 |  |  | NotYetVerified |  | 3
PZ5FGFKU | Sigma Luminous | Sigma ICE | ICE-CD15-80W-57K90 | Indoor Luminaires | High-Bay | Low-Bay Luminaires for Commercial and Industrial Buildings | Standard | TRUE | 9307 | 114.196 | 81.5 | 16.95 | 0.944 | 5329 | 83.3 | 5 | 36000 | 42138 |  |  | NotYetVerified |  | 3
PHUMYAYF | SmartCity US Inc. | SmartCity US | SCUS-HB10W27-50K | Indoor Luminaires | High-Bay | High-Bay Luminaires for Commercial and Industrial Buildings | Standard | TRUE | 9767.571 | 99.143 | 98.52 | 15.82 | 0.9379 | 5122 | 75.8 | 5 | 50000 | 42138 |  |  | NotYetVerified |  | 3 | 9786 |  | 100 |  | 0.95 | 5000 | 75
PSEMUMPF | SmartCity US Inc. | SmartCity US | SCUS-HB20W27-40K | Indoor Luminaires | High-Bay | High-Bay Luminaires for Commercial and Industrial Buildings | Standard | TRUE | 15355 | 77.977 | 196.919 | 10.85 | 0.931 | 4130 | 83 | 5 | 50000 | 42138 |  |  | NotYetVerified |  | 3 | 19357 |  | 200 |  | 0.95 | 4000 | 75
PAXUGG3X | Sigma Luminous | Sigma ICE | ICE-CH20-80W-57K90 | Indoor Luminaires | High-Bay | Low-Bay Luminaires for Commercial and Industrial Buildings | Standard | TRUE | 8944 | 108.1 | 82.77 | 14.74 | 0.926 | 5310 | 84.3 | 5 | 50000 | 42138 |  |  | NotYetVerified |  | 3 | 8160 | 102 | 80 | 14.74 | 0.926 | 5700 | 84.3
P4GZ8XCA | SmartCity US Inc. | SmartCity US | SCUS-HB46W27-50K | Indoor Luminaires | High-Bay | High-Bay Luminaires for Commercial and Industrial Buildings | Standard | TRUE | 38605.89 | 84.279 | 458.07 | 17.64 | 0.916 | 4802 | 75.6 | 5 | 50000 | 42138 |  |  | NotYetVerified |  | 3 | 38755 |  | 460 |  | 0.95 | 5000 | 75
P3FUWDBG | inSync Lighting Innovations LLC | inSync Lighting Innovations LLC | INTE 20 80 LED VS | Indoor Luminaires | High-Bay | High-Bay Luminaires for Commercial and Industrial Buildings | Standard | TRUE | 11344.02 | 128 | 88.76 | 11 | 0.89 | 5034 | 72 | 10 | 55000 | 42138 |  |  | NotYetVerified |  | 3 | 12584 | 143 | 88 |  |  | 5000
PQBDU58B | Delviro | Delviro Energy | Zoom-150-4K-H-22A-X-X-D-NL-90HDDE | Indoor Luminaires | High-Bay | High-Bay Luminaires for Commercial and Industrial Buildings | Standard | TRUE | 14552 | 96.2 | 151.35 | 16.4 | 0.883 | 4025 | 97.13 | 10 | 150000 | 42138 |  |  | NotYetVerified |  | 3 | 14552 | 96.2 | 151.35 | 9.68 | 0.9917 | 4025 | 97.13
P4KAGBGU | Delviro | Delviro Energy | Zoom-150-4K-U-22A-X-X-D-NL-90HDDE | Indoor Luminaires | High-Bay | High-Bay Luminaires for Commercial and Industrial Buildings | Standard | FALSE | [9 empty] | 42138 |  |  | NotYetVerified |  | 3 | 14798 | 99.8 | 148.3 | 9.68 | 0.998 | 4025 | 97.13
PZARS6WV | XtraLight Manufacturing Ltd. | XtraLight | LHBLED309300X5GUINXXXXXXWPP | Indoor Luminaires | High-Bay | High-Bay Luminaires for Commercial and Industrial Buildings | Standard | TRUE | 31265 | 107.7 | 290.38 | 7.49 | 0.973 | 5184 | 77.1 | 10 | 100000 | 42137 |  |  | NotYetVerified |  | 3
P1U8HB3D | cBright Lighting | cBright | CB-EL-200 | Indoor Luminaires | High-Bay | High-Bay Luminaires for Commercial and Industrial Buildings | Standard | TRUE | 19537 | 108.85 | 179.1 | 7.27 | 0.96 | 5308 | 85.4 | 5 | 50000 | 42137 |  |  | NotYetVerified |  | 3 | 19537.85 | 108.85 | 179.5 | 4.52 | 0.998 | 5308 | 85
PD99D6CY | Larson Electronics LLC | Larson Electronics LLC | GAU-24-80W-LED-DLC | Indoor Luminaires | High-Bay | Low-Bay Luminaires for Commercial and Industrial Buildings | Standard | TRUE | 8889 | 111.58 | 79.67 | 15.96 | 0.96 | 5240 | 73 | 5 | 35000 | 42137 |  |  | NotYetVerified |  | 3 |  |  | 80 |  |  | 5000
PARWU4HP | cBright Lighting | cBright | CB-EL-150 | Indoor Luminaires | High-Bay | High-Bay Luminaires for Commercial and Industrial Buildings | Standard | TRUE | 15156.97 | 104.89 | 144.5 | 5.08 | 0.952 | 5304 | 84.7 | 5 | 50000 | 42137 |  |  | NotYetVerified |  | 3 | 15156.97 | 104.89 | 144.5 | 4.47 | 0.996 | 5304 | 85
P7VJW3CY | Larson Electronics LLC | Larson Electronics LLC | GAU-48-160W-LED-DLC | Indoor Luminaires | High-Bay | High-Bay Luminaires for Commercial and Industrial Buildings | Standard | TRUE | 18385 | 113.8 | 160 | 17.81 | 0.95 | 5186 | 72.6 | 5 | 35000 | 42137 |  |  | NotYetVerified |  | 3 |  |  | 160 |  |  | 5000
PAJWMH8D | cBright Lighting | cBright | CB-ED-150 | Indoor Luminaires | High-Bay | High-Bay Luminaires for Commercial and Industrial Buildings | Standard | TRUE | 14929 | 101.56 | 149.3 | 7.6 | 0.949 | 5294 | 84.2 | 5 | 50000 | 42137 |  |  | NotYetVerified |  | 3 | 14929 | 101.56 | 147 | 4.95 | 0.997 | 5294 | 84
PF2H9HHR | Shanghai Yaming Lighting Co.Ltd | YAMING | GC510a-LED120PU-5000 | Indoor Luminaires | High-Bay | High-Bay Luminaires for Commercial and Industrial Buildings | Standard | TRUE | 12740 | 100.16 | 127.2 | 10.11 | 0.9478 | 5091 | 75.9 | 5 | 35000 | 42137 |  |  | NotYetVerified |  | 3 | 12000 | 94 | 128 | 15 | 0.96 | 5000 | 74
P4ZDQW36 | Delviro | Delviro Energy | ZOOM-70-3K-H-22S-X-X-X-DCL | Indoor Luminaires | High-Bay | Low-Bay Luminaires for Commercial and Industrial Buildings | Standard | TRUE | 7046 | 106.4 | 66.21 | 16.62 | 0.9311 | 3049 | 83.4 | 10 | 150000 | 42137 |  |  | NotYetVerified |  | 3 | 7046 | 106 | 66 | 16.62 | 0.93 | 3049 | 83.4
PVUHT9FG | cBright Lighting | cBright | CB-EL-100 | Indoor Luminaires | High-Bay | High-Bay Luminaires for Commercial and Industrial Buildings | Standard | TRUE | 10710.49 | 107.21 | 99.25 | 10.57 | 0.925 | 5302 | 85.3 | 5 | 50000 | 42137 |  |  | NotYetVerified |  | 3 | 10710.49 | 107.21 | 99.9 | 5.61 | 0.995 | 5302 | 85
PXQBRRE4 | Shanghai Yaming Lighting Co.Ltd | YAMING | GC510a-LED210PU-5000 | Indoor Luminaires | High-Bay | High-Bay Luminaires for Commercial and Industrial Buildings | Standard | TRUE | 20785 | 99.02 | 209.9 | 9.18 | 0.9245 | 5048 | 75.8 | 5 | 35000 | 42137 |  |  | NotYetVerified |  | 3 | 20000 | 94 | 212 | 15 | 0.96 | 5000 | 74
PWXZZN7H | CHAINZONE TECHNOLGY (FOSHAN)CO.LTD | Chainzone | CZ-HB-200R30-TA | Indoor Luminaires | High-Bay | High-Bay Luminaires for Commercial and Industrial Buildings | Standard | TRUE | 18572 | 89.58 | 207.3 | 10.72 | 0.9244 | 2900 | 74.6 | 5 | 50000 | 42137 |  |  | NotYetVerified |  | 3 | 18572 | 89.58 | 207.3 | 10.72 | 0.9244 | 3000 | 74.6
PC4ETS2G | cBright Lighting | cBright | CB-ED-200 | Indoor Luminaires | High-Bay | High-Bay Luminaires for Commercial and Industrial Buildings | Standard | TRUE | 19180.18 | 104.35 | 186.1 | 7.92 | 0.921 | 5294 | 84.4 | 5 | 50000 | 42137 |  |  | NotYetVerified |  | 3 | 19180.18 | 104.35 | 183.8 | 5.21 | 0.997 | 5294 | 84
PVM97NT3 | CHAINZONE TECHNOLGY (FOSHAN)CO.LTD | Chainzone | CZ-HB-240R30-TB | Indoor Luminaires | High-Bay | High-Bay Luminaires for Commercial and Industrial Buildings | Standard | TRUE | 20564 | 84.35 | 243.8 | 16.55 | 0.9196 | 2935 | 74.6 | 5 | 50000 | 42137 |  |  | NotYetVerified |  | 3 | 20564 | 84.35 | 243.8 | 16.55 | 0.9196 | 3000 | 74.6
PS7V7QYG | Larson Electronics LLC | Larson Electronics LLC | GAU-HB-150W-LED-DLC | Indoor Luminaires | High-Bay | High-Bay Luminaires for Commercial and Industrial Buildings | Standard | TRUE | 14316 | 101.19 | 141.5 | 15.76 | 0.91 | 5023 | 72.5 | 5 | 35000 | 42137 |  |  | NotYetVerified |  | 3 |  |  | 150 |  |  | 5000
PMH2YRN6 | CHAINZONE TECHNOLGY (FOSHAN)CO.LTD | Chainzone | CZ-HB-150R30-TA | Indoor Luminaires | High-Bay | High-Bay Luminaires for Commercial and Industrial Buildings | Standard | TRUE | 14711 | 96.59 | 152.3 | 18.29 | 0.9097 | 2992 | 83.1 | 5 | 50000 | 42137 |  |  | NotYetVerified |  | 3 | 14711 | 96.59 | 152.3 | 18.29 | 0.9097 | 3000 | 83.1
PPXSNYKU | cBright Lighting | cBright | CB-EL-50 | Indoor Luminaires | High-Bay | High-Bay Luminaires for Commercial and Industrial Buildings | Standard | TRUE | 5237.31 | 103.3 | 50.7 | 16.55 | 0.901 | 5292 | 85.7 | 5 | 50000 | 42137 |  |  | NotYetVerified |  | 3 | 5000 | 100 | 50 | 15 | 0.95 | 5000 | 80
PUSKJKP4 | cBright Lighting | cBright | CB-ED-100 | Indoor Luminaires | High-Bay | High-Bay Luminaires for Commercial and Industrial Buildings | Standard | TRUE | 9871.67 | 100.63 | 98.1 | 15.96 | 0.896 | 5292 | 83.6 | 5 | 50000 | 42137 |  |  | NotYetVerified |  | 3 | 9871.67 | 100.63 | 98.1 | 6.15 | 0.993 | 5292 | 84
PF9XJ41Q | Delviro | Delviro Energy | ZOOM-90-3K-U-22S-X-X-X-DCL | Indoor Luminaires | High-Bay | Low-Bay Luminaires for Commercial and Industrial Buildings | Standard | TRUE | 8584 | 99.5 | 86.23 | 16.4 | 0.883 | 3053 | 83.18 | 10 | 150000 | 42137 |  |  | NotYetVerified |  | 3 | 8584 | 100 | 86 | 16.4 | 0.88 | 3053 | 83.2
PW6P7WNB | Delviro | Delviro Energy | ZOOM-90-5K-H-22C-X-X-X-NL | Indoor Luminaires | High-Bay | Low-Bay Luminaires for Commercial and Industrial Buildings | Standard | FALSE | [9 empty] | 42137 |  |  | NotYetVerified |  | 3 | 10539 | 123 | 86 | 16.62 | 0.93 | 5293 | 84.8
P9QFMTWB | Delviro | Delviro Energy | ZOOM-90-5K-H-22S-X-X-X-NL | Indoor Luminaires | High-Bay | Low-Bay Luminaires for Commercial and Industrial Buildings | Standard | FALSE | [9 empty] | 42137 |  |  | NotYetVerified |  | 3 | 10259 | 118 | 87 | 16.62 | 0.93 | 5293 | 84.8
P7HGSUHQ | Delviro | Delviro Energy | ZOOM-90-5K-H-22C-X-X-X-DCL | Indoor Luminaires | High-Bay | Low-Bay Luminaires for Commercial and Industrial Buildings | Standard | FALSE | [9 empty] | 42137 |  |  | NotYetVerified |  | 3 | 10089 | 117 | 86 | 16.62 | 0.93 | 5293 | 84.8
PVUF41KY | Delviro | Delviro Energy | ZOOM-90-5K-H-22S-X-X-X-DCL | Indoor Luminaires | High-Bay | Low-Bay Luminaires for Commercial and Industrial Buildings | Standard | FALSE | [9 empty] | 42137 |  |  | NotYetVerified |  | 3 | 9499 | 110 | 86 | 16.62 | 0.93 | 5293 | 84.8
PJKYWQUF | Delviro | Delviro Energy | ZOOM-70-5K-H-22S-X-X-X-DCL | Indoor Luminaires | High-Bay | Low-Bay Luminaires for Commercial and Industrial Buildings | Standard | FALSE | [9 empty] | 42137 |  |  | NotYetVerified |  | 3 | 7873 | 119 | 66 | 16.62 | 0.93 | 5293 | 84.8
P5D9TMY8 | Delviro | Delviro Energy | ZOOM-90-5K-U-22S-X-X-X-NL | Indoor Luminaires | High-Bay | Low-Bay Luminaires for Commercial and Industrial Buildings | Standard | FALSE | [9 empty] | 42137 |  |  | NotYetVerified |  | 3 | 10352 | 119 | 87 | 16.4 | 0.88 | 5293 | 84.8
PWENUTS5 | Delviro | Delviro Energy | ZOOM-90-5K-U-22C-X-X-X-DCL | Indoor Luminaires | High-Bay | Low-Bay Luminaires for Commercial and Industrial Buildings | Standard | FALSE | [9 empty] | 42137 |  |  | NotYetVerified |  | 3 | 10185 | 119 | 86 | 16.4 | 0.88 | 5293 | 84.8
PFCU9MRH | Delviro | Delviro Energy | ZOOM-90-5K-U-22S-X-X-X-DCL | Indoor Luminaires | High-Bay | Low-Bay Luminaires for Commercial and Industrial Buildings | Standard | FALSE | [9 empty] | 42137 |  |  | NotYetVerified |  | 3 | 9647 | 111 | 87 | 16.4 | 0.88 | 5293 | 84.8
PR2MSRVS | Delviro | Delviro Energy | ZOOM-70-5K-U-22C-X-X-X-DCL | Indoor Luminaires | High-Bay | Low-Bay Luminaires for Commercial and Industrial Buildings | Standard | FALSE | [9 empty] | 42137 |  |  | NotYetVerified |  | 3 | 8451 | 128 | 66 | 16.4 | 0.88 | 5293 | 84.8
PFGCJRG5 | Delviro | Delviro Energy | ZOOM-70-5K-U-22S-X-X-X-NL | Indoor Luminaires | High-Bay | Low-Bay Luminaires for Commercial and Industrial Buildings | Standard | FALSE | [9 empty] | 42137 |  |  | NotYetVerified |  | 3 | 8222 | 125 | 66 | 16.4 | 0.88 | 5293 | 84.8
P2GQ9NJR | Delviro | Delviro Energy | ZOOM-70-5K-U-22S-X-X-X-DCL | Indoor Luminaires | High-Bay | Low-Bay Luminaires for Commercial and Industrial Buildings | Standard | FALSE | [9 empty] | 42137 |  |  | NotYetVerified |  | 3 | 7927 | 120 | 66 | 16.4 | 0.88 | 5293 | 84.8
PJNWGYT3 | Delviro | Delviro Energy | ZOOM-90-5K-U-22C-X-X-X-NL | Indoor Luminaires | High-Bay | Low-Bay Luminaires for Commercial and Industrial Buildings | Standard | FALSE | [9 empty] | 42137 |  |  | NotYetVerified |  | 3 | 10642 | 124 | 86 | 16.4 | 0.88 | 5279 | 84.6
PSX1W89G | Delviro | Delviro Energy | ZOOM-70-5K-H-22C-X-X-X-NL | Indoor Luminaires | High-Bay | Low-Bay Luminaires for Commercial and Industrial Buildings | Standard | FALSE | [9 empty] | 42137 |  |  | NotYetVerified |  | 3 | 8453 | 128 | 66 | 16.62 | 0.93 | 5172 | 83.4
PZT679VG | Delviro | Delviro Energy | ZOOM-70-5K-H-22C-X-X-X-DCL | Indoor Luminaires | High-Bay | Low-Bay Luminaires for Commercial and Industrial Buildings | Standard | FALSE | [9 empty] | 42137 |  |  | NotYetVerified |  | 3 | 8178 | 124 | 66 | 16.62 | 0.93 | 5172 | 83.4
PC5G4CYK | Delviro | Delviro Energy | ZOOM-70-5K-H-22S-X-X-X-NL | Indoor Luminaires | High-Bay | Low-Bay Luminaires for Commercial and Industrial Buildings | Standard | FALSE | [9 empty] | 42137 |  |  | NotYetVerified |  | 3 | 8146 | 124 | 66 | 16.62 | 0.93 | 5172 | 83.4
P817G9YE | Delviro | Delviro Energy | ZOOM-70-5K-U-22C-X-X-X-NL | Indoor Luminaires | High-Bay | Low-Bay Luminaires for Commercial and Industrial Buildings | Standard | FALSE | [9 empty] | 42137 |  |  | NotYetVerified |  | 3 | 8533 | 129 | 66 | 16.4 | 0.88 | 5168 | 83.3
PRD5ANPB | Delviro | Delviro Energy | ZOOM-90-4K-H-22C-X-X-X-NL | Indoor Luminaires | High-Bay | Low-Bay Luminaires for Commercial and Industrial Buildings | Standard | FALSE | [9 empty] | 42137 |  |  | NotYetVerified |  | 3 | 9985 | 116 | 86 | 16.62 | 0.93 | 4173 | 84
PX3Q6UY8 | Delviro | Delviro Energy | ZOOM-90-4K-H-22S-X-X-X-NL | Indoor Luminaires | High-Bay | Low-Bay Luminaires for Commercial and Industrial Buildings | Standard | FALSE | [9 empty] | 42137 |  |  | NotYetVerified |  | 3 | 9719 | 112 | 87 | 16.62 | 0.93 | 4173 | 84
P8AUW8U8 | Delviro | Delviro Energy | ZOOM-90-4K-H-22C-X-X-X-DCL | Indoor Luminaires | High-Bay | Low-Bay Luminaires for Commercial and Industrial Buildings | Standard | FALSE | [9 empty] | 42137 |  |  | NotYetVerified |  | 3 | 9558 | 111 | 86 | 16.62 | 0.93 | 4173 | 84
PBBX8A7V | Delviro | Delviro Energy | ZOOM-90-4K-H-22S-X-X-X-DCL | Indoor Luminaires | High-Bay | Low-Bay Luminaires for Commercial and Industrial Buildings | Standard | FALSE | [9 empty] | 42137 |  |  | NotYetVerified |  | 3 | 9000 | 104 | 86 | 16.62 | 0.93 | 4173 | 84
PK41BZ6G | Delviro | Delviro Energy | ZOOM-70-4K-H-22C-X-X-X-NL | Indoor Luminaires | High-Bay | Low-Bay Luminaires for Commercial and Industrial Buildings | Standard | FALSE | [9 empty] | 42137 |  |  | NotYetVerified |  | 3 | 8008 | 121 | 66 | 16.62 | 0.93 | 4173 | 84
PADPCDRP | Delviro | Delviro Energy | ZOOM-70-4K-H-22C-X-X-X-DCL | Indoor Luminaires | High-Bay | Low-Bay Luminaires for Commercial and Industrial Buildings | Standard | FALSE | [9 empty] | 42137 |  |  | NotYetVerified |  | 3 | 7932 | 120 | 66 | 16.62 | 0.93 | 4173 | 84
P7227GGX | Delviro | Delviro Energy | ZOOM-70-4K-H-22S-X-X-X-NL | Indoor Luminaires | High-Bay | Low-Bay Luminaires for Commercial and Industrial Buildings | Standard | FALSE | [9 empty] | 42137 |  |  | NotYetVerified |  | 3 | 7717 | 117 | 66 | 16.62 | 0.93 | 4173 | 84
P4EWWJSF | Delviro | Delviro Energy | ZOOM-70-4K-H-22S-X-X-X-DCL | Indoor Luminaires | High-Bay | Low-Bay Luminaires for Commercial and Industrial Buildings | Standard | FALSE | [9 empty] | 42137 |  |  | NotYetVerified |  | 3 | 7459 | 113 | 66 | 16.62 | 0.93 | 4173 | 84
PR7ZCTQQ | Delviro | Delviro Energy | ZOOM-90-4K-U-22C-X-X-X-NL | Indoor Luminaires | High-Bay | Low-Bay Luminaires for Commercial and Industrial Buildings | Standard | FALSE | [9 empty] | 42137 |  |  | NotYetVerified |  | 3 | 10078 | 117 | 86 | 16.4 | 0.88 | 4173 | 84
PR9C91NW | Delviro | Delviro Energy | ZOOM-90-4K-U-22S-X-X-X-NL | Indoor Luminaires | High-Bay | Low-Bay Luminaires for Commercial and Industrial Buildings | Standard | FALSE | [9 empty] | 42137 |  |  | NotYetVerified |  | 3 | 9810 | 113 | 87 | 16.4 | 0.88 | 4173 | 84
PN2M39TC | Delviro | Delviro Energy | ZOOM-90-4K-U-22C-X-X-X-DCL | Indoor Luminaires | High-Bay | Low-Bay Luminaires for Commercial and Industrial Buildings | Standard | FALSE | [9 empty] | 42137 |  |  | NotYetVerified |  | 3 | 9648 | 112 | 86 | 16.4 | 0.88 | 4173 | 84
P3X44DN4 | Delviro | Delviro Energy | ZOOM-90-4K-U-22S-X-X-X-DCL | Indoor Luminaires | High-Bay | Low-Bay Luminaires for Commercial and Industrial Buildings | Standard | FALSE | [9 empty] | 42137 |  |  | NotYetVerified |  | 3 | 9141 | 105 | 87 | 16.4 | 0.88 | 4173 | 84
PKDXMBSX | Delviro | Delviro Energy | ZOOM-70-4K-U-22C-X-X-X-NL | Indoor Luminaires | High-Bay | Low-Bay Luminaires for Commercial and Industrial Buildings | Standard | FALSE | [9 empty] | 42137 |  |  | NotYetVerified |  | 3 | 8084 | 123 | 66 | 16.4 | 0.88 | 4173 | 84
PU6XH2U1 | Delviro | Delviro Energy | ZOOM-70-4K-U-22C-X-X-X-DCL | Indoor Luminaires | High-Bay | Low-Bay Luminaires for Commercial and Industrial Buildings | Standard | FALSE | [9 empty] | 42137 |  |  | NotYetVerified |  | 3 | 8006 | 121 | 66 | 16.4 | 0.88 | 4173 | 84
PAKF6CPY | Delviro | Delviro Energy | ZOOM-70-4K-U-22S-X-X-X-NL | Indoor Luminaires | High-Bay | Low-Bay Luminaires for Commercial and Industrial Buildings | Standard | FALSE | [9 empty] | 42137 |  |  | NotYetVerified |  | 3 | 7790 | 118 | 66 | 16.4 | 0.88 | 4173 | 84
PTDKQJYT | Delviro | Delviro Energy | ZOOM-70-4K-U-22S-X-X-X-DCL | Indoor Luminaires | High-Bay | Low-Bay Luminaires for Commercial and Industrial Buildings | Standard | FALSE | [9 empty] | 42137 |  |  | NotYetVerified |  | 3 | 7510 | 114 | 66 | 16.4 | 0.88 | 4173 | 84
PYZCFEE1 | Delviro | Delviro Energy | ZOOM-90-35K-H-22C-X-X-X-NL | Indoor Luminaires | High-Bay | Low-Bay Luminaires for Commercial and Industrial Buildings | Standard | FALSE | [9 empty] | 42137 |  |  | NotYetVerified |  | 3 | 9707 | 113 | 86 | 16.62 | 0.93 | 3613 | 83.6
P8GCAZMK | Delviro | Delviro Energy | ZOOM-90-35K-H-22S-X-X-X-NL | Indoor Luminaires | High-Bay | Low-Bay Luminaires for Commercial and Industrial Buildings | Standard | FALSE | [9 empty] | 42137 |  |  | NotYetVerified |  | 3 | 9449 | 109 | 87 | 16.62 | 0.93 | 3613 | 83.6
PYSE3B2X | Delviro | Delviro Energy | ZOOM-90-35K-H-22C-X-X-X-DCL | Indoor Luminaires | High-Bay | Low-Bay Luminaires for Commercial and Industrial Buildings | Standard | FALSE | [9 empty] | 42137 |  |  | NotYetVerified |  | 3 | 9293 | 108 | 86 | 16.62 | 0.93 | 3613 | 83.6
PGU892R4 | Delviro | Delviro Energy | ZOOM-90-35K-H-22S-X-X-X-DCL | Indoor Luminaires | High-Bay | Low-Bay Luminaires for Commercial and Industrial Buildings | Standard | FALSE | [9 empty] | 42137 |  |  | NotYetVerified |  | 3 | 8750 | 101 | 86 | 16.62 | 0.93 | 3613 | 83.6
PTWQFYVU | Delviro | Delviro Energy | ZOOM-70-35K-H-22C-X-X-X-NL | Indoor Luminaires | High-Bay | Low-Bay Luminaires for Commercial and Industrial Buildings | Standard | FALSE | [9 empty] | 42137 |  |  | NotYetVerified |  | 3 | 7786 | 118 | 66 | 16.62 | 0.93 | 3613 | 83.6
PMQ372V5 | Delviro | Delviro Energy | ZOOM-70-35K-H-22C-X-X-X-DCL | Indoor Luminaires | High-Bay | Low-Bay Luminaires for Commercial and Industrial Buildings | Standard | FALSE | [9 empty] | 42137 |  |  | NotYetVerified |  | 3 | 7712 | 117 | 66 | 16.62 | 0.93 | 3613 | 83.6
PP7JC1C7 | Delviro | Delviro Energy | ZOOM-70-35K-H-22S-X-X-X-NL | Indoor Luminaires | High-Bay | Low-Bay Luminaires for Commercial and Industrial Buildings | Standard | FALSE | [9 empty] | 42137 |  |  | NotYetVerified |  | 3 | 7503 | 114 | 66 | 16.62 | 0.93 | 3613 | 83.6
PP5N3DDJ | Delviro | Delviro Energy | ZOOM-70-35K-H-22S-X-X-X-DCL | Indoor Luminaires | High-Bay | Low-Bay Luminaires for Commercial and Industrial Buildings | Standard | FALSE | [9 empty] | 42137 |  |  | NotYetVerified |  | 3 | 7252 | 110 | 66 | 16.62 | 0.93 | 3613 | 83.6
PEW9YMVV | Delviro | Delviro Energy | ZOOM-90-35K-U-22C-X-X-X-NL | Indoor Luminaires | High-Bay | Low-Bay Luminaires for Commercial and Industrial Buildings | Standard | FALSE | [9 empty] | 42137 |  |  | NotYetVerified |  | 3 | 9799 | 114 | 86 | 16.4 | 0.88 | 3613 | 83.6
PP6B8KVC | Delviro | Delviro Energy | ZOOM-90-35K-U-22S-X-X-X-NL | Indoor Luminaires | High-Bay | Low-Bay Luminaires for Commercial and Industrial Buildings | Standard | FALSE | [9 empty] | 42137 |  |  | NotYetVerified |  | 3 | 9538 | 110 | 87 | 16.4 | 0.88 | 3613 | 83.6