PSYY3YBE | Delviro | Delviro Energy | ZOOM-90-35K-U-22C-X-X-X-DCL | Indoor Luminaires | High-Bay | Low-Bay Luminaires for Commercial and Industrial Buildings | Standard | FALSE | [9 empty] | 42137 |  |  | NotYetVerified |  | 3 | 9380 | 109 | 86 | 16.4 | 0.88 | 3613 | 83.6
PAVCHZ6T | Delviro | Delviro Energy | ZOOM-90-35K-U-22S-X-X-X-DCL | Indoor Luminaires | High-Bay | Low-Bay Luminaires for Commercial and Industrial Buildings | Standard | FALSE | [9 empty] | 42137 |  |  | NotYetVerified |  | 3 | 8887 | 102 | 87 | 16.4 | 0.88 | 3613 | 83.6
PZ8MBNG3 | Delviro | Delviro Energy | ZOOM-70-35K-U-22C-X-X-X-NL | Indoor Luminaires | High-Bay | Low-Bay Luminaires for Commercial and Industrial Buildings | Standard | FALSE | [9 empty] | 42137 |  |  | NotYetVerified |  | 3 | 7859 | 119 | 66 | 16.4 | 0.88 | 3613 | 83.6
PDWC26ER | Delviro | Delviro Energy | ZOOM-70-35K-U-22C-X-X-X-DCL | Indoor Luminaires | High-Bay | Low-Bay Luminaires for Commercial and Industrial Buildings | Standard | FALSE | [9 empty] | 42137 |  |  | NotYetVerified |  | 3 | 7784 | 118 | 66 | 16.4 | 0.88 | 3613 | 83.6
PTEY8FTG | Delviro | Delviro Energy | ZOOM-70-35K-U-22S-X-X-X-NL | Indoor Luminaires | High-Bay | Low-Bay Luminaires for Commercial and Industrial Buildings | Standard | FALSE | [9 empty] | 42137 |  |  | NotYetVerified |  | 3 | 7574 | 115 | 66 | 16.4 | 0.88 | 3613 | 83.6
PYEGZTGC | Delviro | Delviro Energy | ZOOM-70-35K-U-22S-X-X-X-DCL | Indoor Luminaires | High-Bay | Low-Bay Luminaires for Commercial and Industrial Buildings | Standard | FALSE | [9 empty] | 42137 |  |  | NotYetVerified |  | 3 | 7301 | 111 | 66 | 16.4 | 0.88 | 3613 | 83.6
PQ4U13JN | Delviro | Delviro Energy | ZOOM-90-3K-H-22C-X-X-X-NL | Indoor Luminaires | High-Bay | Low-Bay Luminaires for Commercial and Industrial Buildings | Standard | FALSE | [9 empty] | 42137 |  |  | NotYetVerified |  | 3 | 9430 | 110 | 86 | 16.62 | 0.93 | 3053 | 83.2
P91YQVWR | Delviro | Delviro Energy | ZOOM-90-3K-H-22S-X-X-X-NL | Indoor Luminaires | High-Bay | Low-Bay Luminaires for Commercial and Industrial Buildings | Standard | FALSE | [9 empty] | 42137 |  |  | NotYetVerified |  | 3 | 9179 | 106 | 87 | 16.62 | 0.93 | 3053 | 83.2
P7974846 | Delviro | Delviro Energy | ZOOM-90-3K-H-22C-X-X-X-DCL | Indoor Luminaires | High-Bay | Low-Bay Luminaires for Commercial and Industrial Buildings | Standard | FALSE | [9 empty] | 42137 |  |  | NotYetVerified |  | 3 | 9028 | 105 | 86 | 16.62 | 0.93 | 3053 | 83.2
PEAG66N9 | Delviro | Delviro Energy | ZOOM-90-3K-H-22S-X-X-X-DCL | Indoor Luminaires | High-Bay | Low-Bay Luminaires for Commercial and Industrial Buildings | Standard | FALSE | [9 empty] | 42137 |  |  | NotYetVerified |  | 3 | 8500 | 100 | 86 | 16.62 | 0.93 | 3053 | 83.2
P6FQDQCW | Delviro | Delviro Energy | ZOOM-90-3K-U-22C-X-X-X-NL | Indoor Luminaires | High-Bay | Low-Bay Luminaires for Commercial and Industrial Buildings | Standard | FALSE | [9 empty] | 42137 |  |  | NotYetVerified |  | 3 | 9519 | 111 | 86 | 16.4 | 0.88 | 3053 | 83.2
PPYHF4HP | Delviro | Delviro Energy | ZOOM-90-3K-U-22S-X-X-X-NL | Indoor Luminaires | High-Bay | Low-Bay Luminaires for Commercial and Industrial Buildings | Standard | FALSE | [9 empty] | 42137 |  |  | NotYetVerified |  | 3 | 9266 | 107 | 87 | 16.4 | 0.88 | 3053 | 83.2
P1NFETEV | Delviro | Delviro Energy | ZOOM-90-3K-U-22C-X-X-X-DCL | Indoor Luminaires | High-Bay | Low-Bay Luminaires for Commercial and Industrial Buildings | Standard | FALSE | [9 empty] | 42137 |  |  | NotYetVerified |  | 3 | 9112 | 106 | 86 | 16.4 | 0.88 | 3053 | 83.2
PDSVV39X | Delviro | Delviro Energy | ZOOM-70-3K-U-22C-X-X-X-NL | Indoor Luminaires | High-Bay | Low-Bay Luminaires for Commercial and Industrial Buildings | Standard | FALSE | [9 empty] | 42137 |  |  | NotYetVerified |  | 3 | 7635 | 116 | 66 | 16.4 | 0.88 | 3051 | 83.5
PSEFD6C9 | Delviro | Delviro Energy | ZOOM-70-3K-U-22C-X-X-X-DCL | Indoor Luminaires | High-Bay | Low-Bay Luminaires for Commercial and Industrial Buildings | Standard | FALSE | [9 empty] | 42137 |  |  | NotYetVerified |  | 3 | 7562 | 114 | 66 | 16.4 | 0.88 | 3051 | 83.5
PSM8K76F | Delviro | Delviro Energy | ZOOM-70-3K-U-22S-X-X-X-NL | Indoor Luminaires | High-Bay | Low-Bay Luminaires for Commercial and Industrial Buildings | Standard | FALSE | [9 empty] | 42137 |  |  | NotYetVerified |  | 3 | 7357 | 112 | 66 | 16.4 | 0.88 | 3051 | 83.5
P6BMRP89 | Delviro | Delviro Energy | ZOOM-70-3K-U-22S-X-X-X-DCL | Indoor Luminaires | High-Bay | Low-Bay Luminaires for Commercial and Industrial Buildings | Standard | FALSE | [9 empty] | 42137 |  |  | NotYetVerified |  | 3 | 7092 | 107 | 66 | 16.4 | 0.88 | 3051 | 83.5
P5B4HBN5 | Delviro | Delviro Energy | ZOOM-70-3K-H-22C-X-X-X-NL | Indoor Luminaires | High-Bay | Low-Bay Luminaires for Commercial and Industrial Buildings | Standard | FALSE | [9 empty] | 42137 |  |  | NotYetVerified |  | 3 | 7564 | 115 | 66 | 16.62 | 0.93 | 3049 | 83.4
PDWYZSA8 | Delviro | Delviro Energy | ZOOM-70-3K-H-22C-X-X-X-DCL | Indoor Luminaires | High-Bay | Low-Bay Luminaires for Commercial and Industrial Buildings | Standard | FALSE | [9 empty] | 42137 |  |  | NotYetVerified |  | 3 | 7491 | 113 | 66 | 16.62 | 0.93 | 3049 | 83.4
PY62X1FZ | Delviro | Delviro Energy | ZOOM-70-3K-H-22S-X-X-X-NL | Indoor Luminaires | High-Bay | Low-Bay Luminaires for Commercial and Industrial Buildings | Standard | FALSE | [9 empty] | 42137 |  |  | NotYetVerified |  | 3 | 7289 | 111 | 66 | 16.62 | 0.93 | 3049 | 83.4
PCNQQK2X | CHAINZONE TECHNOLGY (FOSHAN)CO.LTD | Chainzone | CZ-HB-150R57-TA | Indoor Luminaires | High-Bay | High-Bay Luminaires for Commercial and Industrial Buildings | Standard | FALSE | [9 empty] | 42137 |  |  | NotYetVerified |  | 3 | 17197 | 113.5 | 151.5 | 17.86 | 0.9117 | 5700 | 83.1
PBMBY7RX | CHAINZONE TECHNOLGY (FOSHAN)CO.LTD | Chainzone | CZ-HB-240R57-TB | Indoor Luminaires | High-Bay | High-Bay Luminaires for Commercial and Industrial Buildings | Standard | FALSE | [9 empty] | 42137 |  |  | NotYetVerified |  | 3 | 22185 | 89.13 | 248.9 | 15.98 | 0.9207 | 5700 | 71.6
PU3RUXMR | CHAINZONE TECHNOLGY (FOSHAN)CO.LTD | Chainzone | CZ-HB-200R57-TA | Indoor Luminaires | High-Bay | High-Bay Luminaires for Commercial and Industrial Buildings | Standard | FALSE | [9 empty] | 42137 |  |  | NotYetVerified |  | 3 | 22306 | 106.53 | 209.4 | 7.14 | 0.9172 | 5700 | 71.1
P3G8S7R2 | CHAINZONE TECHNOLGY (FOSHAN)CO.LTD | Chainzone | CZ-HB-150R50-TA | Indoor Luminaires | High-Bay | High-Bay Luminaires for Commercial and Industrial Buildings | Standard | FALSE | [9 empty] | 42137 |  |  | NotYetVerified |  | 3 | 14711 | 96.59 | 152.3 | 18.29 | 0.9097 | 5000 | 83.1
PSKVCQA7 | CHAINZONE TECHNOLGY (FOSHAN)CO.LTD | Chainzone | CZ-HB-240R50-TB | Indoor Luminaires | High-Bay | High-Bay Luminaires for Commercial and Industrial Buildings | Standard | FALSE | [9 empty] | 42137 |  |  | NotYetVerified |  | 3 | 20564 | 84.35 | 243.8 | 16.55 | 0.9196 | 5000 | 74.6
PKEXCEHX | CHAINZONE TECHNOLGY (FOSHAN)CO.LTD | Chainzone | CZ-HB-200R50-TA | Indoor Luminaires | High-Bay | High-Bay Luminaires for Commercial and Industrial Buildings | Standard | FALSE | [9 empty] | 42137 |  |  | NotYetVerified |  | 3 | 18572 | 89.58 | 207.3 | 10.72 | 0.9244 | 5000 | 74.6
P6RR71VF | CHAINZONE TECHNOLGY (FOSHAN)CO.LTD | Chainzone | CZ-HB-150R45-TA | Indoor Luminaires | High-Bay | High-Bay Luminaires for Commercial and Industrial Buildings | Standard | FALSE | [9 empty] | 42137 |  |  | NotYetVerified |  | 3 | 14711 | 96.59 | 152.3 | 18.29 | 0.9097 | 4500 | 83.1
P9G3FV8S | CHAINZONE TECHNOLGY (FOSHAN)CO.LTD | Chainzone | CZ-HB-240R45-TB | Indoor Luminaires | High-Bay | High-Bay Luminaires for Commercial and Industrial Buildings | Standard | FALSE | [9 empty] | 42137 |  |  | NotYetVerified |  | 3 | 20564 | 84.35 | 243.8 | 16.55 | 0.9196 | 4500 | 74.6
P7569HCF | CHAINZONE TECHNOLGY (FOSHAN)CO.LTD | Chainzone | CZ-HB-200R45-TA | Indoor Luminaires | High-Bay | High-Bay Luminaires for Commercial and Industrial Buildings | Standard | FALSE | [9 empty] | 42137 |  |  | NotYetVerified |  | 3 | 18572 | 89.58 | 207.3 | 10.72 | 0.9244 | 4500 | 74.6
P6ZJ25XH | CHAINZONE TECHNOLGY (FOSHAN)CO.LTD | Chainzone | CZ-HB-150R40-TA | Indoor Luminaires | High-Bay | High-Bay Luminaires for Commercial and Industrial Buildings | Standard | FALSE | [9 empty] | 42137 |  |  | NotYetVerified |  | 3 | 14711 | 96.59 | 152.3 | 18.29 | 0.9097 | 4000 | 83.1
PT3N4W5S | CHAINZONE TECHNOLGY (FOSHAN)CO.LTD | Chainzone | CZ-HB-240R40-TB | Indoor Luminaires | High-Bay | High-Bay Luminaires for Commercial and Industrial Buildings | Standard | FALSE | [9 empty] | 42137 |  |  | NotYetVerified |  | 3 | 20564 | 84.35 | 243.8 | 16.55 | 0.9196 | 4000 | 74.6
PW5K2XQE | CHAINZONE TECHNOLGY (FOSHAN)CO.LTD | Chainzone | CZ-HB-200R40-TA | Indoor Luminaires | High-Bay | High-Bay Luminaires for Commercial and Industrial Buildings | Standard | FALSE | [9 empty] | 42137 |  |  | NotYetVerified |  | 3 | 18572 | 89.58 | 207.3 | 10.72 | 0.9244 | 4000 | 74.6
PW2NKMCY | CHAINZONE TECHNOLGY (FOSHAN)CO.LTD | Chainzone | CZ-HB-150R35-TA | Indoor Luminaires | High-Bay | High-Bay Luminaires for Commercial and Industrial Buildings | Standard | FALSE | [9 empty] | 42137 |  |  | NotYetVerified |  | 3 | 14711 | 96.59 | 152.3 | 18.29 | 0.9097 | 3500 | 83.1
PYJWMWZ7 | CHAINZONE TECHNOLGY (FOSHAN)CO.LTD | Chainzone | CZ-HB-240R35-TB | Indoor Luminaires | High-Bay | High-Bay Luminaires for Commercial and Industrial Buildings | Standard | FALSE | [9 empty] | 42137 |  |  | NotYetVerified |  | 3 | 20564 | 84.35 | 243.8 | 16.55 | 0.9196 | 3500 | 74.6
PAVAGACN | CHAINZONE TECHNOLGY (FOSHAN)CO.LTD | Chainzone | CZ-HB-200R35-TA | Indoor Luminaires | High-Bay | High-Bay Luminaires for Commercial and Industrial Buildings | Standard | FALSE | [9 empty] | 42137 |  |  | NotYetVerified |  | 3 | 18572 | 89.58 | 207.3 | 10.72 | 0.9244 | 3500 | 74.6
PC8M292N | Morstar Inc | MORSTAR | V-MGC510A(3000K) | Indoor Luminaires | High-Bay | High-Bay Luminaires for Commercial and Industrial Buildings | Standard | TRUE | 9190.8 | 92.1 | 99.79 | 18.96 | 0.9329 | 3074 | 69.8 | 5 | 50000 | 42136 |  |  | NotYetVerified |  | 3 | 9190.8 | 92.1 | 99.79 | 18.96 | 0.9329 | 3000 | 69.8
PXHN9BTR | Morstar Inc | MORSTAR | V-MGC515A(3000K) | Indoor Luminaires | High-Bay | High-Bay Luminaires for Commercial and Industrial Buildings | Standard | TRUE | 13337 | 89.41 | 149.2 | 12.31 | 0.9303 | 3116 | 70.3 | 5 | 50000 | 42136 |  |  | NotYetVerified |  | 3 | 13337 | 89.41 | 149.2 | 12.31 | 0.9303 | 3000 | 70.3
PA83U9XN | Morstar Inc | MORSTAR | V-MGC515A(5700K) | Indoor Luminaires | High-Bay | High-Bay Luminaires for Commercial and Industrial Buildings | Standard | FALSE | [9 empty] | 42136 | Not Dimmable | Not Dimmable | NotYetVerified |  | 3 | 13522 | 92.74 | 145.8 | 12.56 | 0.9265 | 5700 | 77.5
PWMEMWTR | Morstar Inc | MORSTAR | V-MGC510A(5700K) | Indoor Luminaires | High-Bay | High-Bay Luminaires for Commercial and Industrial Buildings | Standard | FALSE | [9 empty] | 42136 | Not Dimmable | Not Dimmable | NotYetVerified |  | 3 | 9932.9 | 98.92 | 100.4 | 17.29 | 0.9331 | 5700 | 73.3
PZ22Y3R9 | Morstar Inc | MORSTAR | V-MGC515A(5000K) | Indoor Luminaires | High-Bay | High-Bay Luminaires for Commercial and Industrial Buildings | Standard | FALSE | [9 empty] | 42136 | Not Dimmable | Not Dimmable | NotYetVerified |  | 3 | 13337 | 89.41 | 149.2 | 12.31 | 0.9303 | 5000 | 70.3
PVKTVD3G | Morstar Inc | MORSTAR | V-MGC510A(5000K) | Indoor Luminaires | High-Bay | High-Bay Luminaires for Commercial and Industrial Buildings | Standard | FALSE | [9 empty] | 42136 | Not Dimmable | Not Dimmable | NotYetVerified |  | 3 | 9190.8 | 92.1 | 99.79 | 18.96 | 0.9329 | 5000 | 69.8
PQKSYETB | Morstar Inc | MORSTAR | V-MGC515A(4500K) | Indoor Luminaires | High-Bay | High-Bay Luminaires for Commercial and Industrial Buildings | Standard | FALSE | [9 empty] | 42136 | Not Dimmable | Not Dimmable | NotYetVerified |  | 3 | 13337 | 89.41 | 149.2 | 12.31 | 0.9303 | 4500 | 70.3
PE4E7VV2 | Morstar Inc | MORSTAR | V-MGC510A(4500K) | Indoor Luminaires | High-Bay | High-Bay Luminaires for Commercial and Industrial Buildings | Standard | FALSE | [9 empty] | 42136 | Not Dimmable | Not Dimmable | NotYetVerified |  | 3 | 9190.8 | 92.1 | 99.79 | 18.96 | 0.9329 | 4500 | 69.8
P9TNEMX6 | Morstar Inc | MORSTAR | V-MGC515A(4000K) | Indoor Luminaires | High-Bay | High-Bay Luminaires for Commercial and Industrial Buildings | Standard | FALSE | [9 empty] | 42136 | Not Dimmable | Not Dimmable | NotYetVerified |  | 3 | 13337 | 89.41 | 149.2 | 12.31 | 0.9303 | 4000 | 70.3
PDBBMNGX | Morstar Inc | MORSTAR | V-MGC510A(4000K) | Indoor Luminaires | High-Bay | High-Bay Luminaires for Commercial and Industrial Buildings | Standard | FALSE | [9 empty] | 42136 | Not Dimmable | Not Dimmable | NotYetVerified |  | 3 | 9190.8 | 92.1 | 99.79 | 18.96 | 0.9329 | 4000 | 69.8
PTGNHRB2 | Morstar Inc | MORSTAR | V-MGC515A(3500K) | Indoor Luminaires | High-Bay | High-Bay Luminaires for Commercial and Industrial Buildings | Standard | FALSE | [9 empty] | 42136 | Not Dimmable | Not Dimmable | NotYetVerified |  | 3 | 13337 | 89.41 | 149.2 | 12.31 | 0.9303 | 3500 | 70.3
P98WTEUW | Morstar Inc | MORSTAR | V-MGC510A(3500K) | Indoor Luminaires | High-Bay | High-Bay Luminaires for Commercial and Industrial Buildings | Standard | FALSE | [9 empty] | 42136 | Not Dimmable | Not Dimmable | NotYetVerified |  | 3 | 9190.8 | 92.1 | 99.79 | 18.96 | 0.9329 | 3500 | 69.8
PE29A85X | Shenzhen Rio Tinto Opto-electronics Technology Co. Limited | Riotinto | LT-CCM270-150WA | Indoor Luminaires | High-Bay | High-Bay Luminaires for Commercial and Industrial Buildings | Standard | TRUE | 11844 | 80.19 | 147.7 | 11.51 | 0.936 | 2748 | 81.4 | 5 | 50000 | 42135 |  |  | NotYetVerified |  | 3 | 11844 | 78.9 | 150 | 15 | 0.9 | 2700 | 81
PZV356W62 | SteelCraft | SteelCraft | F2402RLED-11B7 | Indoor Luminaires | High-Bay | Low-Bay Luminaires for Commercial and Industrial Buildings | Standard | TRUE | 6124.3 | 118.57 | 51.65 | 14.76 | 0.93 | 4170 | 83.8 | 5 |  | 42135 |  |  | NotYetVerified |  | 3
PAEQWQE8W | Relume Technologies | Relume Technologies | RADHZ1-W1-AC-CW-UL1-XX-*-*-*-XX | Indoor Luminaires | High-Bay | High-Bay Luminaires for Commercial and Industrial Buildings | Standard | FALSE | [9 empty] | 42135 |  |  | NotYetVerified |  | 3 | 21140 | 92 | 229.3 |  | 0.98 | 5500 | 73
P5NEQNCD | Shenzhen Rio Tinto Opto-electronics Technology Co. Limited | Riotinto | LT-CCM270-150WG | Indoor Luminaires | High-Bay | High-Bay Luminaires for Commercial and Industrial Buildings | Standard | FALSE | [9 empty] | 42135 | Not Dimmable | Not Dimmable | NotYetVerified |  | 3 | 16001 | 106.6 | 150 | 15 | 0.9 | 5700 | 71
PX3EBWB6 | Shenzhen Rio Tinto Opto-electronics Technology Co. Limited | Riotinto | LT-CCM270-150WF | Indoor Luminaires | High-Bay | High-Bay Luminaires for Commercial and Industrial Buildings | Standard | FALSE | [9 empty] | 42135 | Not Dimmable | Not Dimmable | NotYetVerified |  | 3 | 15000 | 100 | 150 | 15 | 0.9 | 5000 | 71
PYSM3WH3 | Shenzhen Rio Tinto Opto-electronics Technology Co. Limited | Riotinto | LT-CCM270-150WE | Indoor Luminaires | High-Bay | High-Bay Luminaires for Commercial and Industrial Buildings | Standard | FALSE | [9 empty] | 42135 | Not Dimmable | Not Dimmable | NotYetVerified |  | 3 | 14500 | 96.6 | 150 | 15 | 0.9 | 4500 | 71
PBCFGV33 | Shenzhen Rio Tinto Opto-electronics Technology Co. Limited | Riotinto | LT-CCM270-150WD | Indoor Luminaires | High-Bay | High-Bay Luminaires for Commercial and Industrial Buildings | Standard | FALSE | [9 empty] | 42135 | Not Dimmable | Not Dimmable | NotYetVerified |  | 3 | 13800 | 92 | 150 | 15 | 0.9 | 4000 | 71
PS3S8P5J | Shenzhen Rio Tinto Opto-electronics Technology Co. Limited | Riotinto | LT-CCM270-150WC | Indoor Luminaires | High-Bay | High-Bay Luminaires for Commercial and Industrial Buildings | Standard | FALSE | [9 empty] | 42135 | Not Dimmable | Not Dimmable | NotYetVerified |  | 3 | 13200 | 88 | 150 | 15 | 0.9 | 3500 | 81
PS73QNQ4 | Shenzhen Rio Tinto Opto-electronics Technology Co. Limited | Riotinto | LT-CCM270-150WB | Indoor Luminaires | High-Bay | High-Bay Luminaires for Commercial and Industrial Buildings | Standard | FALSE | [9 empty] | 42135 | Not Dimmable | Not Dimmable | NotYetVerified |  | 3 | 12500 | 83.3 | 150 | 15 | 0.9 | 3000 | 81
PX519MFT | XtraLight Manufacturing Ltd. | XtraLight | LHBLED208267X5GUINXXXXXXW480 | Indoor Luminaires | High-Bay | High-Bay Luminaires for Commercial and Industrial Buildings | Standard | TRUE | 27141 | 102.1 | 265.92 | 10.9 | 0.9994 | 5039 | 72.56 | 10 | 100000 | 42132 |  |  | NotYetVerified |  | 3
PVBDJAH8 | Titan LED Inc. | Titan LED | 32BR-2P-56-9-80 | Indoor Luminaires | High-Bay | High-Bay Luminaires for Commercial and Industrial Buildings | Standard | TRUE | 14174.38 | 95 | 148.81 | 13 | 0.95 | 5724 | 75 | 6 | 125000 | 42132 |  |  | NotYetVerified |  | 3 |  |  | 148 | 14 | 1 | 5700 | 78
P7VRAZRJ | Morris Products Inc. | Morris | TL12 | Indoor Luminaires | High-Bay | High-Bay Luminaires for Commercial and Industrial Buildings | Standard | TRUE | 9132.9 | 98.77 | 92.47 | 14.81 | 0.9288 | 2969 | 83.3 | 5 | 50000 | 42132 |  |  | NotYetVerified |  | 3 | 9132.9 | 98.77 | 92.47 | 14.81 | 0.9288 | 3000 | 83.3
PPU6WQZG | HiLumz USA LLC | HiLumz | DZ390-40K-DV150-480-XX | Indoor Retrofit Kit | High-Bay | Retrofit Kits for High-Bay Luminaires for Commercial and Industrial Buildings | Standard | TRUE | 35730 | 81.5 | 438.5 | 13.5 | 0.926 | 4123 | 82.9 | 5 | 100000 | 42132 |  |  | NotYetVerified |  | 3 | 35730 | 81.5 | 438.5 | 14 | 0.93 | 4123 | 82.9
PGBCTZAP | Morris Products Inc. | Morris | TL14 | Indoor Luminaires | High-Bay | High-Bay Luminaires for Commercial and Industrial Buildings | Standard | TRUE | 20366 | 96.72 | 210.6 | 13.66 | 0.9193 | 3009 | 83.7 | 5 | 50000 | 42132 |  |  | NotYetVerified |  | 3 | 20366 | 96.72 | 210.6 | 13.66 | 0.9193 | 3000 | 83.7
PB46JK4N | Morris Products Inc. | Morris | TL13 | Indoor Luminaires | High-Bay | High-Bay Luminaires for Commercial and Industrial Buildings | Standard | TRUE | 15460.3 | 106.04 | 145.8 | 13.58 | 0.9188 | 2994 | 83.9 | 5 | 50000 | 42132 |  |  | NotYetVerified |  | 3 | 15876 | 109.36 | 145.2 | 13.58 | 0.9188 | 3000 | 84.2
PS24D3UJ | HiLumz USA LLC | HiLumz | DZ390-50K-DV150-277-XX | Indoor Retrofit Kit | High-Bay | Retrofit Kits for High-Bay Luminaires for Commercial and Industrial Buildings | Standard | FALSE | [9 empty] | 42132 |  |  | NotYetVerified |  | 3 | 41710 | 95 | 438.9 | 14 | 0.93 | 4914 | 73.6
PCWM3UF9 | HiLumz USA LLC | HiLumz | DZ390-50K-DV150-277D-XX | Indoor Retrofit Kit | High-Bay | Retrofit Kits for High-Bay Luminaires for Commercial and Industrial Buildings | Standard | FALSE | [9 empty] | 42132 |  |  | NotYetVerified |  | 3 | 41710 | 95 | 438.9 | 14 | 0.93 | 4914 | 73.6
PDYW9GMU | HiLumz USA LLC | HiLumz | DZ390-50K-DV150-480-XX | Indoor Retrofit Kit | High-Bay | Retrofit Kits for High-Bay Luminaires for Commercial and Industrial Buildings | Standard | FALSE | [9 empty] | 42132 |  |  | NotYetVerified |  | 3 | 41710 | 95 | 438.9 | 13.5 | 0.926 | 4914 | 73.6
PPWP1D52 | HiLumz USA LLC | HiLumz | DZ390-40K-DV150-277D-XX | Indoor Retrofit Kit | High-Bay | Retrofit Kits for High-Bay Luminaires for Commercial and Industrial Buildings | Standard | FALSE | [9 empty] | 42132 |  |  | NotYetVerified |  | 3 | 35730 | 81.5 | 438.5 | 14 | 0.93 | 4123 | 82.9
PG5WARK8 | HiLumz USA LLC | HiLumz | DZ390-40K-DV150-277-XX | Indoor Retrofit Kit | High-Bay | Retrofit Kits for High-Bay Luminaires for Commercial and Industrial Buildings | Standard | FALSE | [9 empty] | 42132 |  |  | NotYetVerified |  | 3 | 35730 | 81.5 | 438.5 | 14 | 0.93 | 4123 | 82.9
PPXEAWS8 | Morris Products Inc. | Morris | 71402 | Indoor Luminaires | High-Bay | High-Bay Luminaires for Commercial and Industrial Buildings | Standard | FALSE | [9 empty] | 42132 |  |  | NotYetVerified |  | 3 | 9954 | 104.34 | 95.39 | 14.14 | 0.9325 | 5000 | 83.9
PVFYYQTG | Morris Products Inc. | Morris | 71404 | Indoor Luminaires | High-Bay | High-Bay Luminaires for Commercial and Industrial Buildings | Standard | FALSE | [9 empty] | 42132 |  |  | NotYetVerified |  | 3 | 25045 | 118.7 | 211 | 13.47 | 0.9303 | 5000 | 82.5
PVY5CEJT | Morris Products Inc. | Morris | 71403 | Indoor Luminaires | High-Bay | High-Bay Luminaires for Commercial and Industrial Buildings | Standard | FALSE | [9 empty] | 42132 |  |  | NotYetVerified |  | 3 | 17371 | 118.9 | 146.1 | 13.39 | 0.9168 | 5000 | 82.5
P3165QKU | Orion Energy Systems Inc | Orion | LED127G32IA3Oxx303 | Indoor Luminaires | High-Bay | High-Bay Luminaires for Commercial and Industrial Buildings | Standard | TRUE | 28200 | 94.69 | 297.8 | 8.42 | 0.97 | 5063 | 72.4 | 5 | 60000 | 42131 |  |  | NotYetVerified |  | 3
P8QAAWJM | Aurora Lighting Inc. | Aurora | AR-HB1001A/30 | Indoor Luminaires | High-Bay | High-Bay Luminaires for Commercial and Industrial Buildings | Standard | TRUE | 10117 | 101.21 | 99.96 | 16.5 | 0.983 | 3000.2 | 79.5 | 5 | 50000 | 42130 |  |  | NotYetVerified |  | 3 | 9000 | 90 | 100 | 20 | 0.99 | 3000 | 79
PRQWVPGG | Aurora Lighting Inc. | Aurora | AR-HB1601A/30 | Indoor Luminaires | High-Bay | High-Bay Luminaires for Commercial and Industrial Buildings | Standard | TRUE | 15354 | 96.76 | 158.68 | 14.3 | 0.967 | 3003.9 | 79.3 | 5 | 50000 | 42130 |  |  | NotYetVerified |  | 3 | 15000 | 90 | 160 |  | 0.99 | 3000
PT199QHTR | LED Waves Inc. | LED Waves | NHB200A-W5000K [90 degree beam angle only] | Indoor Luminaires | High-Bay | High-Bay Luminaires for Commercial and Industrial Buildings | Standard | TRUE | 16375 | 92.6 | 175.1 | 14.2 | 0.945 | 5144 | 73.3 | 5 | 50000 | 42130 |  |  | NotYetVerified |  | 3 | 16375 | 92.6 | 178 |  |  | 5000 | 73
PC2XTZRX | Shenzhen Golon Electric Technology Co. Ltd. | Golon | GL-HB-120D | Indoor Luminaires | High-Bay | High-Bay Luminaires for Commercial and Industrial Buildings | Standard | TRUE | 11771 | 96.99 | 121.36 | 10.27 | 0.943 | 4946 | 84 | 5 | 50000 | 42130 |  |  | NotYetVerified |  | 3 | 11000 | 95 | 120 | 20 | 0.95 | 5000 | 80
PZ3TV253 | Shenzhen Golon Electric Technology Co. Ltd. | Golon | GL-HB-250D | Indoor Luminaires | High-Bay | High-Bay Luminaires for Commercial and Industrial Buildings | Standard | TRUE | 23874.13 | 96.32 | 248.1 | 7.91 | 0.943 | 5048 | 84.7 | 5 | 50000 | 42130 |  |  | NotYetVerified | 60 Degree Beam Angle Only | 3 |  | 80 | 250 | 20 | 0.95 | 5000 | 80
PHXJGW56 | Shenzhen Golon Electric Technology Co. Ltd. | Golon | GL-HB-060D | Indoor Luminaires | High-Bay | Low-Bay Luminaires for Commercial and Industrial Buildings | Standard | TRUE | 5054 | 82.33 | 61.38 | 18.9 | 0.942 | 5054 | 84.5 | 5 | 50000 | 42130 |  |  | NotYetVerified |  | 3 | 5000 | 84 | 60 | 20 | 0.95 | 5000 | 80
PNV2TJXV | ATG Electronics Corp. | ATG Electronics | HBCC15HU35100B [W/ Lens Option ONLY] | Indoor Luminaires | High-Bay | High-Bay Luminaires for Commercial and Industrial Buildings | Standard | TRUE | 12644.1 | 91 | 138.97 | 12 | 0.94 | 3518 | 82.5 | 5 | 102000 | 42130 |  |  | NotYetVerified |  | 3
PANQ7NNN | Shenzhen Golon Electric Technology Co. Ltd. | Golon | GL-HB-080D | Indoor Luminaires | High-Bay | Low-Bay Luminaires for Commercial and Industrial Buildings | Standard | TRUE | 8053.8 | 92.7 | 86.88 | 8.55 | 0.939 | 4958 | 84.2 | 5 | 50000 | 42130 |  |  | NotYetVerified |  | 3 | 8000 | 95 | 80 | 20 | 0.95 | 5000 | 80
PX6G5T4K | Shenzhen Golon Electric Technology Co. Ltd. | Golon | GL-HB-150D | Indoor Luminaires | High-Bay | High-Bay Luminaires for Commercial and Industrial Buildings | Standard | TRUE | 14478 | 95.24 | 152.01 | 11.82 | 0.937 | 5024 | 83.7 | 5 | 50000 | 42130 |  |  | NotYetVerified |  | 3 | 15000 | 95 | 150 | 20 | 0.95 | 5000 | 80
P9N7FYSCE | LED Waves Inc. | LED Waves | NHB300A-W5000K [90 beam angle only] | Indoor Luminaires | High-Bay | High-Bay Luminaires for Commercial and Industrial Buildings | Standard | TRUE | 26522 | 86 | 308.5 | 17.4 | 0.937 | 5256 | 74.4 | 5 | 50000 | 42130 |  |  | NotYetVerified |  | 3 | 26522 | 86 | 308.3 |  |  | 5000 | 74
P96EH48K | Shenzhen Golon Electric Technology Co. Ltd. | Golon | GL-HB-200D | Indoor Luminaires | High-Bay | High-Bay Luminaires for Commercial and Industrial Buildings | Standard | TRUE | 19218 | 94.92 | 202.46 | 9.76 | 0.92 | 4977 | 84.3 | 5 | 50000 | 42130 |  |  | NotYetVerified |  | 3 | 20000 | 95 | 200 | 20 | 0.95 | 5000 | 80
P29YWEQM | Aurora Lighting Inc. | Aurora | AR-HB2001A/30 | Indoor Luminaires | High-Bay | High-Bay Luminaires for Commercial and Industrial Buildings | Standard | TRUE | 17263 | 86.32 | 200 | 15.28 | 0.909 | 3055 | 81.4 | 5 | 35000 | 42130 |  |  | NotYetVerified |  | 3 | 17000 | 85 | 200 | 20 | 0.99 | 3000 | 80
P55W2JXZ | ATG Electronics Corp. | ATG Electronics | HBCC11HU35100B [W/ Lens Option ONLY] | Indoor Luminaires | High-Bay | Low-Bay Luminaires for Commercial and Industrial Buildings | Standard | TRUE | 10798.46 | 96 | 112.09 | 21 | 0.88 | 3471 | 82.4 | 5 | 200000 | 42130 |  |  | NotYetVerified |  | 3
PFYCMPPM | Aurora Lighting Inc. | Aurora | AR-HB1001A/60 | Indoor Luminaires | High-Bay | High-Bay Luminaires for Commercial and Industrial Buildings | Standard | FALSE | [9 empty] | 42130 | Not Yet Verified | Not Yet Verified | NotYetVerified |  | 3 | 9000 | 90 | 100 | 20 | 0.99 | 5700 | 79
P41ZWSAR | Aurora Lighting Inc. | Aurora | AR-HB1601A/60 | Indoor Luminaires | High-Bay | High-Bay Luminaires for Commercial and Industrial Buildings | Standard | FALSE | [9 empty] | 42130 | Not Yet Verified | Not Yet Verified | NotYetVerified |  | 3 | 15000 | 90 | 160 |  | 0.99 | 5700
P1VDBQA1 | Aurora Lighting Inc. | Aurora | AR-HB2001A/60 | Indoor Luminaires | High-Bay | High-Bay Luminaires for Commercial and Industrial Buildings | Standard | FALSE | [9 empty] | 42130 | Dimmable | Continuous Below 10 | NotYetVerified |  | 3 | 19000 | 95 | 200 | 20 | 0.99 | 5700 | 80
PFZXKNDB | Aurora Lighting Inc. | Aurora | AR-HB1001A/40 | Indoor Luminaires | High-Bay | High-Bay Luminaires for Commercial and Industrial Buildings | Standard | FALSE | [9 empty] | 42130 | Not Yet Verified | Not Yet Verified | NotYetVerified |  | 3 | 9000 | 90 | 100 | 20 | 0.99 | 4000 | 79
PQ8XW19X | Aurora Lighting Inc. | Aurora | AR-HB1601A/40 | Indoor Luminaires | High-Bay | High-Bay Luminaires for Commercial and Industrial Buildings | Standard | FALSE | [9 empty] | 42130 | Not Yet Verified | Not Yet Verified | NotYetVerified |  | 3 | 15000 | 90 | 160 |  | 0.99 | 4000
PARYEY41 | Aurora Lighting Inc. | Aurora | AR-HB2001A/40 | Indoor Luminaires | High-Bay | High-Bay Luminaires for Commercial and Industrial Buildings | Standard | FALSE | [9 empty] | 42130 | Dimmable | Continuous Below 10 | NotYetVerified |  | 3 | 19000 | 95 | 200 | 20 | 0.99 | 4000 | 80
P8CXH8KDN | Orion Energy Systems Inc | Orion | ALHB110LMUNVXXX840XXL | Indoor Luminaires | High-Bay | High-Bay Luminaires for Commercial and Industrial Buildings | Standard | TRUE | 10566 | 105.1 | 100.5 | 6.83 | 0.972 | 3999 | 82 | 5 | 361000 | 42129 |  |  | NotYetVerified |  | 3 | 10000 |  |  |  |  | 4000 | 80
P94X86DQ | Orion Energy Systems Inc | Orion | ALHB440LM347XXX840XXL | Indoor Luminaires | High-Bay | High-Bay Luminaires for Commercial and Industrial Buildings | Standard | TRUE | 41295 | 103.6 | 398.5 | 10.7 | 0.966 | 3990 | 82 | 5 | 361000 | 42129 |  |  | NotYetVerified |  | 3 | 44000 |  |  |  |  | 4000 | 80
PCFUFFQM | Ampco Lighting Ltd | Ampco | LHB-200 | Indoor Luminaires | High-Bay | High-Bay Luminaires for Commercial and Industrial Buildings | Standard | TRUE | 20419.33 | 103.55 | 197.19 | 8.5 | 0.966 | 5224 | 84.9 | 5 | 36000 | 42129 |  |  | NotYetVerified |  | 3 | 20419.33 | 103.55 | 197.19 | 4.5 | 0.998 | 5224 | 85
P93FGN99 | Revolution Lighting Technologies | Revolution Lighting Technologies | 126033-001 | Indoor Luminaires | High-Bay | High-Bay Luminaires for Commercial and Industrial Buildings | Standard | TRUE | 19537 | 108.85 | 179.1 | 7.27 | 0.96 | 5308 | 85.4 | 5 | 50000 | 42129 |  |  | NotYetVerified |  | 3 | 19537.85 | 108.85 | 179.5 | 4.52 | 0.998 | 5308 | 85
PXMCK2JD | Revolution Lighting Technologies | Revolution Lighting Technologies | 126032-001 | Indoor Luminaires | High-Bay | High-Bay Luminaires for Commercial and Industrial Buildings | Standard | TRUE | 15156.97 | 104.89 | 144.5 | 5.08 | 0.952 | 5304 | 84.7 | 5 | 50000 | 42129 |  |  | NotYetVerified |  | 3 | 15156.97 | 104.89 | 144.5 | 4.47 | 0.996 | 5304 | 85
PKHZAHTG | Tai Kwan Technology CO. LIMITED | Tai Kwan | TKT-HB-180M | Indoor Luminaires | High-Bay | High-Bay Luminaires for Commercial and Industrial Buildings | Standard | TRUE | 25626 | 143.78 | 178.2 | 11.56 | 0.9503 | 5615 | 71.1 | 5 | 50000 | 42129 |  |  | NotYetVerified |  | 3 | 25626 | 140 | 180 | 12.27 | 0.949 | 5500 | 71.1
PFDYEG9R | Revolution Lighting Technologies | Revolution Lighting Technologies | 121031-001 | Indoor Luminaires | High-Bay | High-Bay Luminaires for Commercial and Industrial Buildings | Standard | TRUE | 14929 | 101.56 | 149.3 | 7.6 | 0.949 | 5294 | 84.2 | 5 | 50000 | 42129 |  |  | NotYetVerified |  | 3 | 14929 | 101.56 | 147 | 4.95 | 0.997 | 5294 | 84
P4H3FKP7 | OLYMPIA LIGHTING INC. | OLYMPIA | HB4FF-250W-55K-277V | Indoor Luminaires | High-Bay | High-Bay Luminaires for Commercial and Industrial Buildings | Standard | TRUE | 20201.09 | 82 | 246.31 | 12 | 0.94 | 5380 | 85 | 5 | 50000 | 42129 |  |  | NotYetVerified |  | 3 | 20781.25 | 83.13 | 250 | 6 | 0.99 | 5380 | 85
P4ZRW1R2 | Tai Kwan Technology CO. LIMITED | Tai Kwan | TKT-HB-130M | Indoor Luminaires | High-Bay | High-Bay Luminaires for Commercial and Industrial Buildings | Standard | TRUE | 17169 | 130.86 | 131.2 | 11.48 | 0.9253 | 5590 | 70.9 | 5 | 50000 | 42129 |  |  | NotYetVerified |  | 3 | 17169 | 130 | 130 | 13.57 | 0.9249 | 5500 | 70.9
PGZTFXB6 | Revolution Lighting Technologies | Revolution Lighting Technologies | 126031-001 | Indoor Luminaires | High-Bay | High-Bay Luminaires for Commercial and Industrial Buildings | Standard | TRUE | 10710.49 | 107.21 | 99.25 | 10.57 | 0.925 | 5302 | 85.3 | 5 | 50000 | 42129 |  |  | NotYetVerified |  | 3 | 10710.49 | 107.21 | 99.9 | 5.61 | 0.995 | 5302 | 85
P4GJFW8E | Revolution Lighting Technologies | Revolution Lighting Technologies | 121032-001 | Indoor Luminaires | High-Bay | High-Bay Luminaires for Commercial and Industrial Buildings | Standard | TRUE | 19180.18 | 104.35 | 186.1 | 7.92 | 0.921 | 5294 | 84.4 | 5 | 50000 | 42129 |  |  | NotYetVerified |  | 3 | 19180.18 | 104.35 | 183.8 | 5.21 | 0.997 | 5294 | 84
PUPXJPG5 | Revolution Lighting Technologies | Revolution Lighting Technologies | 126030-001 | Indoor Luminaires | High-Bay | Low-Bay Luminaires for Commercial and Industrial Buildings | Standard | TRUE | 5237.31 | 103.3 | 50.7 | 16.55 | 0.901 | 5292 | 85.7 | 5 | 50000 | 42129 |  |  | NotYetVerified |  | 3 | 5000 | 100 | 50 | 15 | 0.95 | 5000 | 80
PE3TFYYK | Revolution Lighting Technologies | Revolution Lighting Technologies | 121030-001 | Indoor Luminaires | High-Bay | High-Bay Luminaires for Commercial and Industrial Buildings | Standard | TRUE | 9871.67 | 100.63 | 98.1 | 15.96 | 0.896 | 5292 | 83.6 | 5 | 50000 | 42129 |  |  | NotYetVerified |  | 3 | 9871.67 | 100.63 | 98.1 | 6.15 | 0.993 | 5292 | 84
P236HQ8M | OLYMPIA LIGHTING INC. | OLYMPIA | HB4FF-150W-55K-277V | Indoor Luminaires | High-Bay | High-Bay Luminaires for Commercial and Industrial Buildings | Standard | TRUE | 14137.91 | 95 | 149.35 | 15 | 0.87 | 5380 | 85 | 5 | 50000 | 42129 |  |  | NotYetVerified |  | 3 | 14137.91 | 95 | 149.35 | 6 | 0.99 | 5380 | 85
PAX5TNV7 | Revolution Lighting Technologies | Revolution Lighting Technologies | 126031-011 | Indoor Luminaires | High-Bay | High-Bay Luminaires for Commercial and Industrial Buildings | Standard | FALSE | [9 empty] | 42129 |  |  | NotYetVerified |  | 3 | 10000 | 100 | 100 | 5.61 | 0.995 | 5000 | 85
PRY614E4 | Revolution Lighting Technologies | Revolution Lighting Technologies | 126033-011 | Indoor Luminaires | High-Bay | High-Bay Luminaires for Commercial and Industrial Buildings | Standard | FALSE | [9 empty] | 42129 |  |  | NotYetVerified |  | 3 | 19000 | 95 | 200 | 4.52 | 0.998 | 5000 | 85
PKP8XUVY | Revolution Lighting Technologies | Revolution Lighting Technologies | 126032-011 | Indoor Luminaires | High-Bay | High-Bay Luminaires for Commercial and Industrial Buildings | Standard | FALSE | [9 empty] | 42129 |  |  | NotYetVerified |  | 3 | 15000 | 100 | 150 | 4.47 | 0.996 | 5000 | 85
P7SYDJT1 | Revolution Lighting Technologies | Revolution Lighting Technologies | 121030-101 | Indoor Luminaires | High-Bay | High-Bay Luminaires for Commercial and Industrial Buildings | Standard | FALSE | [9 empty] | 42129 |  |  | NotYetVerified |  | 3 | 10000 | 100 | 100 | 6.15 | 0.993 | 5000 | 84
PTE68AXR | Revolution Lighting Technologies | Revolution Lighting Technologies | 121032-101 | Indoor Luminaires | High-Bay | High-Bay Luminaires for Commercial and Industrial Buildings | Standard | FALSE | [9 empty] | 42129 |  |  | NotYetVerified |  | 3 | 19000 | 95 | 200 | 5.21 | 0.997 | 5000 | 84
PGFFCP6B | Revolution Lighting Technologies | Revolution Lighting Technologies | 121031-101 | Indoor Luminaires | High-Bay | High-Bay Luminaires for Commercial and Industrial Buildings | Standard | FALSE | [9 empty] | 42129 |  |  | NotYetVerified |  | 3 | 15000 | 100 | 150 | 4.95 | 0.997 | 5000 | 84
P43YHNN7 | Revolution Lighting Technologies | Revolution Lighting Technologies | 126030-011 | Indoor Luminaires | High-Bay | Low-Bay Luminaires for Commercial and Industrial Buildings | Standard | FALSE | [9 empty] | 42129 |  |  | NotYetVerified |  | 3 | 5000 | 100 | 50 | 15 | 0.95 | 5000 | 80
P5666SPR | OLYMPIA LIGHTING INC. | OLYMPIA | HB4FC-150W-55K-277V | Indoor Luminaires | High-Bay | High-Bay Luminaires for Commercial and Industrial Buildings | Standard | FALSE | [9 empty] | 42129 |  |  | NotYetVerified |  | 3 | 17952.5 | 120 | 149.68 | 7 | 0.99 | 5380 | 85
PJR87JQ8 | OLYMPIA LIGHTING INC. | OLYMPIA | HB4FT-250W-55K-277V | Indoor Luminaires | High-Bay | High-Bay Luminaires for Commercial and Industrial Buildings | Standard | FALSE | [9 empty] | 42129 |  |  | NotYetVerified |  | 3 | 24500 | 98 | 250 | 6 | 0.99 | 5380 | 85
P73H4V3V | OLYMPIA LIGHTING INC. | OLYMPIA | HB4FC-225W-55K-277V | Indoor Luminaires | High-Bay | High-Bay Luminaires for Commercial and Industrial Buildings | Standard | FALSE | [9 empty] | 42129 |  |  | NotYetVerified |  | 3 | 24367.5 | 108.3 | 225 | 6 | 0.99 | 5380 | 85
P1SCRSU9 | OLYMPIA LIGHTING INC. | OLYMPIA | HB4FT-225W-55K-277V | Indoor Luminaires | High-Bay | High-Bay Luminaires for Commercial and Industrial Buildings | Standard | FALSE | [9 empty] | 42129 |  |  | NotYetVerified |  | 3 | 23149.125 | 102.89 | 225 | 6 | 0.99 | 5380 | 85
P5WRX1C8 | OLYMPIA LIGHTING INC. | OLYMPIA | HB4FC-200W-55K-277V | Indoor Luminaires | High-Bay | High-Bay Luminaires for Commercial and Industrial Buildings | Standard | FALSE | [9 empty] | 42129 |  |  | NotYetVerified |  | 3 | 22337.01 | 114 | 196.24 | 6 | 0.99 | 5380 | 85
PYD9Q9A8 | OLYMPIA LIGHTING INC. | OLYMPIA | HB4FT-200W-55K-277V | Indoor Luminaires | High-Bay | High-Bay Luminaires for Commercial and Industrial Buildings | Standard | FALSE | [9 empty] | 42129 |  |  | NotYetVerified |  | 3 | 21280 | 106.4 | 200 | 6 | 0.99 | 5380 | 85
PKRJ1KTS | OLYMPIA LIGHTING INC. | OLYMPIA | HB4FF-225W-55K-277V | Indoor Luminaires | High-Bay | High-Bay Luminaires for Commercial and Industrial Buildings | Standard | FALSE | [9 empty] | 42129 |  |  | NotYetVerified |  | 3 | 19290.938 | 85.74 | 225 | 6 | 0.99 | 5380 | 85
P2UQJSY6 | OLYMPIA LIGHTING INC. | OLYMPIA | HB4FF-200W-55K-277V | Indoor Luminaires | High-Bay | High-Bay Luminaires for Commercial and Industrial Buildings | Standard | FALSE | [9 empty] | 42129 |  |  | NotYetVerified |  | 3 | 18050 | 90.25 | 200 | 6 | 0.99 | 5380 | 85
PEZ4M4SJ | OLYMPIA LIGHTING INC. | OLYMPIA | HB4FT-150W-55K-277V | Indoor Luminaires | High-Bay | High-Bay Luminaires for Commercial and Industrial Buildings | Standard | FALSE | [9 empty] | 42129 |  |  | NotYetVerified |  | 3 | 16693.63 | 112 | 149.4 | 6 | 0.99 | 5380 | 85
PV574SKA | OLYMPIA LIGHTING INC. | OLYMPIA | HB4FC-250W-55K-277V | Indoor Luminaires | High-Bay | High-Bay Luminaires for Commercial and Industrial Buildings | Standard | FALSE | [9 empty] | 42129 |  |  | NotYetVerified |  | 3 | 26266 | 105 | 249.79 | 5 | 0.99 | 5380 | 85
PPC5P8V2U | Orion Energy Systems Inc | Orion | ALHB180LMUNVXXX840XXL | Indoor Luminaires | High-Bay | High-Bay Luminaires for Commercial and Industrial Buildings | Standard | TRUE | 16200 | 112 | 147 | 7.26 | 0.951 | 3993 | 82 | 5 | 361000 | 42128 |  |  | NotYetVerified |  | 3 | 18000 |  |  |  |  | 4000 | 80
PEU9BE9M | OLYMPIA LIGHTING INC. | OLYMPIA | HB4F-150W-55K-xxxV | Indoor Luminaires | High-Bay | High-Bay Luminaires for Commercial and Industrial Buildings | Standard | TRUE | 12880.66 | 86 | 150.3 | 12 | 0.94 | 5304 | 72 | 5 | 50000 | 42128 |  |  | NotYetVerified | Updated 11/4/2016 | 3 | 12880.66 | 86 | 150.3 | 5 | 1 | 5304 | 72
P5HWGWYF | Grandlite International Corp | Grandlite | LED-467-L9-5K | Indoor Luminaires | High-Bay | High-Bay Luminaires for Commercial and Industrial Buildings | Standard | TRUE | 26432.71 | 123 | 214.69 | 14 | 0.93 | 5070 | 73 | 5 | 50000 | 42128 |  |  | NotYetVerified | Rated data updated as measured data on 11/30/2016 | 3 | 26432.71 | 123 | 214.69 | 14 | 0.93 | 5070 | 73
P5XNSESF | Nicor Inc. | NICOR LED | VT1-10H-UNV-50K-BK | Indoor Luminaires | High-Bay | Low-Bay Luminaires for Commercial and Industrial Buildings | Standard | TRUE | 7010 | 106.7 | 65.7 | 21.3 | 0.924 | 5292 | 83.2 | 5 | 42000 | 42128 |  |  | NotYetVerified |  | 3 | 7161 | 100 | 65 |  |  | 5000 | 83
PW4KNA75 | Voltech International Inc. | Technilight | TLWPC56W | Indoor Luminaires | High-Bay | Low-Bay Luminaires for Commercial and Industrial Buildings | Standard | TRUE | 6356 | 104 | 60.92 | 17.2 | 0.923 | 3048 | 72.1 | 5 | 50000 | 42128 |  |  | NotYetVerified |  | 3 | 6356 | 104 | 60.9 |  |  | 3000 | 72
PAUDHMKP | Samjin Lnd Co. Ltd. | SAMJIN | SU135-079BT50LUS | Indoor Luminaires | High-Bay | High-Bay Luminaires for Commercial and Industrial Buildings | Standard | TRUE | 10383.4 | 128.54 | 80.78 | 18.5 | 0.9201 | 5204.5 | 80.8 | 5 | 36000 | 42128 |  |  | NotYetVerified |  | 3 | 10383.4 | 128.54 | 80.78 | 18.5 | 0.9201 | 5204.5 | 80.8
P23W2PMT | OLYMPIA LIGHTING INC. | OLYMPIA | HB4F-120W-55K-xxxV | Indoor Luminaires | High-Bay | High-Bay Luminaires for Commercial and Industrial Buildings | Standard | TRUE | 11144.31 | 92 | 120.94 | 16 | 0.91 | 5306 | 72 | 5 | 50000 | 42128 |  |  | NotYetVerified | Updated 11/4/2016 | 3 | 11144.31 | 92 | 120.94 | 6 | 1 | 5306 | 72
PGNZVQEM | Voltech International Inc. | Technilight | TLWPF44N | Indoor Luminaires | High-Bay | Low-Bay Luminaires for Commercial and Industrial Buildings | Standard | TRUE | 4604.3 | 100.91 | 45.63 | 13.42 | 0.9051 | 4038 | 85.8 | 5 | 35000 | 42128 |  |  | NotYetVerified |  | 3 | [5 empty] | 4000
PKRQGBQ6 | Voltech International Inc. | Technilight | TLWPC44W | Indoor Luminaires | High-Bay | Low-Bay Luminaires for Commercial and Industrial Buildings | Standard | TRUE | 4742.9 | 101.6 | 46.68 | 20.19 | 0.889 | 3087 | 72.5 | 5 | 50000 | 42128 |  |  | NotYetVerified |  | 3 | 4742.9 | 101 | 46 |  |  | 3000 | 72.5
PVV15QE1 | Hubbell Lighting | Hubbell Industrial Lighting | LBX-32L-[U 1 2 3 4]-35K-A2-WA22 | Indoor Luminaires | High-Bay | High-Bay Luminaires for Commercial and Industrial Buildings | Standard | TRUE | 9821 | 79.6 | 123.4 | 18.2 | 0.885 | 3574 | 83.3 | 5 | 50000 | 42128 |  |  | NotYetVerified |  | 3 | 9821 | 79.6 | 123.4 | 18.2 | 0.885 | 3574 | 83.3
PBWHCD2E | Hubbell Lighting | Hubbell Industrial Lighting | LBX-64L-[U 1 2 3 4]-35K-A2-WA22 | Indoor Luminaires | High-Bay | High-Bay Luminaires for Commercial and Industrial Buildings | Standard | FALSE | [9 empty] | 42128 |  |  | NotYetVerified |  | 3 | 18560 | 82.6 | 222.9 | 11.7 | 0.953 | 3586 | 83.3
P58JB4JV | Hubbell Lighting | Hubbell Industrial Lighting | LBX-48L-[U 1 2 3 4]-35K-A2-WA22 | Indoor Luminaires | High-Bay | High-Bay Luminaires for Commercial and Industrial Buildings | Standard | FALSE | [9 empty] | 42128 |  |  | NotYetVerified |  | 3 | 14100 | 81 | 175 | 15 | 0.9 | 3500 | 80
PQ51Q53M | Voltech International Inc. | Technilight | TLWPC44P | Indoor Luminaires | High-Bay | Low-Bay Luminaires for Commercial and Industrial Buildings | Standard | FALSE | [9 empty] | 42128 | Not Yet Verified | Not Yet Verified | NotYetVerified |  | 3 | 4742.9 | 101.6 | 46.68 |  |  | 5000 | 72.5
PVHX12UP | Voltech International Inc. | Technilight | TLWPC56P | Indoor Luminaires | High-Bay | Low-Bay Luminaires for Commercial and Industrial Buildings | Standard | FALSE | [9 empty] | 42128 | Not Yet Verified | Not Yet Verified | NotYetVerified |  | 3 | 6356 | 104 | 60.9 | 20 | 0.9 | 5000 | 72
PRZ5XX29 | Voltech International Inc. | Technilight | TLWPF44P | Indoor Luminaires | High-Bay | Low-Bay Luminaires for Commercial and Industrial Buildings | Standard | FALSE | [9 empty] | 42128 | Not Dimmable | Not Dimmable | NotYetVerified |  | 3 | 4870 | 104.69 | 46.52 | 13.98 | 0.9011 | 5000 | 82.2
P9TZCD4V | Voltech International Inc. | Technilight | TLWPC44O | Indoor Luminaires | High-Bay | Low-Bay Luminaires for Commercial and Industrial Buildings | Standard | FALSE | [9 empty] | 42128 | Not Yet Verified | Not Yet Verified | NotYetVerified |  | 3 | 4742.9 | 101.6 | 46.68 |  |  | 4500 | 82
P3R8T99Y | Voltech International Inc. | Technilight | TLWPC56O | Indoor Luminaires | High-Bay | Low-Bay Luminaires for Commercial and Industrial Buildings | Standard | FALSE | [9 empty] | 42128 | Not Yet Verified | Not Yet Verified | NotYetVerified |  | 3 | 6356 | 104 | 60.9 | 20 | 0.9 | 4500 | 72
PAJ6ES2P | Voltech International Inc. | Technilight | TLWPF44O | Indoor Luminaires | High-Bay | Low-Bay Luminaires for Commercial and Industrial Buildings | Standard | FALSE | [9 empty] | 42128 | Not Dimmable | Not Dimmable | NotYetVerified |  | 3 | 4604.3 | 100.91 | 45.63 | 13.42 | 0.9051 | 4500 | 85.8
PE77GE75 | Voltech International Inc. | Technilight | TLWPC44N | Indoor Luminaires | High-Bay | Low-Bay Luminaires for Commercial and Industrial Buildings | Standard | FALSE | [9 empty] | 42128 | Not Yet Verified | Not Yet Verified | NotYetVerified |  | 3 | 4742.9 | 101.6 | 46.68 |  |  | 4000 | 72.5
PBJ5BQZ8 | Voltech International Inc. | Technilight | TLWPC56N | Indoor Luminaires | High-Bay | Low-Bay Luminaires for Commercial and Industrial Buildings | Standard | FALSE | [9 empty] | 42128 | Not Yet Verified | Not Yet Verified | NotYetVerified |  | 3 | 6356 | 104 | 60.9 | 20 | 0.9 | 4000 | 72
PG5EVKD3 | Revolution Lighting Technologies | Revolution Lighting Technologies | 110401-101 | Indoor Luminaires | High-Bay | Low-Bay Luminaires for Commercial and Industrial Buildings | Standard | TRUE | 6530.43 | 107 | 61.21 | 5 | 0.99 | 4183 | 87.1 | 5 | 50000 | 42125 |  |  | NotYetVerified |  | 3 | 6500 | 108 | 60 | 20 | 0.9 | 4000 | 87
PQSE1XNN | Ecomax Lighting | ECOMAX LIGHTING | SUN-HB-100W(4000K) | Indoor Luminaires | High-Bay | Low-Bay Luminaires for Commercial and Industrial Buildings | Standard | TRUE | 9681 | 100.67 | 96.17 | 12.1 | 0.9482 | 4007 | 71.2 | 5 |  | 42125 |  |  | NotYetVerified |  | 3 | 9681.6 |  | 100 |  |  | 4000
P9QEV7KU | Ecomax Lighting | ECOMAX LIGHTING | SUN-HB-150W(4000K) | Indoor Luminaires | High-Bay | High-Bay Luminaires for Commercial and Industrial Buildings | Standard | TRUE | 11846 | 79.88 | 148.3 | 10.02 | 0.9386 | 4098 | 76 | 5 |  | 42125 |  |  | NotYetVerified |  | 3 |  |  | 150
PCEQJB47 | Lighting Etc. Inc. | Lighting Etc. Inc. | NML-RS-15L-U-F | Indoor Luminaires | High-Bay | High-Bay Luminaires for Commercial and Industrial Buildings | Standard | TRUE | 13870 | 112.5 | 123.33 | 10.108 | 0.9362 | 3903 | 82.25 | 5 |  | 42125 |  |  | NotYetVerified |  | 3 | [5 empty] | 3903
PHZK3FK7 | Industrial Lighting Products | Industrial Lighting Products | GH24-140WLED-UNIV-3000K-FRL-XXX [Excludes SD480] | Indoor Luminaires | High-Bay | High-Bay Luminaires for Commercial and Industrial Buildings | Premium | TRUE | 15660 | 112 | 140 | 16.3 | 0.93 | 3069 | 80 | 5 |  | 42125 |  |  | No |  | 3.1 |  |  | 140 |  |  | 3000 | 80
PTMBWMKF | Ecomax Lighting | ECOMAX LIGHTING | SUN-HB-200W(4000K) | Indoor Luminaires | High-Bay | High-Bay Luminaires for Commercial and Industrial Buildings | Standard | TRUE | 16184 | 78.89 | 205.1 | 11.58 | 0.9289 | 4044 | 75.9 | 5 |  | 42125 |  |  | NotYetVerified |  | 3 |  |  | 200
PR45D615 | Industrial Lighting Products | Industrial Lighting Products | GH22-140WLED-UNIV-3000K-FRL-XXX [Excludes SD480] | Indoor Luminaires | High-Bay | High-Bay Luminaires for Commercial and Industrial Buildings | Standard | TRUE | 14730 | 106 | 139 | 16.6 | 0.928 | 3067 | 81 | 5 |  | 42125 |  |  | No |  | 3.1 |  |  | 140 |  |  | 3000 | 80
PTN6HFTE | Ecomax Lighting | ECOMAX LIGHTING | SUN-HB-80W(4000K) | Indoor Luminaires | High-Bay | Low-Bay Luminaires for Commercial and Industrial Buildings | Standard | TRUE | 7738.1 | 101.63 | 76.14 | 13.94 | 0.9212 | 4005 | 71.3 | 5 |  | 42125 |  |  | NotYetVerified |  | 3 | 7700 | 100 | 80 |  | 0.9 | 4000 | 70
PJUQSVY4 | Shanghai CKRA Lighting Technology Co. Ltd | CKRA | HB13A-200 | Indoor Luminaires | High-Bay | High-Bay Luminaires for Commercial and Industrial Buildings | Standard | TRUE | 21795.8 | 108.27 | 201.3 | 10.82 | 0.918 | 5498 | 82.2 | 5 | 50000 | 42125 |  |  | NotYetVerified |  | 3
PEY9K1RP | Shanghai CKRA Lighting Technology Co. Ltd | CKRA | HB11A-100 | Indoor Luminaires | High-Bay | High-Bay Luminaires for Commercial and Industrial Buildings | Standard | TRUE | 10095 | 106.94 | 94.4 | 12.37 | 0.916 | 5494 | 82.2 | 5 | 50000 | 42125 |  |  | NotYetVerified |  | 3
PJRXUFQE | Shanghai CKRA Lighting Technology Co. Ltd | CKRA | HB12A-150 | Indoor Luminaires | High-Bay | High-Bay Luminaires for Commercial and Industrial Buildings | Standard | TRUE | 15669.7 | 111.12 | 141 | 13.92 | 0.914 | 5498 | 82.2 | 5 | 50000 | 42125 |  |  | NotYetVerified |  | 3
PU5WVBGW | Industrial Lighting Products | Industrial Lighting Products | GH24-190WLED-UNIV-5000K-FRL-XXX [Excludes SD480] | Indoor Luminaires | High-Bay | High-Bay Luminaires for Commercial and Industrial Buildings | Premium | TRUE | 21200 | 110.8 | 191.4 |  |  | 5195 | 84 |  |  | 42125 |  |  | No |  | 3.1 |  |  | 190 |  |  | 5000 | 80
PWHZKS7Z | Industrial Lighting Products | Industrial Lighting Products | GH22-140WLED-UNIV-5000K-FRL-XXX [Excludes SD480] | Indoor Luminaires | High-Bay | High-Bay Luminaires for Commercial and Industrial Buildings | Standard | TRUE | 14500 | 103.7 | 139.7 |  |  | 5237 | 85 | 5 |  | 42125 |  |  | No |  | 3.1 |  |  | 140 |  |  | 5000 | 80
PSJAWQ3S | Industrial Lighting Products | Industrial Lighting Products | GH22-95WLED-UNIV-3000K-FRL-XXX [Excludes SD480] | Indoor Luminaires | High-Bay | High-Bay Luminaires for Commercial and Industrial Buildings | Standard | TRUE | 10270 | 108 | 95.47 |  |  | 3055 | 80 | 5 |  | 42125 |  |  | No |  | 3.1 |  |  | 95 |  |  | 3000 | 80
P7VWS1M4 | Industrial Lighting Products | Industrial Lighting Products | GH24-190WLED-UNIV-5000K-XXX [Excludes SD480] | Indoor Luminaires | High-Bay | High-Bay Luminaires for Commercial and Industrial Buildings | Premium | FALSE | [9 empty] | 42125 |  |  | No |  | 3.1 | 23994 | 125.04 | 190 |  |  | 5000 | 80
PPYERSA5 | Industrial Lighting Products | Industrial Lighting Products | GH24-140WLED-UNIV-5000K-XXX [Excludes SD480] | Indoor Luminaires | High-Bay | High-Bay Luminaires for Commercial and Industrial Buildings | Premium | FALSE | [9 empty] | 42125 |  |  | No |  | 3.1 | 17386 | 124.01 | 140 |  |  | 5000 | 80
PJ3DPVSB | Industrial Lighting Products | Industrial Lighting Products | GH22-140WLED-UNIV-5000K-XXX [Excludes SD480] | Indoor Luminaires | High-Bay | High-Bay Luminaires for Commercial and Industrial Buildings | Standard | FALSE | [9 empty] | 42125 |  |  | No |  | 3 | 16865 | 120.55 | 140 |  |  | 5000 | 80
P88E62KP | Industrial Lighting Products | Industrial Lighting Products | GH24-140WLED-UNIV-5000K-FRL-XXX [Excludes SD480] | Indoor Luminaires | High-Bay | High-Bay Luminaires for Commercial and Industrial Buildings | Premium | FALSE | [9 empty] | 42125 |  |  | No |  | 3.1 | 15747 | 112.72 | 140 |  |  | 5000 | 80
PDXSER9X | Industrial Lighting Products | Industrial Lighting Products | GH22-95WLED-UNIV-5000K-XXX [Excludes SD480] | Indoor Luminaires | High-Bay | High-Bay Luminaires for Commercial and Industrial Buildings | Standard | FALSE | [9 empty] | 42125 |  |  | No |  | 3 | 11806 | 123.33 | 95 |  |  | 5000 | 80
PKX9HDFB | Industrial Lighting Products | Industrial Lighting Products | GH22-95WLED-UNIV-5000K-FRL-XXX [Excludes SD480] | Indoor Luminaires | High-Bay | High-Bay Luminaires for Commercial and Industrial Buildings | Standard | FALSE | [9 empty] | 42125 |  |  | No |  | 3 | 10562 | 110.6 | 95 |  |  | 5000 | 80
P3WMWYFK | Industrial Lighting Products | Industrial Lighting Products | GH24-190WLED-UNIV-4000K-XXX [Excludes SD480] | Indoor Luminaires | High-Bay | High-Bay Luminaires for Commercial and Industrial Buildings | Premium | FALSE | [9 empty] | 42125 |  |  | No |  | 3.1 | 23861 | 124.34 | 190 |  |  | 4000 | 80
PE628DRV | Industrial Lighting Products | Industrial Lighting Products | GH24-190WLED-UNIV-4000K-FRL-XXX [Excludes SD480] | Indoor Luminaires | High-Bay | High-Bay Luminaires for Commercial and Industrial Buildings | Premium | FALSE | [9 empty] | 42125 |  |  | No |  | 3.1 | 21665 | 113.19 | 190 |  |  | 4000 | 80
P19U8KPS | Industrial Lighting Products | Industrial Lighting Products | GH24-140WLED-UNIV-4000K-XXX [Excludes SD480] | Indoor Luminaires | High-Bay | High-Bay Luminaires for Commercial and Industrial Buildings | Premium | FALSE | [9 empty] | 42125 |  |  | No |  | 3.1 | 17290 | 123.32 | 140 |  |  | 4000 | 80
PAKHGGK6 | Industrial Lighting Products | Industrial Lighting Products | GH22-140WLED-UNIV-4000K-XXX [Excludes SD480] | Indoor Luminaires | High-Bay | High-Bay Luminaires for Commercial and Industrial Buildings | Standard | FALSE | [9 empty] | 42125 |  |  | No |  | 3 | 16771 | 119.88 | 140 |  |  | 4000 | 80
PH6JQDHV | Industrial Lighting Products | Industrial Lighting Products | GH24-140WLED-UNIV-4000K-FRL-XXX [Excludes SD480] | Indoor Luminaires | High-Bay | High-Bay Luminaires for Commercial and Industrial Buildings | Premium | FALSE | [9 empty] | 42125 |  |  | No |  | 3.1 | 15741 | 112.43 | 140 |  |  | 4000 | 80
PUCBGKGW | Industrial Lighting Products | Industrial Lighting Products | GH22-140WLED-UNIV-4000K-FRL-XXX [Excludes SD480] | Indoor Luminaires | High-Bay | High-Bay Luminaires for Commercial and Industrial Buildings | Standard | FALSE | [9 empty] | 42125 |  |  | No |  | 3 | 14880 | 107.05 | 140 |  |  | 4000 | 80
PYK2BZRY | Industrial Lighting Products | Industrial Lighting Products | GH22-95WLED-UNIV-4000K-XXX [Excludes SD480] | Indoor Luminaires | High-Bay | High-Bay Luminaires for Commercial and Industrial Buildings | Standard | FALSE | [9 empty] | 42125 |  |  | No |  | 3 | 11741 | 122.64 | 95 |  |  | 4000 | 80
PQV76RY2 | Industrial Lighting Products | Industrial Lighting Products | GH22-95WLED-UNIV-4000K-FRL-XXX [Excludes SD480] | Indoor Luminaires | High-Bay | High-Bay Luminaires for Commercial and Industrial Buildings | Standard | FALSE | [9 empty] | 42125 |  |  | No |  | 3 | 10463 | 109.59 | 95 |  |  | 4000 | 80
PG4T1ERC | Industrial Lighting Products | Industrial Lighting Products | GH24-190WLED-UNIV-3500K-XXX [Excludes SD480] | Indoor Luminaires | High-Bay | High-Bay Luminaires for Commercial and Industrial Buildings | Premium | FALSE | [9 empty] | 42125 |  |  | No |  | 3.1 | 23728 | 123.65 | 190 |  |  | 3500 | 80
PB6SXC3V | Industrial Lighting Products | Industrial Lighting Products | GH24-190WLED-UNIV-3500K-FRL-XXX [Excludes SD480] | Indoor Luminaires | High-Bay | High-Bay Luminaires for Commercial and Industrial Buildings | Premium | FALSE | [9 empty] | 42125 |  |  | No |  | 3.1 | 21609 | 112.9 | 190 |  |  | 3500 | 80
PC9FTDWJ | Industrial Lighting Products | Industrial Lighting Products | GH24-140WLED-UNIV-3500K-XXX [Excludes SD480] | Indoor Luminaires | High-Bay | High-Bay Luminaires for Commercial and Industrial Buildings | Premium | FALSE | [9 empty] | 42125 |  |  | No |  | 3.1 | 17193 | 122.63 | 140 |  |  | 3500 | 80
P4GZYQXV | Industrial Lighting Products | Industrial Lighting Products | GH22-140WLED-UNIV-3500K-XXX [Excludes SD480] | Indoor Luminaires | High-Bay | High-Bay Luminaires for Commercial and Industrial Buildings | Standard | FALSE | [9 empty] | 42125 |  |  | No |  | 3 | 16677 | 119.21 | 140 |  |  | 3500 | 80
PYFZ6578 | Industrial Lighting Products | Industrial Lighting Products | GH24-140WLED-UNIV-3500K-FRL-XXX [Excludes SD480] | Indoor Luminaires | High-Bay | High-Bay Luminaires for Commercial and Industrial Buildings | Premium | FALSE | [9 empty] | 42125 |  |  | No |  | 3.1 | 15700 | 112.14 | 140 |  |  | 3500 | 80
PCBMYSJJ | Industrial Lighting Products | Industrial Lighting Products | GH22-140WLED-UNIV-3500K-FRL-XXX [Excludes SD480] | Indoor Luminaires | High-Bay | High-Bay Luminaires for Commercial and Industrial Buildings | Standard | FALSE | [9 empty] | 42125 |  |  | No |  | 3 | 14805 | 106.51 | 140 |  |  | 3500 | 80
PWQZE5RU | Industrial Lighting Products | Industrial Lighting Products | GH22-95WLED-UNIV-3500K-XXX [Excludes SD480] | Indoor Luminaires | High-Bay | High-Bay Luminaires for Commercial and Industrial Buildings | Standard | FALSE | [9 empty] | 42125 |  |  | No |  | 3 | 11675 | 121.96 | 95 |  |  | 3500 | 80
PS16TDFQ | Industrial Lighting Products | Industrial Lighting Products | GH22-95WLED-UNIV-3500K-FRL-XXX [Excludes SD480] | Indoor Luminaires | High-Bay | High-Bay Luminaires for Commercial and Industrial Buildings | Standard | FALSE | [9 empty] | 42125 |  |  | No |  | 3 | 10366 | 108.58 | 95 |  |  | 3500 | 80
PT7KUMKZ | Industrial Lighting Products | Industrial Lighting Products | GH24-190WLED-UNIV-3000K-XXX [Excludes SD480] | Indoor Luminaires | High-Bay | High-Bay Luminaires for Commercial and Industrial Buildings | Premium | FALSE | [9 empty] | 42125 |  |  | No |  | 3.1 | 23594 | 122.95 | 190 |  |  | 3000 | 80
PUSD3X8U | Industrial Lighting Products | Industrial Lighting Products | GH24-190WLED-UNIV-3000K-FRL-XXX [Excludes SD480] | Indoor Luminaires | High-Bay | High-Bay Luminaires for Commercial and Industrial Buildings | Premium | FALSE | [9 empty] | 42125 |  |  | No |  | 3.1 | 21554 | 112.61 | 190 |  |  | 3000 | 80
P94X82BR | Industrial Lighting Products | Industrial Lighting Products | GH24-140WLED-UNIV-3000K-XXX [Excludes SD480] | Indoor Luminaires | High-Bay | High-Bay Luminaires for Commercial and Industrial Buildings | Premium | FALSE | [9 empty] | 42125 |  |  | No |  | 3.1 | 17096 | 121.94 | 140 |  |  | 3000 | 80
PEJS3TJN | Industrial Lighting Products | Industrial Lighting Products | GH22-140WLED-UNIV-3000K-XXX [Excludes SD480] | Indoor Luminaires | High-Bay | High-Bay Luminaires for Commercial and Industrial Buildings | Standard | FALSE | [9 empty] | 42125 |  |  | No |  | 3 | 16583 | 118.54 | 140 |  |  | 3000 | 80
P6E1EWKG | Industrial Lighting Products | Industrial Lighting Products | GH22-95WLED-UNIV-3000K-XXX [Excludes SD480] | Indoor Luminaires | High-Bay | High-Bay Luminaires for Commercial and Industrial Buildings | Standard | FALSE | [9 empty] | 42125 |  |  | No |  | 3 | 11609 | 121.27 | 95 |  |  | 3000 | 80
PJ7URVX4 | Ecomax Lighting | ECOMAX LIGHTING | SUN-HB-200W(5700K) | Indoor Luminaires | High-Bay | High-Bay Luminaires for Commercial and Industrial Buildings | Standard | FALSE | [9 empty] | 42125 | Not Dimmable | Not Dimmable | NotYetVerified |  | 3 | 16828.7 | 82.9 | 200 |  |  | 5700 | 70
PF72YYEA | Ecomax Lighting | ECOMAX LIGHTING | SUN-HB-150W(5700K) | Indoor Luminaires | High-Bay | High-Bay Luminaires for Commercial and Industrial Buildings | Standard | FALSE | [9 empty] | 42125 | Not Dimmable | Not Dimmable | NotYetVerified |  | 3 | 12471.3 | 83.7 | 150 |  |  | 5700 | 70
PHQY1NQG | Ecomax Lighting | ECOMAX LIGHTING | SUN-HB-100W(5700K) | Indoor Luminaires | High-Bay | Low-Bay Luminaires for Commercial and Industrial Buildings | Standard | FALSE | [9 empty] | 42125 | Not Dimmable | Not Dimmable | NotYetVerified |  | 3 | 9681.6 | 97 | 100 |  |  | 5700 | 70
PK42CF9J | Ecomax Lighting | ECOMAX LIGHTING | SUN-HB-80W(5700K) | Indoor Luminaires | High-Bay | Low-Bay Luminaires for Commercial and Industrial Buildings | Standard | FALSE | [9 empty] | 42125 | Not Dimmable | Not Dimmable | NotYetVerified |  | 3 | 7900 | 103 | 80 |  | 0.9 | 5700 | 70
P1X77W8B | Ecomax Lighting | ECOMAX LIGHTING | SUN-HB-200W(5000K) | Indoor Luminaires | High-Bay | High-Bay Luminaires for Commercial and Industrial Buildings | Standard | FALSE | [9 empty] | 42125 | Not Dimmable | Not Dimmable | NotYetVerified |  | 3 | 16524.2 | 81.4 | 200 |  |  | 5000 | 70
PN87DQYK | Ecomax Lighting | ECOMAX LIGHTING | SUN-HB-150W(5000K) | Indoor Luminaires | High-Bay | High-Bay Luminaires for Commercial and Industrial Buildings | Standard | FALSE | [9 empty] | 42125 | Not Dimmable | Not Dimmable | NotYetVerified |  | 3 | 12285 | 82.45 | 150 |  |  | 5000 | 70
PD8SH2UX | Ecomax Lighting | ECOMAX LIGHTING | SUN-HB-100W(5000K) | Indoor Luminaires | High-Bay | Low-Bay Luminaires for Commercial and Industrial Buildings | Standard | FALSE | [9 empty] | 42125 | Not Dimmable | Not Dimmable | NotYetVerified |  | 3 | 9681.6 | 97 | 100 |  |  | 5000 | 70
PWZE34JQ | Ecomax Lighting | ECOMAX LIGHTING | SUN-HB-80W(5000K) | Indoor Luminaires | High-Bay | Low-Bay Luminaires for Commercial and Industrial Buildings | Standard | FALSE | [9 empty] | 42125 | Not Dimmable | Not Dimmable | NotYetVerified |  | 3 | 7700 | 100 | 80 |  | 0.9 | 5000 | 70
P5MH9X4A | Ecomax Lighting | ECOMAX LIGHTING | SUN-HB-200W(4500K) | Indoor Luminaires | High-Bay | High-Bay Luminaires for Commercial and Industrial Buildings | Standard | FALSE | [9 empty] | 42125 | Not Dimmable | Not Dimmable | NotYetVerified |  | 3 | 16077.6 | 79.2 | 200 |  |  | 4500 | 70
PX9UV1YP | Ecomax Lighting | ECOMAX LIGHTING | SUN-HB-150W(4500K) | Indoor Luminaires | High-Bay | High-Bay Luminaires for Commercial and Industrial Buildings | Standard | FALSE | [9 empty] | 42125 | Not Dimmable | Not Dimmable | NotYetVerified |  | 3 | 12083.9 | 81.1 | 150 |  |  | 4500 | 70
P8M1SM5C | Ecomax Lighting | ECOMAX LIGHTING | SUN-HB-100W(4500K) | Indoor Luminaires | High-Bay | Low-Bay Luminaires for Commercial and Industrial Buildings | Standard | FALSE | [9 empty] | 42125 | Not Dimmable | Not Dimmable | NotYetVerified |  | 3 | 9681.6 | 97 | 100 |  |  | 4500 | 70
PYT8QNGS | Ecomax Lighting | ECOMAX LIGHTING | SUN-HB-80W(4500K) | Indoor Luminaires | High-Bay | Low-Bay Luminaires for Commercial and Industrial Buildings | Standard | FALSE | [9 empty] | 42125 | Not Dimmable | Not Dimmable | NotYetVerified |  | 3 | 7700 | 100 | 80 |  | 0.9 | 4500 | 70
P5KH5UDS | LEDone Distribution Inc. | LED One | LOD-LN-200 | Indoor Luminaires | High-Bay | High-Bay Luminaires for Commercial and Industrial Buildings | Standard | TRUE | 19537 | 108.85 | 179.1 | 7.27 | 0.96 | 5308 | 85.4 | 5 | 50000 | 42124 |  |  | NotYetVerified |  | 3 | 19537.85 | 108.85 | 179.5 | 4.52 | 0.998 | 5308 | 85
P82YRQXC | LEDone Distribution Inc. | LED One | LOD-LN-150 | Indoor Luminaires | High-Bay | High-Bay Luminaires for Commercial and Industrial Buildings | Standard | TRUE | 15156.97 | 104.89 | 144.5 | 5.08 | 0.952 | 5304 | 84.7 | 5 | 50000 | 42124 |  |  | NotYetVerified |  | 3 | 15156.97 | 104.89 | 144.5 | 4.47 | 0.996 | 5304 | 85
PCDQZPBA | LEDone Distribution Inc. | LED One | LOD-LC-150 | Indoor Luminaires | High-Bay | High-Bay Luminaires for Commercial and Industrial Buildings | Standard | TRUE | 14929 | 101.56 | 149.3 | 7.6 | 0.949 | 5294 | 84.2 | 5 | 50000 | 42124 |  |  | NotYetVerified |  | 3 | 14929 | 101.56 | 147 | 4.95 | 0.997 | 5294 | 84
P38DAH1PU | CHAINZONE TECHNOLGY (FOSHAN)CO.LTD | Chainzone | CZ-HB-300R30-TA | Indoor Luminaires | High-Bay | High-Bay Luminaires for Commercial and Industrial Buildings | Standard | TRUE | 28244 | 92.76 | 304.5 | 8.4 | 0.947 | 2901 | 74.3 | 5 | 50000 | 42124 |  |  | NotYetVerified |  | 3 |  | 92.75 | 300 |  |  | 3000 | 74.3
PJMU7EQS | LEDone Distribution Inc. | LED One | LOD-LN-100 | Indoor Luminaires | High-Bay | High-Bay Luminaires for Commercial and Industrial Buildings | Standard | TRUE | 10710.49 | 107.21 | 99.25 | 10.57 | 0.925 | 5302 | 85.3 | 5 | 50000 | 42124 |  |  | NotYetVerified |  | 3 | 10710.49 | 107.21 | 99.9 | 5.61 | 0.995 | 5302 | 85
P76K9VA8 | LEDone Distribution Inc. | LED One | LOD-LC-200 | Indoor Luminaires | High-Bay | High-Bay Luminaires for Commercial and Industrial Buildings | Standard | TRUE | 19180.18 | 104.35 | 186.1 | 7.92 | 0.921 | 5294 | 84.4 | 5 | 50000 | 42124 |  |  | NotYetVerified |  | 3 | 19180.18 | 104.35 | 183.8 | 5.21 | 0.997 | 5294 | 84
P3QRRZZ5 | Philips Day-Brite | Philips Day-Brite | APX24LL40-347-M-(EMLED) | Indoor Luminaires | High-Bay | High-Bay Luminaires for Commercial and Industrial Buildings | Standard | TRUE | 23587.4 | 120.96 | 195 | 17.2 | 0.912 | 4028 | 82.5 | 5 | 50000 | 42124 |  |  | NotYetVerified |  | 4 | 22877 | 116.7 | 196 | 20 | 0.9 | 4000 | 80
PSPQSVTB | Philips Day-Brite | Philips Day-Brite | APX12LL35-347-M | Indoor Luminaires | High-Bay | High-Bay Luminaires for Commercial and Industrial Buildings | Standard | TRUE | 11763.8 | 130.42 | 90.2 | 17.2 | 0.912 | 3455 | 83.5 | 5 | 50000 | 42124 |  |  | NotYetVerified |  | 4 | 11106 | 116.9 | 95 | 20 | 0.9 | 3500 | 80
PWVSCZ8P | Philips Day-Brite | Philips Day-Brite | APX08LL35-347-M | Indoor Luminaires | High-Bay | Low-Bay Luminaires for Commercial and Industrial Buildings | Standard | TRUE | 8783 | 133.28 | 65.9 | 17.2 | 0.912 | 3455 | 83.5 | 5 | 50000 | 42124 |  |  | NotYetVerified |  | 4 | 8012 | 117.8 | 68 | 20 | 0.9 | 3500 | 80
PX4S17DW | LEDone Distribution Inc. | LED One | LOD-LN-50 | Indoor Luminaires | High-Bay | Low-Bay Luminaires for Commercial and Industrial Buildings | Standard | TRUE | 5237.31 | 103.3 | 50.7 | 16.55 | 0.901 | 5292 | 85.7 | 5 | 50000 | 42124 |  |  | NotYetVerified |  | 3 | 5000 | 100 | 50 | 15 | 0.95 | 5000 | 80
PA426BYR | LEDone Distribution Inc. | LED One | LOD-LC-100 | Indoor Luminaires | High-Bay | High-Bay Luminaires for Commercial and Industrial Buildings | Standard | TRUE | 9871.67 | 100.63 | 98.1 | 15.96 | 0.896 | 5292 | 83.6 | 5 | 50000 | 42124 |  |  | NotYetVerified |  | 3 | 9871.67 | 100.63 | 98.1 | 6.15 | 0.993 | 5292 | 84
PFY88Q9B | Philips Day-Brite | Philips Day-Brite | APX24LL50-(UNV120208240277)-(MD360WEMLED) | Indoor Luminaires | High-Bay | High-Bay Luminaires for Commercial and Industrial Buildings | Standard | FALSE | [9 empty] | 42124 |  |  | NotYetVerified | this model number covers the MD360WEMLED options as well as the base model number APX24LL50-(UNV120208240277) | 4 | 23796 | 128.6 | 185 | 20 | 0.9 | 5000 | 80
PA6413DD | Philips Day-Brite | Philips Day-Brite | APX24LL50-347-(EMLED) | Indoor Luminaires | High-Bay | High-Bay Luminaires for Commercial and Industrial Buildings | Standard | FALSE | [9 empty] | 42124 |  |  | NotYetVerified |  | 4 | 23796 | 121.4 | 196 | 20 | 0.9 | 5000 | 80
PXNPQFRK | Philips Day-Brite | Philips Day-Brite | APX24LL50-347-N-(EMLED) | Indoor Luminaires | High-Bay | High-Bay Luminaires for Commercial and Industrial Buildings | Standard | FALSE | [9 empty] | 42124 |  |  | NotYetVerified |  | 4 | 23486 | 119.8 | 196 | 20 | 0.9 | 5000 | 80
P9X6MSX1 | Philips Day-Brite | Philips Day-Brite | APX24LL50-(UNV120208240277)-N-(MD360WEMLED) | Indoor Luminaires | High-Bay | High-Bay Luminaires for Commercial and Industrial Buildings | Standard | FALSE | [9 empty] | 42124 |  |  | NotYetVerified | this model number covers the MD360WEMLED options as well as the base model numberAPX24LL50-(UNV120208240277)-N | 4 | 23486 | 127 | 185 | 20 | 0.9 | 5000 | 80
PRPKDPHT | Philips Day-Brite | Philips Day-Brite | APX24LL50-347-A-(EMLED) | Indoor Luminaires | High-Bay | High-Bay Luminaires for Commercial and Industrial Buildings | Standard | FALSE | [9 empty] | 42124 |  |  | NotYetVerified |  | 4 | 23391 | 119.3 | 196 | 20 | 0.9 | 5000 | 80
PKTSDH92 | Philips Day-Brite | Philips Day-Brite | APX24LL50-(UNV120208240277)-A-(MD360WEMLED) | Indoor Luminaires | High-Bay | High-Bay Luminaires for Commercial and Industrial Buildings | Standard | FALSE | [9 empty] | 42124 |  |  | NotYetVerified | this model number covers the MD360WEMLED options as well as the base model numberAPX24LL50-(UNV120208240277)-A | 4 | 23391 | 126.4 | 185 | 20 | 0.9 | 5000 | 80
PSBH8KHR | Philips Day-Brite | Philips Day-Brite | APX24LL50-347-W-(EMLED) | Indoor Luminaires | High-Bay | High-Bay Luminaires for Commercial and Industrial Buildings | Standard | FALSE | [9 empty] | 42124 |  |  | NotYetVerified |  | 4 | 23272 | 118.7 | 196 | 20 | 0.9 | 5000 | 80
P6BPNVY8 | Philips Day-Brite | Philips Day-Brite | APX24LL50-(UNV120208240277)-W-(MD360WEMLED) | Indoor Luminaires | High-Bay | High-Bay Luminaires for Commercial and Industrial Buildings | Standard | FALSE | [9 empty] | 42124 |  |  | NotYetVerified | this model number covers the MD360WEMLED options as well as the base model numberAPX24LL50-(UNV120208240277)-W | 4 | 23272 | 125.8 | 185 | 20 | 0.9 | 5000 | 80
PBCT7WHG | Philips Day-Brite | Philips Day-Brite | APX24LL50-347-M-(EMLED) | Indoor Luminaires | High-Bay | High-Bay Luminaires for Commercial and Industrial Buildings | Standard | FALSE | [9 empty] | 42124 |  |  | NotYetVerified |  | 4 | 23106 | 117.9 | 196 | 20 | 0.9 | 5000 | 80
P41EPVJK | Philips Day-Brite | Philips Day-Brite | APX24LL50-(UNV120208240277)-M-(MD360WEMLED) | Indoor Luminaires | High-Bay | High-Bay Luminaires for Commercial and Industrial Buildings | Standard | FALSE | [9 empty] | 42124 |  |  | NotYetVerified | this model number covers the MD360WEMLED options as well as the base model numberAPX24LL50-(UNV120208240277)-M | 4 | 23106 | 124.9 | 185 | 20 | 0.9 | 5000 | 80
PS82D42R | Philips Day-Brite | Philips Day-Brite | APX20LL50-(UNV120208240277)-(MD360WEMLED) | Indoor Luminaires | High-Bay | High-Bay Luminaires for Commercial and Industrial Buildings | Standard | FALSE | [9 empty] | 42124 |  |  | NotYetVerified | this model number covers the MD360WEMLED options as well as the base model numberAPX20LL50-(UNV120208240277) | 4 | 19640 | 131.8 | 149 | 20 | 0.9 | 5000 | 80
P96RV1EU | Philips Day-Brite | Philips Day-Brite | APX20LL50-347-(EMLED) | Indoor Luminaires | High-Bay | High-Bay Luminaires for Commercial and Industrial Buildings | Standard | FALSE | [9 empty] | 42124 |  |  | NotYetVerified |  | 4 | 19640 | 123.5 | 159 | 20 | 0.9 | 5000 | 80
PXFB6H5F | Philips Day-Brite | Philips Day-Brite | APX20LL50-(UNV120208240277)-N-(MD360WEMLED) | Indoor Luminaires | High-Bay | High-Bay Luminaires for Commercial and Industrial Buildings | Standard | FALSE | [9 empty] | 42124 |  |  | NotYetVerified | this model number covers the MD360WEMLED options as well as the base model numberAPX20LL50-(UNV120208240277)-N | 4 | 19385 | 130.1 | 149 | 20 | 0.9 | 5000 | 80
P19GTUK3 | Philips Day-Brite | Philips Day-Brite | APX20LL50-347-N-(EMLED) | Indoor Luminaires | High-Bay | High-Bay Luminaires for Commercial and Industrial Buildings | Standard | FALSE | [9 empty] | 42124 |  |  | NotYetVerified |  | 4 | 19385 | 121.9 | 159 | 20 | 0.9 | 5000 | 80
PQF6GN38 | Philips Day-Brite | Philips Day-Brite | APX20LL50-347-A-(EMLED) | Indoor Luminaires | High-Bay | High-Bay Luminaires for Commercial and Industrial Buildings | Standard | FALSE | [9 empty] | 42124 |  |  | NotYetVerified |  | 4 | 19307 | 121.4 | 159 | 20 | 0.9 | 5000 | 80
PNNAS2DP | Philips Day-Brite | Philips Day-Brite | APX20LL50-(UNV120208240277)-A-(MD360WEMLED) | Indoor Luminaires | High-Bay | High-Bay Luminaires for Commercial and Industrial Buildings | Standard | FALSE | [9 empty] | 42124 |  |  | NotYetVerified | this model number covers the MD360WEMLED options as well as the base model numberAPX20LL50-(UNV120208240277)-A | 4 | 19307 | 129.6 | 149 | 20 | 0.9 | 5000 | 80
P9A8CJV4 | Philips Day-Brite | Philips Day-Brite | APX20LL50-(UNV120208240277)-W-(MD360WEMLED) | Indoor Luminaires | High-Bay | High-Bay Luminaires for Commercial and Industrial Buildings | Standard | FALSE | [9 empty] | 42124 |  |  | NotYetVerified | this model number covers the MD360WEMLED options as well as the base model numberAPX20LL50-(UNV120208240277)-W | 4 | 19208 | 128.9 | 149 | 20 | 0.9 | 5000 | 80
P87W4UNH | Philips Day-Brite | Philips Day-Brite | APX20LL50-347-W-(EMLED) | Indoor Luminaires | High-Bay | High-Bay Luminaires for Commercial and Industrial Buildings | Standard | FALSE | [9 empty] | 42124 |  |  | NotYetVerified |  | 4 | 19208 | 120.8 | 159 | 20 | 0.9 | 5000 | 80
PHMCXQ8C | Philips Day-Brite | Philips Day-Brite | APX20LL50-(UNV120208240277)-M-(MD360WEMLED) | Indoor Luminaires | High-Bay | High-Bay Luminaires for Commercial and Industrial Buildings | Standard | FALSE | [9 empty] | 42124 |  |  | NotYetVerified | this model number covers the MD360WEMLED options as well as the base model numberAPX20LL50-(UNV120208240277)-M | 4 | 19071 | 128 | 149 | 20 | 0.9 | 5000 | 80
P7VNP5JN | Philips Day-Brite | Philips Day-Brite | APX20LL50-347-M-(EMLED) | Indoor Luminaires | High-Bay | High-Bay Luminaires for Commercial and Industrial Buildings | Standard | FALSE | [9 empty] | 42124 |  |  | NotYetVerified |  | 4 | 19071 | 119.9 | 159 | 20 | 0.9 | 5000 | 80
PNTAHQ2P | Philips Day-Brite | Philips Day-Brite | APX16LL50-347-(EMLED) | Indoor Luminaires | High-Bay | High-Bay Luminaires for Commercial and Industrial Buildings | Standard | FALSE | [9 empty] | 42124 |  |  | NotYetVerified |  | 4 | 17574 | 132.1 | 133 | 20 | 0.9 | 5000 | 80
PFJJ6PJS | Philips Day-Brite | Philips Day-Brite | APX16LL50-(UNV120208240277)-(MD360WEMLED) | Indoor Luminaires | High-Bay | High-Bay Luminaires for Commercial and Industrial Buildings | Standard | FALSE | [9 empty] | 42124 |  |  | NotYetVerified | this model number covers the MD360WEMLED options as well as the base model numberAPX16LL50-(UNV120208240277) | 4 | 17574 | 133.1 | 132 | 20 | 0.9 | 5000 | 80
PX24BXJQ | Philips Day-Brite | Philips Day-Brite | APX16LL50-(UNV120208240277)-N-(MD360WEMLED) | Indoor Luminaires | High-Bay | High-Bay Luminaires for Commercial and Industrial Buildings | Standard | FALSE | [9 empty] | 42124 |  |  | NotYetVerified | this model number covers the MD360WEMLED options as well as the base model numberAPX16LL50-(UNV120208240277)-N | 4 | 17346 | 131.4 | 132 | 20 | 0.9 | 5000 | 80
PGYTKHYN | Philips Day-Brite | Philips Day-Brite | APX16LL50-347-N-(EMLED) | Indoor Luminaires | High-Bay | High-Bay Luminaires for Commercial and Industrial Buildings | Standard | FALSE | [9 empty] | 42124 |  |  | NotYetVerified |  | 4 | 17346 | 130.4 | 133 | 20 | 0.9 | 5000 | 80
PUWEU9PR | Philips Day-Brite | Philips Day-Brite | APX16LL50-347-A-(EMLED) | Indoor Luminaires | High-Bay | High-Bay Luminaires for Commercial and Industrial Buildings | Standard | FALSE | [9 empty] | 42124 |  |  | NotYetVerified |  | 4 | 17275 | 129.9 | 133 | 20 | 0.9 | 5000 | 80
P3JJ5SCY | Philips Day-Brite | Philips Day-Brite | APX16LL50-(UNV120208240277)-A-(MD360WEMLED) | Indoor Luminaires | High-Bay | High-Bay Luminaires for Commercial and Industrial Buildings | Standard | FALSE | [9 empty] | 42124 |  |  | NotYetVerified | this model number covers the MD360WEMLED options as well as the base model numberAPX16LL50-(UNV120208240277)-A | 4 | 17275 | 130.9 | 132 | 20 | 0.9 | 5000 | 80
P451PXQW | Philips Day-Brite | Philips Day-Brite | APX16LL50-(UNV120208240277)-W-(MD360WEMLED) | Indoor Luminaires | High-Bay | High-Bay Luminaires for Commercial and Industrial Buildings | Standard | FALSE | [9 empty] | 42124 |  |  | NotYetVerified | this model number covers the MD360WEMLED options as well as the base model numberAPX16LL50-(UNV120208240277)-W | 4 | 17187 | 130.2 | 132 | 20 | 0.9 | 5000 | 80
P1C158WD | Philips Day-Brite | Philips Day-Brite | APX16LL50-347-W-(EMLED) | Indoor Luminaires | High-Bay | High-Bay Luminaires for Commercial and Industrial Buildings | Standard | FALSE | [9 empty] | 42124 |  |  | NotYetVerified |  | 4 | 17187 | 129.2 | 133 | 20 | 0.9 | 5000 | 80
PXZ7UXH2 | Philips Day-Brite | Philips Day-Brite | APX16LL50-(UNV120208240277)-M-(MD360WEMLED) | Indoor Luminaires | High-Bay | High-Bay Luminaires for Commercial and Industrial Buildings | Standard | FALSE | [9 empty] | 42124 |  |  | NotYetVerified | this model number covers the MD360WEMLED options as well as the base model numberAPX16LL50-(UNV120208240277)-M | 4 | 17064 | 129.3 | 132 | 20 | 0.9 | 5000 | 80
PSNPD7RP | Philips Day-Brite | Philips Day-Brite | APX16LL50-347-M-(EMLED) | Indoor Luminaires | High-Bay | High-Bay Luminaires for Commercial and Industrial Buildings | Standard | FALSE | [9 empty] | 42124 |  |  | NotYetVerified |  | 4 | 17064 | 128.3 | 133 | 20 | 0.9 | 5000 | 80
PSWPRJTD | Philips Day-Brite | Philips Day-Brite | APX12LL50-(UNV120208240277)-(MD360WEMLED) | Indoor Luminaires | High-Bay | High-Bay Luminaires for Commercial and Industrial Buildings | Standard | FALSE | [9 empty] | 42124 |  |  | NotYetVerified |  | 4 | 11788 | 124.1 | 95 | 20 | 0.9 | 5000 | 80
P977ZV7S | Philips Day-Brite | Philips Day-Brite | APX12LL50-347 | Indoor Luminaires | High-Bay | High-Bay Luminaires for Commercial and Industrial Buildings | Standard | FALSE | [9 empty] | 42124 |  |  | NotYetVerified |  | 4 | 11788 | 124.1 | 95 | 20 | 0.9 | 5000 | 80
PD6CU3NV | Philips Day-Brite | Philips Day-Brite | APX12LL50-(UNV120208240277)-N-(MD360WEMLED) | Indoor Luminaires | High-Bay | High-Bay Luminaires for Commercial and Industrial Buildings | Standard | FALSE | [9 empty] | 42124 |  |  | NotYetVerified |  | 4 | 11634 | 122.5 | 95 | 20 | 0.9 | 5000 | 80
P32X9JK5 | Philips Day-Brite | Philips Day-Brite | APX12LL50-347-N | Indoor Luminaires | High-Bay | High-Bay Luminaires for Commercial and Industrial Buildings | Standard | FALSE | [9 empty] | 42124 |  |  | NotYetVerified |  | 4 | 11634 | 122.5 | 95 | 20 | 0.9 | 5000 | 80
PA9FQJGR | Philips Day-Brite | Philips Day-Brite | APX12LL50-(UNV120208240277)-A-(MD360WEMLED) | Indoor Luminaires | High-Bay | High-Bay Luminaires for Commercial and Industrial Buildings | Standard | FALSE | [9 empty] | 42124 |  |  | NotYetVerified |  | 4 | 11587 | 122 | 95 | 20 | 0.9 | 5000 | 80
P8HV1Y47 | Philips Day-Brite | Philips Day-Brite | APX12LL50-347-A | Indoor Luminaires | High-Bay | High-Bay Luminaires for Commercial and Industrial Buildings | Standard | FALSE | [9 empty] | 42124 |  |  | NotYetVerified |  | 4 | 11587 | 122 | 95 | 20 | 0.9 | 5000 | 80
PZ6MU1SF | Philips Day-Brite | Philips Day-Brite | APX12LL50-347-W | Indoor Luminaires | High-Bay | High-Bay Luminaires for Commercial and Industrial Buildings | Standard | FALSE | [9 empty] | 42124 |  |  | NotYetVerified |  | 4 | 11528 | 121.4 | 95 | 20 | 0.9 | 5000 | 80
PUH3N5EP | Philips Day-Brite | Philips Day-Brite | APX12LL50-(UNV120208240277)-W-(MD360WEMLED) | Indoor Luminaires | High-Bay | High-Bay Luminaires for Commercial and Industrial Buildings | Standard | FALSE | [9 empty] | 42124 |  |  | NotYetVerified |  | 4 | 11528 | 121.4 | 95 | 20 | 0.9 | 5000 | 80
PYXG2XAG | Philips Day-Brite | Philips Day-Brite | APX12LL50-(UNV120208240277)-M-(MD360WEMLED) | Indoor Luminaires | High-Bay | High-Bay Luminaires for Commercial and Industrial Buildings | Standard | FALSE | [9 empty] | 42124 |  |  | NotYetVerified |  | 4 | 11446 | 120.5 | 95 | 20 | 0.9 | 5000 | 80
P4DYQUWF | Philips Day-Brite | Philips Day-Brite | APX12LL50-347-M | Indoor Luminaires | High-Bay | High-Bay Luminaires for Commercial and Industrial Buildings | Standard | FALSE | [9 empty] | 42124 |  |  | NotYetVerified |  | 4 | 11446 | 120.5 | 95 | 20 | 0.9 | 5000 | 80
PNE59MVE | Philips Day-Brite | Philips Day-Brite | APX08LL50-347 | Indoor Luminaires | High-Bay | High-Bay Luminaires for Commercial and Industrial Buildings | Standard | FALSE | [9 empty] | 42124 |  |  | NotYetVerified |  | 4 | 8504 | 125.1 | 68 | 20 | 0.9 | 5000 | 80
PKYCAP5A | Philips Day-Brite | Philips Day-Brite | APX08LL50-(UNV120208240277)-(MD360WEMLED) | Indoor Luminaires | High-Bay | High-Bay Luminaires for Commercial and Industrial Buildings | Standard | FALSE | [9 empty] | 42124 |  |  | NotYetVerified |  | 4 | 8504 | 124.1 | 68.5 | 20 | 0.9 | 5000 | 80
PVKKSX3X | Philips Day-Brite | Philips Day-Brite | APX08LL50-347-N | Indoor Luminaires | High-Bay | Low-Bay Luminaires for Commercial and Industrial Buildings | Standard | FALSE | [9 empty] | 42124 |  |  | NotYetVerified |  | 4 | 8394 | 123.4 | 68 | 20 | 0.9 | 5000 | 80
PRKNQKS2 | Philips Day-Brite | Philips Day-Brite | APX08LL50-(UNV120208240277)-N-(MD360WEMLED) | Indoor Luminaires | High-Bay | High-Bay Luminaires for Commercial and Industrial Buildings | Standard | FALSE | [9 empty] | 42124 |  |  | NotYetVerified |  | 4 | 8394 | 122.5 | 68.5 | 20 | 0.9 | 5000 | 80
PP69KDWJ | Philips Day-Brite | Philips Day-Brite | APX08LL50-347-A | Indoor Luminaires | High-Bay | Low-Bay Luminaires for Commercial and Industrial Buildings | Standard | FALSE | [9 empty] | 42124 |  |  | NotYetVerified |  | 4 | 8360 | 122.9 | 68 | 20 | 0.9 | 5000 | 80
P1JSJ8X2 | Philips Day-Brite | Philips Day-Brite | APX08LL50-(UNV120208240277)-A-(MD360WEMLED) | Indoor Luminaires | High-Bay | High-Bay Luminaires for Commercial and Industrial Buildings | Standard | FALSE | [9 empty] | 42124 |  |  | NotYetVerified |  | 4 | 8360 | 122 | 68.5 | 20 | 0.9 | 5000 | 80
PS9JXDXB | Philips Day-Brite | Philips Day-Brite | APX08LL50-347-W | Indoor Luminaires | High-Bay | Low-Bay Luminaires for Commercial and Industrial Buildings | Standard | FALSE | [9 empty] | 42124 |  |  | NotYetVerified |  | 4 | 8317 | 122.3 | 68 | 20 | 0.9 | 5000 | 80
P2R69TUW | Philips Day-Brite | Philips Day-Brite | APX08LL50-(UNV120208240277)-W-(MD360WEMLED) | Indoor Luminaires | High-Bay | High-Bay Luminaires for Commercial and Industrial Buildings | Standard | FALSE | [9 empty] | 42124 |  |  | NotYetVerified |  | 4 | 8317 | 121.4 | 68.5 | 20 | 0.9 | 5000 | 80
PZ2HWMQR | Philips Day-Brite | Philips Day-Brite | APX08LL50-347-M | Indoor Luminaires | High-Bay | Low-Bay Luminaires for Commercial and Industrial Buildings | Standard | FALSE | [9 empty] | 42124 |  |  | NotYetVerified |  | 4 | 8258 | 121.4 | 68 | 20 | 0.9 | 5000 | 80
PGB47YS4 | Philips Day-Brite | Philips Day-Brite | APX08LL50-(UNV120208240277)-M-(MD360WEMLED) | Indoor Luminaires | High-Bay | High-Bay Luminaires for Commercial and Industrial Buildings | Standard | FALSE | [9 empty] | 42124 |  |  | NotYetVerified |  | 4 | 8258 | 120.5 | 68.5 | 20 | 0.9 | 5000 | 80
PC6UMW1A | Philips Day-Brite | Philips Day-Brite | APX24LL40-347-(EMLED) | Indoor Luminaires | High-Bay | High-Bay Luminaires for Commercial and Industrial Buildings | Standard | FALSE | [9 empty] | 42124 |  |  | NotYetVerified |  | 4 | 23560 | 120.2 | 196 | 20 | 0.9 | 4000 | 80
P8FH859U | Philips Day-Brite | Philips Day-Brite | APX24LL40-(UNV120208240277)-(MD360WEMLED) | Indoor Luminaires | High-Bay | High-Bay Luminaires for Commercial and Industrial Buildings | Standard | FALSE | [9 empty] | 42124 |  |  | NotYetVerified | this model number covers the MD360WEMLED options as well as the base model numberAPX24LL40-(UNV120208240277) | 4 | 23560 | 127.4 | 185 | 20 | 0.9 | 4000 | 80
PVR9DQU1 | Philips Day-Brite | Philips Day-Brite | APX24LL40-(UNV120208240277)-N-(MD360WEMLED) | Indoor Luminaires | High-Bay | High-Bay Luminaires for Commercial and Industrial Buildings | Standard | FALSE | [9 empty] | 42124 |  |  | NotYetVerified | this model number covers the MD360WEMLED options as well as the base model numberAPX24LL40-(UNV120208240277)-N | 4 | 23254 | 125.7 | 185 | 20 | 0.9 | 4000 | 80
PUY59QT1 | Philips Day-Brite | Philips Day-Brite | APX24LL40-347-N-(EMLED) | Indoor Luminaires | High-Bay | High-Bay Luminaires for Commercial and Industrial Buildings | Standard | FALSE | [9 empty] | 42124 |  |  | NotYetVerified |  | 4 | 23254 | 118.6 | 196 | 20 | 0.9 | 4000 | 80
PUNWPM4U | Philips Day-Brite | Philips Day-Brite | APX24LL40-(UNV120208240277)-A-(MD360WEMLED) | Indoor Luminaires | High-Bay | High-Bay Luminaires for Commercial and Industrial Buildings | Standard | FALSE | [9 empty] | 42124 |  |  | NotYetVerified | this model number covers the MD360WEMLED options as well as the base model numberAPX24LL40-(UNV120208240277)-A | 4 | 23159 | 125.2 | 185 | 20 | 0.9 | 4000 | 80
PTE6QK1G | Philips Day-Brite | Philips Day-Brite | APX24LL40-347-A-(EMLED) | Indoor Luminaires | High-Bay | High-Bay Luminaires for Commercial and Industrial Buildings | Standard | FALSE | [9 empty] | 42124 |  |  | NotYetVerified |  | 4 | 23159 | 118.2 | 196 | 20 | 0.9 | 4000 | 80
PYR4YSP2 | Philips Day-Brite | Philips Day-Brite | APX24LL40-(UNV120208240277)-W-(MD360WEMLED) | Indoor Luminaires | High-Bay | High-Bay Luminaires for Commercial and Industrial Buildings | Standard | FALSE | [9 empty] | 42124 |  |  | NotYetVerified | this model number covers the MD360WEMLED options as well as the base model numberAPX24LL40-(UNV120208240277)-W | 4 | 23042 | 124.5 | 185 | 20 | 0.9 | 4000 | 80
PBEJX836 | Philips Day-Brite | Philips Day-Brite | APX24LL40-347-W-(EMLED) | Indoor Luminaires | High-Bay | High-Bay Luminaires for Commercial and Industrial Buildings | Standard | FALSE | [9 empty] | 42124 |  |  | NotYetVerified |  | 4 | 23042 | 117.6 | 196 | 20 | 0.9 | 4000 | 80
PXNRSM2B | Philips Day-Brite | Philips Day-Brite | APX24LL40-(UNV120208240277)-M-(MD360WEMLED) | Indoor Luminaires | High-Bay | High-Bay Luminaires for Commercial and Industrial Buildings | Standard | FALSE | [9 empty] | 42124 |  |  | NotYetVerified | this model number covers the MD360WEMLED options as well as the base model numberAPX24LL40-(UNV120208240277)-M | 4 | 22877 | 123.7 | 185 | 20 | 0.9 | 4000 | 80
PRXPM99X | Philips Day-Brite | Philips Day-Brite | APX20LL40-(UNV120208240277)-(MD360WEMLED) | Indoor Luminaires | High-Bay | High-Bay Luminaires for Commercial and Industrial Buildings | Standard | FALSE | [9 empty] | 42124 |  |  | NotYetVerified | this model number covers the MD360WEMLED options as well as the base model numberAPX20LL40-(UNV120208240277) | 4 | 19446 | 130.5 | 149 | 20 | 0.9 | 4000 | 80
P9FFSU25 | Philips Day-Brite | Philips Day-Brite | APX20LL40-347-(EMLED) | Indoor Luminaires | High-Bay | High-Bay Luminaires for Commercial and Industrial Buildings | Standard | FALSE | [9 empty] | 42124 |  |  | NotYetVerified |  | 4 | 19446 | 122.3 | 159 | 20 | 0.9 | 4000 | 80
PWJH6P4C | Philips Day-Brite | Philips Day-Brite | APX20LL40-(UNV120208240277)-N-(MD360WEMLED) | Indoor Luminaires | High-Bay | High-Bay Luminaires for Commercial and Industrial Buildings | Standard | FALSE | [9 empty] | 42124 |  |  | NotYetVerified | this model number covers the MD360WEMLED options as well as the base model numberAPX20LL40-(UNV120208240277)-N | 4 | 19193 | 128.8 | 149 | 20 | 0.9 | 4000 | 80
P6YH7F5D | Philips Day-Brite | Philips Day-Brite | APX20LL40-347-N-(EMLED) | Indoor Luminaires | High-Bay | High-Bay Luminaires for Commercial and Industrial Buildings | Standard | FALSE | [9 empty] | 42124 |  |  | NotYetVerified |  | 4 | 19193 | 120.7 | 159 | 20 | 0.9 | 4000 | 80
PSNQ2DSR | Philips Day-Brite | Philips Day-Brite | APX20LL40-(UNV120208240277)-A-(MD360WEMLED) | Indoor Luminaires | High-Bay | High-Bay Luminaires for Commercial and Industrial Buildings | Standard | FALSE | [9 empty] | 42124 |  |  | NotYetVerified | this model number covers the MD360WEMLED options as well as the base model numberAPX20LL40-(UNV120208240277)-A | 4 | 19115 | 128.3 | 149 | 20 | 0.9 | 4000 | 80
PG89ARC7 | Philips Day-Brite | Philips Day-Brite | APX20LL40-347-A-(EMLED) | Indoor Luminaires | High-Bay | High-Bay Luminaires for Commercial and Industrial Buildings | Standard | FALSE | [9 empty] | 42124 |  |  | NotYetVerified |  | 4 | 19115 | 120.2 | 159 | 20 | 0.9 | 4000 | 80
PC9P7JQF | Philips Day-Brite | Philips Day-Brite | APX20LL40-(UNV120208240277)-W-(MD360WEMLED) | Indoor Luminaires | High-Bay | High-Bay Luminaires for Commercial and Industrial Buildings | Standard | FALSE | [9 empty] | 42124 |  |  | NotYetVerified | this model number covers the MD360WEMLED options as well as the base model numberAPX20LL40-(UNV120208240277)-W | 4 | 19018 | 127.6 | 149 | 20 | 0.9 | 4000 | 80
P18MY3TY | Philips Day-Brite | Philips Day-Brite | APX20LL40-347-W-(EMLED) | Indoor Luminaires | High-Bay | High-Bay Luminaires for Commercial and Industrial Buildings | Standard | FALSE | [9 empty] | 42124 |  |  | NotYetVerified |  | 4 | 19018 | 119.6 | 159 | 20 | 0.9 | 4000 | 80
PCRKYT22 | Philips Day-Brite | Philips Day-Brite | APX20LL40-347-M-(EMLED) | Indoor Luminaires | High-Bay | High-Bay Luminaires for Commercial and Industrial Buildings | Standard | FALSE | [9 empty] | 42124 |  |  | NotYetVerified |  | 4 | 18882 | 118.8 | 159 | 20 | 0.9 | 4000 | 80
PBWQCN9N | Philips Day-Brite | Philips Day-Brite | APX20LL40-(UNV120208240277)-M-(MD360WEMLED) | Indoor Luminaires | High-Bay | High-Bay Luminaires for Commercial and Industrial Buildings | Standard | FALSE | [9 empty] | 42124 |  |  | NotYetVerified | this model number covers the MD360WEMLED options as well as the base model numberAPX20LL40-(UNV120208240277)-M | 4 | 18882 | 126.7 | 149 | 20 | 0.9 | 4000 | 80
PMBE1DCK | Philips Day-Brite | Philips Day-Brite | APX16LL40-347-(EMLED) | Indoor Luminaires | High-Bay | High-Bay Luminaires for Commercial and Industrial Buildings | Standard | FALSE | [9 empty] | 42124 |  |  | NotYetVerified |  | 4 | 17400 | 130.8 | 133 | 20 | 0.9 | 4000 | 80
PHM54EAQ | Philips Day-Brite | Philips Day-Brite | APX16LL40-(UNV120208240277)-(MD360WEMLED) | Indoor Luminaires | High-Bay | High-Bay Luminaires for Commercial and Industrial Buildings | Standard | FALSE | [9 empty] | 42124 |  |  | NotYetVerified | this model number covers the MD360WEMLED options as well as the base model numberAPX16LL40-(UNV120208240277) | 4 | 17400 | 131.8 | 132 | 20 | 0.9 | 4000 | 80
PKFU78H1 | Philips Day-Brite | Philips Day-Brite | APX16LL40-(UNV120208240277)-N-(MD360WEMLED) | Indoor Luminaires | High-Bay | High-Bay Luminaires for Commercial and Industrial Buildings | Standard | FALSE | [9 empty] | 42124 |  |  | NotYetVerified | this model number covers the MD360WEMLED options as well as the base model numberAPX16LL40-(UNV120208240277)-N | 4 | 17174 | 130.1 | 132 | 20 | 0.9 | 4000 | 80
P8MUJPAE | Philips Day-Brite | Philips Day-Brite | APX16LL40-347-N-(EMLED) | Indoor Luminaires | High-Bay | High-Bay Luminaires for Commercial and Industrial Buildings | Standard | FALSE | [9 empty] | 42124 |  |  | NotYetVerified |  | 4 | 17174 | 129.1 | 133 | 20 | 0.9 | 4000 | 80
PUB2S2A6 | Philips Day-Brite | Philips Day-Brite | APX16LL40-(UNV120208240277)-A-(MD360WEMLED) | Indoor Luminaires | High-Bay | High-Bay Luminaires for Commercial and Industrial Buildings | Standard | FALSE | [9 empty] | 42124 |  |  | NotYetVerified | this model number covers the MD360WEMLED options as well as the base model numberAPX16LL40-(UNV120208240277)-A | 4 | 17104 | 129.6 | 132 | 20 | 0.9 | 4000 | 80
PNWQ6Q7C | Philips Day-Brite | Philips Day-Brite | APX16LL40-347-A-(EMLED) | Indoor Luminaires | High-Bay | High-Bay Luminaires for Commercial and Industrial Buildings | Standard | FALSE | [9 empty] | 42124 |  |  | NotYetVerified |  | 4 | 17104 | 128.6 | 133 | 20 | 0.9 | 4000 | 80
PMZW5Y7H | Philips Day-Brite | Philips Day-Brite | APX16LL40-347-W-(EMLED) | Indoor Luminaires | High-Bay | High-Bay Luminaires for Commercial and Industrial Buildings | Standard | FALSE | [9 empty] | 42124 |  |  | NotYetVerified |  | 4 | 17017 | 127.9 | 133 | 20 | 0.9 | 4000 | 80
P9K5JUQX | Philips Day-Brite | Philips Day-Brite | APX16LL40-(UNV120208240277)-W-(MD360WEMLED) | Indoor Luminaires | High-Bay | High-Bay Luminaires for Commercial and Industrial Buildings | Standard | FALSE | [9 empty] | 42124 |  |  | NotYetVerified | this model number covers the MD360WEMLED options as well as the base model numberAPX16LL40-(UNV120208240277)-W | 4 | 17017 | 128.9 | 132 | 20 | 0.9 | 4000 | 80
PKS9WU3Q | Philips Day-Brite | Philips Day-Brite | APX16LL40-(UNV120208240277)-M-(MD360WEMLED) | Indoor Luminaires | High-Bay | High-Bay Luminaires for Commercial and Industrial Buildings | Standard | FALSE | [9 empty] | 42124 |  |  | NotYetVerified | this model number covers the MD360WEMLED options as well as the base model numberAPX16LL40-(UNV120208240277)-M | 4 | 16895 | 128 | 132 | 20 | 0.9 | 4000 | 80
PK9PC639 | Philips Day-Brite | Philips Day-Brite | APX16LL40-347-M-(EMLED) | Indoor Luminaires | High-Bay | High-Bay Luminaires for Commercial and Industrial Buildings | Standard | FALSE | [9 empty] | 42124 |  |  | NotYetVerified |  | 4 | 16895 | 127 | 133 | 20 | 0.9 | 4000 | 80
PQQP253D | Philips Day-Brite | Philips Day-Brite | APX12LL40-347 | Indoor Luminaires | High-Bay | High-Bay Luminaires for Commercial and Industrial Buildings | Standard | FALSE | [9 empty] | 42124 |  |  | NotYetVerified |  | 4 | 11671 | 122.9 | 95 | 20 | 0.9 | 4000 | 80
P3XJF57N | Philips Day-Brite | Philips Day-Brite | APX12LL40-(UNV120208240277)-(MD360WEMLED) | Indoor Luminaires | High-Bay | High-Bay Luminaires for Commercial and Industrial Buildings | Standard | FALSE | [9 empty] | 42124 |  |  | NotYetVerified |  | 4 | 11671 | 122.9 | 95 | 20 | 0.9 | 4000 | 80
PWAUB3X1 | Philips Day-Brite | Philips Day-Brite | APX12LL40-(UNV120208240277)-N-(MD360WEMLED) | Indoor Luminaires | High-Bay | High-Bay Luminaires for Commercial and Industrial Buildings | Standard | FALSE | [9 empty] | 42124 |  |  | NotYetVerified |  | 4 | 11519 | 121.3 | 95 | 20 | 0.9 | 4000 | 80
PHW8W78J | Philips Day-Brite | Philips Day-Brite | APX12LL40-347-N | Indoor Luminaires | High-Bay | High-Bay Luminaires for Commercial and Industrial Buildings | Standard | FALSE | [9 empty] | 42124 |  |  | NotYetVerified |  | 4 | 11519 | 121.3 | 95 | 20 | 0.9 | 4000 | 80
PY9V1YYY | Philips Day-Brite | Philips Day-Brite | APX12LL40-347-A | Indoor Luminaires | High-Bay | High-Bay Luminaires for Commercial and Industrial Buildings | Standard | FALSE | [9 empty] | 42124 |  |  | NotYetVerified |  | 4 | 11473 | 120.8 | 95 | 20 | 0.9 | 4000 | 80
PJ63FNPX | Philips Day-Brite | Philips Day-Brite | APX12LL40-(UNV120208240277)-A-(MD360WEMLED) | Indoor Luminaires | High-Bay | High-Bay Luminaires for Commercial and Industrial Buildings | Standard | FALSE | [9 empty] | 42124 |  |  | NotYetVerified |  | 4 | 11473 | 120.8 | 95 | 20 | 0.9 | 4000 | 80
PEK1KWX7 | Philips Day-Brite | Philips Day-Brite | APX12LL40-347-W | Indoor Luminaires | High-Bay | High-Bay Luminaires for Commercial and Industrial Buildings | Standard | FALSE | [9 empty] | 42124 |  |  | NotYetVerified |  | 4 | 11414 | 120.1 | 95 | 20 | 0.9 | 4000 | 80
P1K6RFT6 | Philips Day-Brite | Philips Day-Brite | APX12LL40-(UNV120208240277)-W-(MD360WEMLED) | Indoor Luminaires | High-Bay | High-Bay Luminaires for Commercial and Industrial Buildings | Standard | FALSE | [9 empty] | 42124 |  |  | NotYetVerified |  | 4 | 11414 | 120.1 | 95 | 20 | 0.9 | 4000 | 80
PGT45YDY | Philips Day-Brite | Philips Day-Brite | APX12LL40-(UNV120208240277)-M-(MD360WEMLED) | Indoor Luminaires | High-Bay | High-Bay Luminaires for Commercial and Industrial Buildings | Standard | FALSE | [9 empty] | 42124 |  |  | NotYetVerified |  | 4 | 11333 | 119.3 | 95 | 20 | 0.9 | 4000 | 80
PCHZZJ94 | Philips Day-Brite | Philips Day-Brite | APX12LL40-347-M | Indoor Luminaires | High-Bay | High-Bay Luminaires for Commercial and Industrial Buildings | Standard | FALSE | [9 empty] | 42124 |  |  | NotYetVerified |  | 4 | 11333 | 119.3 | 95 | 20 | 0.9 | 4000 | 80
PW77E8HW | Philips Day-Brite | Philips Day-Brite | APX08LL40-347 | Indoor Luminaires | High-Bay | High-Bay Luminaires for Commercial and Industrial Buildings | Standard | FALSE | [9 empty] | 42124 |  |  | NotYetVerified |  | 4 | 8420 | 123.8 | 68 | 20 | 0.9 | 4000 | 80
PW5NUWDR | Philips Day-Brite | Philips Day-Brite | APX08LL40-(UNV120208240277)-(MD360WEMLED) | Indoor Luminaires | High-Bay | High-Bay Luminaires for Commercial and Industrial Buildings | Standard | FALSE | [9 empty] | 42124 |  |  | NotYetVerified |  | 4 | 8420 | 122.9 | 68.5 | 20 | 0.9 | 4000 | 80
PFQ1V642 | Philips Day-Brite | Philips Day-Brite | APX08LL40-347-N | Indoor Luminaires | High-Bay | Low-Bay Luminaires for Commercial and Industrial Buildings | Standard | FALSE | [9 empty] | 42124 |  |  | NotYetVerified |  | 4 | 8311 | 122.2 | 68 | 20 | 0.9 | 4000 | 80
P2SY55YB | Philips Day-Brite | Philips Day-Brite | APX08LL40-(UNV120208240277)-N-(MD360WEMLED) | Indoor Luminaires | High-Bay | High-Bay Luminaires for Commercial and Industrial Buildings | Standard | FALSE | [9 empty] | 42124 |  |  | NotYetVerified |  | 4 | 8311 | 121.3 | 68.5 | 20 | 0.9 | 4000 | 80
PTC5KNGC | Philips Day-Brite | Philips Day-Brite | APX08LL40-347-A | Indoor Luminaires | High-Bay | Low-Bay Luminaires for Commercial and Industrial Buildings | Standard | FALSE | [9 empty] | 42124 |  |  | NotYetVerified |  | 4 | 8277 | 121.7 | 68 | 20 | 0.9 | 4000 | 80
PJTTXA7U | Philips Day-Brite | Philips Day-Brite | APX08LL40-(UNV120208240277)-A-(MD360WEMLED) | Indoor Luminaires | High-Bay | High-Bay Luminaires for Commercial and Industrial Buildings | Standard | FALSE | [9 empty] | 42124 |  |  | NotYetVerified |  | 4 | 8277 | 120.8 | 68.5 | 20 | 0.9 | 4000 | 80
PP1VDNJW | Philips Day-Brite | Philips Day-Brite | APX08LL40-(UNV120208240277)-W-(MD360WEMLED) | Indoor Luminaires | High-Bay | High-Bay Luminaires for Commercial and Industrial Buildings | Standard | FALSE | [9 empty] | 42124 |  |  | NotYetVerified |  | 4 | 8235 | 120.2 | 68.5 | 20 | 0.9 | 4000 | 80
P5USZ3SW | Philips Day-Brite | Philips Day-Brite | APX08LL40-347-W | Indoor Luminaires | High-Bay | Low-Bay Luminaires for Commercial and Industrial Buildings | Standard | FALSE | [9 empty] | 42124 |  |  | NotYetVerified |  | 4 | 8235 | 121.1 | 68 | 20 | 0.9 | 4000 | 80
PEWKWCX3 | Philips Day-Brite | Philips Day-Brite | APX08LL40-347-M | Indoor Luminaires | High-Bay | Low-Bay Luminaires for Commercial and Industrial Buildings | Standard | FALSE | [9 empty] | 42124 |  |  | NotYetVerified |  | 4 | 8176 | 120.2 | 68 | 20 | 0.9 | 4000 | 80
PE1NM8HA | Philips Day-Brite | Philips Day-Brite | APX08LL40-(UNV120208240277)-M-(MD360WEMLED) | Indoor Luminaires | High-Bay | High-Bay Luminaires for Commercial and Industrial Buildings | Standard | FALSE | [9 empty] | 42124 |  |  | NotYetVerified |  | 4 | 8176 | 119.4 | 68.5 | 20 | 0.9 | 4000 | 80
PH7QSV3E | Philips Day-Brite | Philips Day-Brite | APX12LL35-347 | Indoor Luminaires | High-Bay | High-Bay Luminaires for Commercial and Industrial Buildings | Standard | FALSE | [9 empty] | 42124 |  |  | NotYetVerified |  | 4 | 11438 | 120.4 | 95 | 20 | 0.9 | 3500 | 80
P289G3P1 | Philips Day-Brite | Philips Day-Brite | APX12LL35-(UNV120208240277)-(MD360WEMLED) | Indoor Luminaires | High-Bay | High-Bay Luminaires for Commercial and Industrial Buildings | Standard | FALSE | [9 empty] | 42124 |  |  | NotYetVerified |  | 4 | 11438 | 120.4 | 95 | 20 | 0.9 | 3500 | 80
PQCK4EHT | Philips Day-Brite | Philips Day-Brite | APX12LL35-347-N | Indoor Luminaires | High-Bay | High-Bay Luminaires for Commercial and Industrial Buildings | Standard | FALSE | [9 empty] | 42124 |  |  | NotYetVerified |  | 4 | 11289 | 118.8 | 95 | 20 | 0.9 | 3500 | 80
PDKNAB21 | Philips Day-Brite | Philips Day-Brite | APX12LL35-(UNV120208240277)-N-(MD360WEMLED) | Indoor Luminaires | High-Bay | High-Bay Luminaires for Commercial and Industrial Buildings | Standard | FALSE | [9 empty] | 42124 |  |  | NotYetVerified |  | 4 | 11289 | 118.8 | 95 | 20 | 0.9 | 3500 | 80
PS1FEUCR | Philips Day-Brite | Philips Day-Brite | APX12LL35-(UNV120208240277)-A-(MD360WEMLED) | Indoor Luminaires | High-Bay | High-Bay Luminaires for Commercial and Industrial Buildings | Standard | FALSE | [9 empty] | 42124 |  |  | NotYetVerified |  | 4 | 11243 | 118.3 | 95 | 20 | 0.9 | 3500 | 80
PNJ6Y9R8 | Philips Day-Brite | Philips Day-Brite | APX12LL35-347-A | Indoor Luminaires | High-Bay | High-Bay Luminaires for Commercial and Industrial Buildings | Standard | FALSE | [9 empty] | 42124 |  |  | NotYetVerified |  | 4 | 11243 | 118.3 | 95 | 20 | 0.9 | 3500 | 80
PWZDCJXN | Philips Day-Brite | Philips Day-Brite | APX12LL35-(UNV120208240277)-W-(MD360WEMLED) | Indoor Luminaires | High-Bay | High-Bay Luminaires for Commercial and Industrial Buildings | Standard | FALSE | [9 empty] | 42124 |  |  | NotYetVerified |  | 4 | 11186 | 117.7 | 95 | 20 | 0.9 | 3500 | 80
P3RF755G | Philips Day-Brite | Philips Day-Brite | APX12LL35-347-W | Indoor Luminaires | High-Bay | High-Bay Luminaires for Commercial and Industrial Buildings | Standard | FALSE | [9 empty] | 42124 |  |  | NotYetVerified |  | 4 | 11186 | 117.7 | 95 | 20 | 0.9 | 3500 | 80
PH1DHY6V | Philips Day-Brite | Philips Day-Brite | APX12LL35-(UNV120208240277)-M-(MD360WEMLED) | Indoor Luminaires | High-Bay | High-Bay Luminaires for Commercial and Industrial Buildings | Standard | FALSE | [9 empty] | 42124 |  |  | NotYetVerified |  | 4 | 11106 | 116.9 | 95 | 20 | 0.9 | 3500 | 80
PUPR9XUT | Philips Day-Brite | Philips Day-Brite | APX08LL35-(UNV120208240277)-(MD360WEMLED) | Indoor Luminaires | High-Bay | High-Bay Luminaires for Commercial and Industrial Buildings | Standard | FALSE | [9 empty] | 42124 |  |  | NotYetVerified |  | 4 | 8252 | 120.5 | 68.5 | 20 | 0.9 | 3500 | 80
P92HV8PR | Philips Day-Brite | Philips Day-Brite | APX08LL35-347 | Indoor Luminaires | High-Bay | High-Bay Luminaires for Commercial and Industrial Buildings | Standard | FALSE | [9 empty] | 42124 |  |  | NotYetVerified |  | 4 | 8252 | 121.3 | 68 | 20 | 0.9 | 3500 | 80
PUFPFZ5A | Philips Day-Brite | Philips Day-Brite | APX08LL35-(UNV120208240277)-N-(MD360WEMLED) | Indoor Luminaires | High-Bay | High-Bay Luminaires for Commercial and Industrial Buildings | Standard | FALSE | [9 empty] | 42124 |  |  | NotYetVerified |  | 4 | 8144 | 118.9 | 68.5 | 20 | 0.9 | 3500 | 80
PGCRNMBA | Philips Day-Brite | Philips Day-Brite | APX08LL35-347-N | Indoor Luminaires | High-Bay | Low-Bay Luminaires for Commercial and Industrial Buildings | Standard | FALSE | [9 empty] | 42124 |  |  | NotYetVerified |  | 4 | 8144 | 119.8 | 68 | 20 | 0.9 | 3500 | 80
P3Q83G95 | Philips Day-Brite | Philips Day-Brite | APX08LL35-347-A | Indoor Luminaires | High-Bay | Low-Bay Luminaires for Commercial and Industrial Buildings | Standard | FALSE | [9 empty] | 42124 |  |  | NotYetVerified |  | 4 | 8111 | 119.3 | 68 | 20 | 0.9 | 3500 | 80
P2MU6RBH | Philips Day-Brite | Philips Day-Brite | APX08LL35-(UNV120208240277)-A-(MD360WEMLED) | Indoor Luminaires | High-Bay | High-Bay Luminaires for Commercial and Industrial Buildings | Standard | FALSE | [9 empty] | 42124 |  |  | NotYetVerified |  | 4 | 8111 | 118.4 | 68.5 | 20 | 0.9 | 3500 | 80
PTGVCP43 | Philips Day-Brite | Philips Day-Brite | APX08LL35-347-W | Indoor Luminaires | High-Bay | Low-Bay Luminaires for Commercial and Industrial Buildings | Standard | FALSE | [9 empty] | 42124 |  |  | NotYetVerified |  | 4 | 8070 | 118.7 | 68 | 20 | 0.9 | 3500 | 80
PPYY2QP4 | Philips Day-Brite | Philips Day-Brite | APX08LL35-(UNV120208240277)-W-(MD360WEMLED) | Indoor Luminaires | High-Bay | High-Bay Luminaires for Commercial and Industrial Buildings | Standard | FALSE | [9 empty] | 42124 |  |  | NotYetVerified |  | 4 | 8070 | 117.8 | 68.5 | 20 | 0.9 | 3500 | 80
P7Q8JZMS | Philips Day-Brite | Philips Day-Brite | APX08LL35-(UNV120208240277)-M-(MD360WEMLED) | Indoor Luminaires | High-Bay | High-Bay Luminaires for Commercial and Industrial Buildings | Standard | FALSE | [9 empty] | 42124 |  |  | NotYetVerified |  | 4 | 8012 | 117 | 68.5 | 20 | 0.9 | 3500 | 80
PFPEAGM6E | CHAINZONE TECHNOLGY (FOSHAN)CO.LTD | Chainzone | CZ-HB-300R57-TA | Indoor Luminaires | High-Bay | High-Bay Luminaires for Commercial and Industrial Buildings | Standard | FALSE | [9 empty] | 42124 |  |  | NotYetVerified |  | 3 | 31500 | 103.57 | 300 |  |  | 5700 | 71.8
PVDSKEDHB | CHAINZONE TECHNOLGY (FOSHAN)CO.LTD | Chainzone | CZ-HB-300R50-TA | Indoor Luminaires | High-Bay | High-Bay Luminaires for Commercial and Industrial Buildings | Standard | FALSE | [9 empty] | 42124 |  |  | NotYetVerified |  | 3 | 28500 | 92.75 | 300 |  |  | 5000 | 74.3
P6RKXCMBU | CHAINZONE TECHNOLGY (FOSHAN)CO.LTD | Chainzone | CZ-HB-300R45-TA | Indoor Luminaires | High-Bay | High-Bay Luminaires for Commercial and Industrial Buildings | Standard | FALSE | [9 empty] | 42124 |  |  | NotYetVerified |  | 3 | 28500 | 92.75 | 300 |  |  | 4500 | 74.3
PMCWE3HGK | CHAINZONE TECHNOLGY (FOSHAN)CO.LTD | Chainzone | CZ-HB-300R40-TA | Indoor Luminaires | High-Bay | High-Bay Luminaires for Commercial and Industrial Buildings | Standard | FALSE | [9 empty] | 42124 |  |  | NotYetVerified |  | 3 | 28500 | 92.75 | 300 |  |  | 4000 | 74.3
P1A4NN24H | CHAINZONE TECHNOLGY (FOSHAN)CO.LTD | Chainzone | CZ-HB-300R35-TA | Indoor Luminaires | High-Bay | High-Bay Luminaires for Commercial and Industrial Buildings | Standard | FALSE | [9 empty] | 42124 |  |  | NotYetVerified |  | 3 | 28500 | 92.75 | 300 |  |  | 3500 | 74.3
P6SK5A7Y | TechBrite LLC | BayBrite Hi-Bay | B4146SS1B3N00XX | Indoor Luminaires | High-Bay | High-Bay Luminaires for Commercial and Industrial Buildings | Standard | TRUE | 17780 | 129 | 137.7 | 10.7 | 0.98 | 3548 | 84.6 | 5 | 50000 | 42123 |  |  | NotYetVerified |  | 3 | 17780 | 129 | 137.7 | 10.7 | 0.98 | 3500 | 83.3
PCC19NKT | TechBrite LLC | BayBrite Hi-Bay | B4148SS1B3L00XX | Indoor Luminaires | High-Bay | High-Bay Luminaires for Commercial and Industrial Buildings | Standard | TRUE | 12270 | 103.1 | 118.9 | 7.86 | 0.98 | 3555 | 84.5 | 5 | 50000 | 42123 |  |  | NotYetVerified |  | 3 | 12880 | 107 | 120.3 | 7.86 | 0.98 | 3500 | 83.3
P5CDX6RT | TechBrite LLC | BayBrite Hi-Bay | B4148SS1B3H00XX | Indoor Luminaires | High-Bay | High-Bay Luminaires for Commercial and Industrial Buildings | Standard | TRUE | 22200 | 126.5 | 175.5 | 11.5 | 0.965 | 3551 | 84.6 | 5 | 50000 | 42123 |  |  | NotYetVerified |  | 3 | 22200 | 127 | 175.4 | 11.5 | 0.965 | 3500 | 83.3
PYW1NBANK | Lighting Etc. Inc. | Lighting Etc. Inc. | NML-RS-18L-U-F | Indoor Luminaires | High-Bay | High-Bay Luminaires for Commercial and Industrial Buildings | Standard | TRUE | 18830 | 96 | 196.23 | 13.46 | 0.9423 | 3953 | 82.74 | 5 |  | 42123 |  |  | NotYetVerified |  | 3 | 18000 | 96 | 196 |  |  | 4000 | 80
PRKQH2N3 | Grandlite International Corp | Grandlite | LED-465-L3 | Indoor Luminaires | High-Bay | High-Bay Luminaires for Commercial and Industrial Buildings | Standard | TRUE | 13949.88 | 120.9 | 115.43 | 13 | 0.94 | 5098 | 73 | 5 | 50000 | 42123 |  |  | NotYetVerified |  | 3 | 12201 | 106.1 | 115 |  |  | 5000 | 70
PXTZHBGKN | Lighting Etc. Inc. | Lighting Etc. Inc. | NML-RS-21L-U-F | Indoor Luminaires | High-Bay | High-Bay Luminaires for Commercial and Industrial Buildings | Standard | TRUE | 20130 | 87.9 | 229.05 | 10.87 | 0.9264 | 4017 | 83.26 | 5 |  | 42123 |  |  | NotYetVerified |  | 3 | 20000 | 87 | 229 |  |  | 4100 | 80
PR78V8E9 | TechBrite LLC | BayBrite Hi-Bay | B4148SS1B5H00XX | Indoor Luminaires | High-Bay | High-Bay Luminaires for Commercial and Industrial Buildings | Standard | FALSE | [9 empty] | 42123 |  |  | NotYetVerified |  | 3 | 24487 | 146 | 175.4 | 11.5 | 0.965 | 5000 | 83.3
PANXUFA8 | TechBrite LLC | BayBrite Hi-Bay | B4146SS1B5N00XX | Indoor Luminaires | High-Bay | High-Bay Luminaires for Commercial and Industrial Buildings | Standard | FALSE | [9 empty] | 42123 |  |  | NotYetVerified |  | 3 | 19611 | 142 | 137.7 | 10.7 | 0.98 | 5000 | 83.3
PRYNVDG6 | TechBrite LLC | BayBrite Hi-Bay | B4148SS1B5L00XX | Indoor Luminaires | High-Bay | High-Bay Luminaires for Commercial and Industrial Buildings | Standard | FALSE | [9 empty] | 42123 |  |  | NotYetVerified |  | 3 | 14210 | 118 | 120.3 | 7.86 | 0.98 | 5000 | 83.3
PWQSB8HF | TechBrite LLC | BayBrite Hi-Bay | B4148SS1B4H00XX | Indoor Luminaires | High-Bay | High-Bay Luminaires for Commercial and Industrial Buildings | Standard | FALSE | [9 empty] | 42123 |  |  | NotYetVerified |  | 3 | 23310 | 133 | 175.4 | 11.5 | 0.965 | 4000 | 83.3
PH4JMYE2 | TechBrite LLC | BayBrite Hi-Bay | B4146SS1B4N00XX | Indoor Luminaires | High-Bay | High-Bay Luminaires for Commercial and Industrial Buildings | Standard | FALSE | [9 empty] | 42123 |  |  | NotYetVerified |  | 3 | 18669 | 135 | 137.7 | 10.7 | 0.98 | 4000 | 83.3
PXYGSKXD | TechBrite LLC | BayBrite Hi-Bay | B4148SS1B4L00XX | Indoor Luminaires | High-Bay | High-Bay Luminaires for Commercial and Industrial Buildings | Standard | FALSE | [9 empty] | 42123 |  |  | NotYetVerified |  | 3 | 13524 | 112 | 120.3 | 7.86 | 0.98 | 4000 | 83.3
PYAEH1VR2 | Meteor Lighting - ILOS Corporation | Meteor Lighting | TS-420-40K-120/277-55-B-V-STD-SP [Arm straight down only] | Indoor Luminaires | High-Bay | High-Bay Luminaires for Commercial and Industrial Buildings | Standard | TRUE | 37601.8 | 89.34 | 420.9 | 10.58 | 0.991 | 3959 | 80.7 | 5 | 50000 | 42122 |  |  | NotYetVerified |  | 3 | 37601.8 | 89.34 | 420.9 | 10.58 | 0.991 | 3959 | 80.7
PDMNWS2U | StarTek Lighting America | StarTek Lighting America LLC | SSP-60-40K-PD-XX-XX-ND-U-XX | Indoor Luminaires | High-Bay | Low-Bay Luminaires for Commercial and Industrial Buildings | Standard | TRUE | 7392 | 117.2 | 63.09 | 14.8 | 0.973 | 3972 | 84.6 | 5 | 60000 | 42122 |  |  | NotYetVerified |  | 3
PKUQ4H6C | Globalux Lighting | GlobaLux | LPHB-411-140-MVD-840 | Indoor Luminaires | High-Bay | High-Bay Luminaires for Commercial and Industrial Buildings | Standard | TRUE | 13969.58 | 94.19 | 148.32 | 10.4 | 0.959 | 4136 | 83 | 5 | 50000 | 42122 |  |  | NotYetVerified |  | 3
PX198G44 | Alphalite Inc. | Alphalite | HBX-120/30K | Indoor Luminaires | High-Bay | High-Bay Luminaires for Commercial and Industrial Buildings | Standard | TRUE | 11332 | 92.82 | 122.1 | 18.88 | 0.9351 | 3116 | 70.2 | 5 | 50000 | 42122 |  |  | NotYetVerified |  | 3 | 11332 | 92.82 | 122.1 | 18.88 | 0.9351 | 3000 | 70.2
P4VC6YXE | Alphalite Inc. | Alphalite | HBX-100/30K | Indoor Luminaires | High-Bay | High-Bay Luminaires for Commercial and Industrial Buildings | Standard | TRUE | 9190.8 | 92.1 | 99.79 | 18.96 | 0.9329 | 3074 | 69.8 | 5 | 50000 | 42122 |  |  | NotYetVerified |  | 3 | 9190.8 | 92.1 | 99.79 | 18.96 | 0.9329 | 3000 | 69.8
P5Y4HCP7 | Alphalite Inc. | Alphalite | HBX-80/30K | Indoor Luminaires | High-Bay | Low-Bay Luminaires for Commercial and Industrial Buildings | Standard | TRUE | 6909.9 | 89.23 | 77.44 | 12.7 | 0.9317 | 3076 | 69.8 | 5 | 50000 | 42122 |  |  | NotYetVerified |  | 3 | 6909.9 | 89.23 | 77.44 | 12.7 | 0.9317 | 3000 | 69.8
P9TZP3Z6 | Alphalite Inc. | Alphalite | HBX-150/30K | Indoor Luminaires | High-Bay | High-Bay Luminaires for Commercial and Industrial Buildings | Standard | TRUE | 13337 | 89.41 | 149.2 | 12.31 | 0.9303 | 3116 | 70.3 | 5 | 50000 | 42122 |  |  | NotYetVerified |  | 3 | 13337 | 89.41 | 149.2 | 12.31 | 0.9303 | 3000 | 70.3
P7D775Q9 | Kadium Lighting Inc | Kadium Lighting | K-HB-220W-3K | Indoor Luminaires | High-Bay | High-Bay Luminaires for Commercial and Industrial Buildings | Standard | TRUE | 17832.5 | 84.21 | 211.76 | 16.4 | 0.93 | 3089 | 81.3 | 5 | 50000 | 42122 |  |  | NotYetVerified |  | 3 | 17832.5 | 84.21 | 211.76 |  | 0.93 | 3000 | 81.3
PY2DPWUM | Kadium Lighting Inc | Kadium Lighting | K-HB-110W-3K | Indoor Luminaires | High-Bay | High-Bay Luminaires for Commercial and Industrial Buildings | Standard | TRUE | 9068.57 | 82.34 | 110.14 | 16.4 | 0.93 | 3050 | 80.8 | 5 | 50000 | 42122 |  |  | NotYetVerified |  | 3 | 9068 | 82.34 | 110 |  | 0.92 | 3000 | 80
PWKZ9NHR | Kadium Lighting Inc | Kadium Lighting | K-HB-165W-3K | Indoor Luminaires | High-Bay | High-Bay Luminaires for Commercial and Industrial Buildings | Standard | TRUE | 14865.97 | 91.56 | 162.37 | 13.2 | 0.92 | 3106 | 81.6 | 5 | 50000 | 42122 |  |  | NotYetVerified |  | 3 | 14866 | 92 | 162.37 |  | 0.92 | 3000 | 82
PRKCJEJR | Tai Kwan Technology CO. LIMITED | Tai Kwan | TKT-HB-110M | Indoor Luminaires | High-Bay | High-Bay Luminaires for Commercial and Industrial Buildings | Standard | TRUE | 14081 | 128.48 | 109.6 | 13.62 | 0.9126 | 5642 | 70.9 | 5 | 50000 | 42122 |  |  | NotYetVerified |  | 3 | 14081 | 128.48 | 109.6 | 13.62 | 0.9126 | 5500 | 70.9
P29EWVSPK | Cireon LLC | Cireon | ON4-072-AG-AK-AB | Indoor Luminaires | High-Bay | High-Bay Luminaires for Commercial and Industrial Buildings | Standard | TRUE | 15768 | 101 | 156.24 | 15 | 0.91 | 5258 | 79 | 10 | 75800 | 42122 |  |  | NotYetVerified |  | 3 | 15750 |  |  |  | 0.95 | 5000 | 75
PYKTK79X | Alphalite Inc. | Alphalite | HBX-80/57K | Indoor Luminaires | High-Bay | Low-Bay Luminaires for Commercial and Industrial Buildings | Standard | FALSE | [9 empty] | 42122 |  |  | NotYetVerified |  | 3 | 7318.9 | 92.77 | 78.9 | 12.76 | 0.9278 | 5700 | 77.6
P9EX1J7U | Alphalite Inc. | Alphalite | HBX-150/57K | Indoor Luminaires | High-Bay | High-Bay Luminaires for Commercial and Industrial Buildings | Standard | FALSE | [9 empty] | 42122 |  |  | NotYetVerified |  | 3 | 13522 | 92.74 | 145.8 | 12.56 | 0.9265 | 5700 | 77.5
P7451JST | Alphalite Inc. | Alphalite | HBX-120/57K | Indoor Luminaires | High-Bay | High-Bay Luminaires for Commercial and Industrial Buildings | Standard | FALSE | [9 empty] | 42122 |  |  | NotYetVerified |  | 3 | 11752 | 97.47 | 120.6 | 17.13 | 0.9291 | 5700 | 76.4
PESEUKWA | Alphalite Inc. | Alphalite | HBX-100/57K | Indoor Luminaires | High-Bay | High-Bay Luminaires for Commercial and Industrial Buildings | Standard | FALSE | [9 empty] | 42122 |  |  | NotYetVerified |  | 3 | 9932.9 | 98.92 | 100.4 | 17.29 | 0.9331 | 5700 | 73.3
PGHSYHXR | Alphalite Inc. | Alphalite | HBX-150/50K | Indoor Luminaires | High-Bay | High-Bay Luminaires for Commercial and Industrial Buildings | Standard | FALSE | [9 empty] | 42122 |  |  | NotYetVerified |  | 3 | 13337 | 89.41 | 149.2 | 12.31 | 0.9303 | 5000 | 70.3
PJ7VRWVT | Alphalite Inc. | Alphalite | HBX-120/50K | Indoor Luminaires | High-Bay | High-Bay Luminaires for Commercial and Industrial Buildings | Standard | FALSE | [9 empty] | 42122 |  |  | NotYetVerified |  | 3 | 11332 | 92.82 | 122.1 | 18.88 | 0.9351 | 5000 | 70.2
PB1DPCTZ | Alphalite Inc. | Alphalite | HBX-100/50K | Indoor Luminaires | High-Bay | High-Bay Luminaires for Commercial and Industrial Buildings | Standard | FALSE | [9 empty] | 42122 |  |  | NotYetVerified |  | 3 | 9190.8 | 92.1 | 99.79 | 18.96 | 0.9329 | 5000 | 69.8
P71QUSPW | Alphalite Inc. | Alphalite | HBX-80/50K | Indoor Luminaires | High-Bay | Low-Bay Luminaires for Commercial and Industrial Buildings | Standard | FALSE | [9 empty] | 42122 |  |  | NotYetVerified |  | 3 | 6909.9 | 89.23 | 77.44 | 12.7 | 0.9317 | 5000 | 69.8
PEY438CM | Alphalite Inc. | Alphalite | HBX-150/45K | Indoor Luminaires | High-Bay | High-Bay Luminaires for Commercial and Industrial Buildings | Standard | FALSE | [9 empty] | 42122 |  |  | NotYetVerified |  | 3 | 13337 | 89.41 | 149.2 | 12.31 | 0.9303 | 4500 | 70.3
PU1VBH81 | Alphalite Inc. | Alphalite | HBX-120/45K | Indoor Luminaires | High-Bay | High-Bay Luminaires for Commercial and Industrial Buildings | Standard | FALSE | [9 empty] | 42122 |  |  | NotYetVerified |  | 3 | 11332 | 92.82 | 122.1 | 18.88 | 0.9351 | 4500 | 70.2
PSME2PM7 | Alphalite Inc. | Alphalite | HBX-100/45K | Indoor Luminaires | High-Bay | High-Bay Luminaires for Commercial and Industrial Buildings | Standard | FALSE | [9 empty] | 42122 |  |  | NotYetVerified |  | 3 | 9190.8 | 92.1 | 99.79 | 18.96 | 0.9329 | 4500 | 69.8
PM3JJ9P6 | Alphalite Inc. | Alphalite | HBX-80/45K | Indoor Luminaires | High-Bay | Low-Bay Luminaires for Commercial and Industrial Buildings | Standard | FALSE | [9 empty] | 42122 |  |  | NotYetVerified |  | 3 | 6909.9 | 89.23 | 77.44 | 12.7 | 0.9317 | 4500 | 69.8
PZQVK1TE | Alphalite Inc. | Alphalite | HBX-150/40K | Indoor Luminaires | High-Bay | High-Bay Luminaires for Commercial and Industrial Buildings | Standard | FALSE | [9 empty] | 42122 |  |  | NotYetVerified |  | 3 | 13337 | 89.41 | 149.2 | 12.31 | 0.9303 | 4000 | 70.3
P46V5XVB | Alphalite Inc. | Alphalite | HBX-120/40K | Indoor Luminaires | High-Bay | High-Bay Luminaires for Commercial and Industrial Buildings | Standard | FALSE | [9 empty] | 42122 |  |  | NotYetVerified |  | 3 | 11332 | 92.82 | 122.1 | 18.88 | 0.9351 | 4000 | 70.2
PAQ695CP | Alphalite Inc. | Alphalite | HBX-100/40K | Indoor Luminaires | High-Bay | High-Bay Luminaires for Commercial and Industrial Buildings | Standard | FALSE | [9 empty] | 42122 |  |  | NotYetVerified |  | 3 | 9190.8 | 92.1 | 99.79 | 18.96 | 0.9329 | 4000 | 69.8
PH8EKKHG | Alphalite Inc. | Alphalite | HBX-80/40K | Indoor Luminaires | High-Bay | Low-Bay Luminaires for Commercial and Industrial Buildings | Standard | FALSE | [9 empty] | 42122 |  |  | NotYetVerified |  | 3 | 6909.9 | 89.23 | 77.44 | 12.7 | 0.9317 | 4000 | 69.8
PJ2GHK6Q | Alphalite Inc. | Alphalite | HBX-150/35K | Indoor Luminaires | High-Bay | High-Bay Luminaires for Commercial and Industrial Buildings | Standard | FALSE | [9 empty] | 42122 |  |  | NotYetVerified |  | 3 | 13337 | 89.41 | 149.2 | 12.31 | 0.9303 | 3500 | 70.3
PYP6WN94 | Alphalite Inc. | Alphalite | HBX-120/35K | Indoor Luminaires | High-Bay | High-Bay Luminaires for Commercial and Industrial Buildings | Standard | FALSE | [9 empty] | 42122 |  |  | NotYetVerified |  | 3 | 11332 | 92.82 | 122.1 | 18.88 | 0.9351 | 3500 | 70.2
PJB6XNSD | Alphalite Inc. | Alphalite | HBX-100/35K | Indoor Luminaires | High-Bay | High-Bay Luminaires for Commercial and Industrial Buildings | Standard | FALSE | [9 empty] | 42122 |  |  | NotYetVerified |  | 3 | 9190.8 | 92.1 | 99.79 | 18.96 | 0.9329 | 3500 | 69.8
PQ82PPDN | Alphalite Inc. | Alphalite | HBX-80/35K | Indoor Luminaires | High-Bay | Low-Bay Luminaires for Commercial and Industrial Buildings | Standard | FALSE | [9 empty] | 42122 |  |  | NotYetVerified |  | 3 | 6909.9 | 89.23 | 77.44 | 12.7 | 0.9317 | 3500 | 69.8
P1371FGB | Kadium Lighting Inc | Kadium Lighting | K-HB-220W-5K | Indoor Luminaires | High-Bay | High-Bay Luminaires for Commercial and Industrial Buildings | Standard | FALSE | [9 empty] | 42122 |  |  | NotYetVerified |  | 3 | 18128 | 85.61 | 212 |  | 0.93 | 5000 | 82
P53Z4MBE | Kadium Lighting Inc | Kadium Lighting | K-HB-165W-5K | Indoor Luminaires | High-Bay | High-Bay Luminaires for Commercial and Industrial Buildings | Standard | FALSE | [9 empty] | 42122 |  |  | NotYetVerified |  | 3 | 14866 | 91.56 | 162 |  | 0.92 | 5000 | 82
P85FZ5C6 | Kadium Lighting Inc | Kadium Lighting | K-HB-110W-5K | Indoor Luminaires | High-Bay | High-Bay Luminaires for Commercial and Industrial Buildings | Standard | FALSE | [9 empty] | 42122 |  |  | NotYetVerified |  | 3 | 9068 | 82.34 | 110 |  | 0.92 | 5000 | 82
PR9JPSTE | StarTek Lighting America | StarTek Lighting America LLC | SSP-60-50K-PD-XX-XX-AD-U-XX | Indoor Luminaires | High-Bay | Low-Bay Luminaires for Commercial and Industrial Buildings | Standard | FALSE | [9 empty] | 42122 |  |  | NotYetVerified |  | 3 | 7580 | 119 | 63.7 | 14.68 | 0.973 | 5083 | 85.9
PGU8T2YE | StarTek Lighting America | StarTek Lighting America LLC | SSP-60-50K-PD-XX-XX-ND-U-XX | Indoor Luminaires | High-Bay | Low-Bay Luminaires for Commercial and Industrial Buildings | Standard | FALSE | [9 empty] | 42122 |  |  | NotYetVerified |  | 3 | 7580 | 119 | 63.7 | 14.68 | 0.973 | 5083 | 85.9
P27Q1E4A | StarTek Lighting America | StarTek Lighting America LLC | SSP-60-40K-PD-XX-XX-AD-U-XX | Indoor Luminaires | High-Bay | Low-Bay Luminaires for Commercial and Industrial Buildings | Standard | FALSE | [9 empty] | 42122 |  |  | NotYetVerified |  | 3 | 7392 | 117.2 | 63.09 | 14.8 | 0.973 | 3972 | 84.6
P6VP1EQW | Globalux Lighting | GlobaLux | LPHB-411-140-MVD-857 | Indoor Luminaires | High-Bay | High-Bay Luminaires for Commercial and Industrial Buildings | Standard | FALSE | [9 empty] | 42122 |  |  | NotYetVerified |  | 3 | 14080 | 100.57 | 140 | 2.8 | 0.985 | 5700 | 83
PG5RTK29 | Globalux Lighting | GlobaLux | LPHB-411-140-MVD-850 | Indoor Luminaires | High-Bay | High-Bay Luminaires for Commercial and Industrial Buildings | Standard | FALSE | [9 empty] | 42122 |  |  | NotYetVerified |  | 3 | 14080 | 100.57 | 140 | 2.8 | 0.985 | 5000 | 83
PP2TKCAC | Globalux Lighting | GlobaLux | LPHB-411-140-MVD-845 | Indoor Luminaires | High-Bay | High-Bay Luminaires for Commercial and Industrial Buildings | Standard | FALSE | [9 empty] | 42122 |  |  | NotYetVerified |  | 3 | 14080 | 100.57 | 140 | 2.8 | 0.985 | 4500 | 83
P2CS9GEC | StarTek Lighting America | StarTek Lighting America LLC | SP-W-8-40K-XX-XX-XX-XX-ND-U-XX | Indoor Luminaires | High-Bay | High-Bay Luminaires for Commercial and Industrial Buildings | Standard | TRUE | 10998 | 131.7 | 83.5 | 8.6 | 0.984 | 3992 | 82.1 | 5 | 60000 | 42121 |  |  | NotYetVerified |  | 3
P86M51YG | Shenzhen Bbier Lighting Co. Ltd | BBIER | BB-CSD-025(3500K) | Indoor Luminaires | High-Bay | High-Bay Luminaires for Commercial and Industrial Buildings | Standard | TRUE | 12123 | 102.13 | 118.7 | 13.77 | 0.9293 | 3335 | 85.5 | 5 | 50000 | 42121 |  |  | NotYetVerified |  | 3 | 12123 | 102.13 | 118.7 | 13.77 | 0.9293 | 3500 | 85.5
P3GEPF9W | StarTek Lighting America | StarTek Lighting America LLC | SP-W-8-50K-XX-XX-XX-XX-ND-U-XX | Indoor Luminaires | High-Bay | High-Bay Luminaires for Commercial and Industrial Buildings | Standard | FALSE | [9 empty] | 42121 |  |  | NotYetVerified |  | 3 | 11374 | 138.8 | 81.96 | 8.46 | 0.984 | 4920 | 84
PBWS6XMD | StarTek Lighting America | StarTek Lighting America LLC | SP-W-8-50K-XX-XX-XX-XX-AD-U-XX | Indoor Luminaires | High-Bay | High-Bay Luminaires for Commercial and Industrial Buildings | Standard | FALSE | [9 empty] | 42121 |  |  | NotYetVerified |  | 3 | 11374 | 138.8 | 81.96 | 8.46 | 0.984 | 4920 | 84
P5ZHXGTE | StarTek Lighting America | StarTek Lighting America LLC | SP-W-8-40K-XX-XX-XX-XX-AD-U-XX | Indoor Luminaires | High-Bay | High-Bay Luminaires for Commercial and Industrial Buildings | Standard | FALSE | [9 empty] | 42121 |  |  | NotYetVerified |  | 3 | 10998 | 131.7 | 83.5 | 8.6 | 0.984 | 3992 | 82.1
PZ9N5TSJ | Shenzhen Bbier Lighting Co. Ltd | BBIER | BB-CSD-025(5700K) | Indoor Luminaires | High-Bay | High-Bay Luminaires for Commercial and Industrial Buildings | Standard | FALSE | [9 empty] | 42121 |  |  | NotYetVerified |  | 3 | 12686 | 107.97 | 117.5 | 14.52 | 0.9281 | 5700 | 85.1
PFETMERE | Shenzhen Bbier Lighting Co. Ltd | BBIER | BB-CSD-025(5000K) | Indoor Luminaires | High-Bay | High-Bay Luminaires for Commercial and Industrial Buildings | Standard | FALSE | [9 empty] | 42121 |  |  | NotYetVerified |  | 3 | 12123 | 102.13 | 118.7 | 13.77 | 0.9293 | 5000 | 85.5
PNJ2QFE5 | Shenzhen Bbier Lighting Co. Ltd | BBIER | BB-CSD-025(4500K) | Indoor Luminaires | High-Bay | High-Bay Luminaires for Commercial and Industrial Buildings | Standard | FALSE | [9 empty] | 42121 |  |  | NotYetVerified |  | 3 | 12123 | 102.13 | 118.7 | 13.77 | 0.9293 | 4500 | 85.5
P8CT2AC2 | Shenzhen Bbier Lighting Co. Ltd | BBIER | BB-CSD-025(4000K) | Indoor Luminaires | High-Bay | High-Bay Luminaires for Commercial and Industrial Buildings | Standard | FALSE | [9 empty] | 42121 |  |  | NotYetVerified |  | 3 | 12123 | 102.13 | 118.7 | 13.77 | 0.9293 | 4000 | 85.5
PY973SYS | Lumenor Energy Services LLC | Lumenor Energy Services | LES-CNPY-25-2B-60W-3K-170D | Indoor Luminaires | High-Bay | Low-Bay Luminaires for Commercial and Industrial Buildings | Standard | TRUE | 4882 | 85.71 | 56.96 | 14.85 | 0.9631 | 3186 | 73 | 5 |  | 42118 |  |  | NotYetVerified |  | 3 | 4882 |  | 60 |  |  | 3000
PA9Y4S7ZY | Ringdale ActiveLED | ActiveLED | HR24U-S-T50144-WH | Indoor Luminaires | High-Bay | High-Bay Luminaires for Commercial and Industrial Buildings | Standard | TRUE | 12852 | 86 | 149.5 | 19.79 | 0.957 | 4960 | 68 | 5 | 36000 | 42118 |  |  | NotYetVerified |  | 3 | 12852 | 86 | 150 | 20 | 0.95 | 5000
P9M3WUHR | Lumenor Energy Services LLC | Lumenor Energy Services | LES-HB-09-4B-120W-3K-RackB | Indoor Luminaires | High-Bay | High-Bay Aisle Luminaires | Standard | TRUE | 11604 | 96.6 | 120.1 | 11.67 | 0.9378 | 3146 | 73.5 | 5 | 50000 | 42118 |  |  | NotYetVerified |  | 3 |  |  | 120 |  |  | 3000
P36PCQSY | Lumenor Energy Services LLC | Lumenor Energy Services | LES-CNPY-25-3B-100W-3K-170D | Indoor Luminaires | High-Bay | Low-Bay Luminaires for Commercial and Industrial Buildings | Standard | TRUE | 8494 | 85.94 | 98.84 | 14.61 | 0.9371 | 3206 | 73 | 5 |  | 42118 |  |  | NotYetVerified |  | 3 | 8494 |  | 100 |  |  | 3000
PZBYBQNZW | Guangdong Mason Technologies Co. Ltd. | masonled | MS-SP-240W-040 | Indoor Luminaires | High-Bay | High-Bay Luminaires for Commercial and Industrial Buildings | Standard | TRUE | 25775.3 | 109.2 | 236.1 | 20.53 | 0.936 | 5135 | 84.6 | 5 | 50000 | 42118 |  |  | NotYetVerified |  | 3 | 25200 | 105 | 240 | 20 | 0.9 | 5300 | 80
PG5WK2MT | Lumenor Energy Services LLC | Lumenor Energy Services | LES-CNPY-25-4B-120W-3K-170D | Indoor Luminaires | High-Bay | High-Bay Luminaires for Commercial and Industrial Buildings | Standard | TRUE | 10581 | 87.85 | 120.4 | 12.42 | 0.935 | 3194 | 73 | 5 |  | 42118 |  |  | NotYetVerified |  | 3 | 10581 |  | 120 |  |  | 3000
PAEJ7AMV | Lumenor Energy Services LLC | Lumenor Energy Services | LES-CNPY-25-5B-150W-3K-170D | Indoor Luminaires | High-Bay | High-Bay Luminaires for Commercial and Industrial Buildings | Standard | TRUE | 13028 | 86.69 | 150.3 | 14.91 | 0.9113 | 3193 | 73 | 5 |  | 42118 |  |  | NotYetVerified |  | 3 | 13028 |  | 150 |  |  | 3000
PETZTX8B | Lumenor Energy Services LLC | Lumenor Energy Services | LES-CNPY-25-6B-200W-3K-170D | Indoor Luminaires | High-Bay | High-Bay Luminaires for Commercial and Industrial Buildings | Standard | TRUE | 16808 | 85.52 | 196.5 | 14.91 | 0.8788 | 3213 | 73 | 5 |  | 42118 |  |  | NotYetVerified |  | 3 | 16808 |  | 200 |  |  | 3000
PFA37CC7 | Lumenor Energy Services LLC | Lumenor Energy Services | LES-HB-09-4B-120W-45K-RackB | Indoor Luminaires | High-Bay | High-Bay Aisle Luminaires | Standard | FALSE | [9 empty] | 42118 |  |  | NotYetVerified |  | 3 | 11604 | 109.36 | 120 |  |  | 4500 | 73.5
PP83B559 | Lumenor Energy Services LLC | Lumenor Energy Services | LES-HB-09-4B-120W-4K-RackB | Indoor Luminaires | High-Bay | High-Bay Aisle Luminaires | Standard | FALSE | [9 empty] | 42118 |  |  | NotYetVerified |  | 3 | 11604 | 96.6 | 120 |  |  | 4000 | 73.5
PPQ371XQ | Lumenor Energy Services LLC | Lumenor Energy Services | LES-HB-09-4B-120W-35K-RackB | Indoor Luminaires | High-Bay | High-Bay Aisle Luminaires | Standard | FALSE | [9 empty] | 42118 |  |  | NotYetVerified |  | 3 | 13014.5 | 109.36 | 120 |  |  | 3500 | 73.5
PC84RMNA | BJ Take Inc. | BJ Take | BLH-2'-8L-835ULT-UNV-L19 | Indoor Luminaires | High-Bay | Low-Bay Luminaires for Commercial and Industrial Buildings | Standard | TRUE | 6167 | 81.15 | 74.78 | 10.57 | 0.98 | 3577 | 85 | 5 | 50000 | 42117 |  |  | NotYetVerified |  | 3 | 6735 | 88.86 | 75.79 | 5.06 | 0.998 | 3577 | 84.8
PJY5XZ63 | Unity Opto Technology Co. Ltd. | UNi | MPS-HB506070-0B1 | Indoor Luminaires | High-Bay | Low-Bay Luminaires for Commercial and Industrial Buildings | Standard | TRUE | 6776.88 | 96.18 | 70.46 | 10.25 | 0.979 | 4978 | 81 | 5 | 50000 | 42117 |  |  | NotYetVerified |  | 3 | 6650 | 100 | 70 | 25 | 0.95 | 5000 | 80
PNNR46DQ | Unity Opto Technology Co. Ltd. | UNi | MPS-HB306070-0B1 | Indoor Luminaires | High-Bay | Low-Bay Luminaires for Commercial and Industrial Buildings | Standard | TRUE | 6776.88 | 96.18 | 70.46 | 10.25 | 0.979 | 4978 | 81 | 5 | 50000 | 42117 |  |  | NotYetVerified |  | 3 | 6000 | 90 | 70 | 25 | 0.95 | 3000 | 80
PAU9YA4K | BJ Take Inc. | BJ Take | BLH-2'-8L-850ULT-UNV-L25 | Indoor Luminaires | High-Bay | Low-Bay Luminaires for Commercial and Industrial Buildings | Standard | TRUE | 7494 | 99.93 | 74.99 |  |  | 5011 | 83 | 5 | 50000 | 42117 |  |  | NotYetVerified |  | 3 | 7683 | 102.4 | 75.01 | 5.55 | 0.998 | 5011 | 82.7
PEUBB5AB | Unity Opto Technology Co. Ltd. | UNi | MPS-HB406070-0B1 | Indoor Luminaires | High-Bay | Low-Bay Luminaires for Commercial and Industrial Buildings | Standard | FALSE | [9 empty] | 42117 |  |  | NotYetVerified |  | 3 | 6320 | 95 | 70 | 25 | 0.95 | 4000 | 80
PERQD4HJ | BJ Take Inc. | BJ Take | BLH-2'-8L-850ULT-UNV-L0 | Indoor Luminaires | High-Bay | Low-Bay Luminaires for Commercial and Industrial Buildings | Standard | FALSE | [9 empty] | 42117 | Dimmable | Continuous Below 10 | NotYetVerified |  | 3 | 9322 | 124.2 | 75.07 | 4.87 | 0.998 | 5035 | 81.9
PABN4F2T | BJ Take Inc. | BJ Take | BLH-2'-8L-850ULT-UNV-L19 | Indoor Luminaires | High-Bay | Low-Bay Luminaires for Commercial and Industrial Buildings | Standard | FALSE | [9 empty] | 42117 | Dimmable | Continuous Below 10 | NotYetVerified |  | 3 | 7228 | 96.38 | 75 | 5 | 0.998 | 5000 | 82
PN698QSB | BJ Take Inc. | BJ Take | BLH-2'-8L-840ULT-UNV-L0 | Indoor Luminaires | High-Bay | Low-Bay Luminaires for Commercial and Industrial Buildings | Standard | FALSE | [9 empty] | 42117 | Dimmable | Continuous Below 10 | NotYetVerified |  | 3 | 8940 | 119.2 | 75 | 5 | 0.998 | 4000 | 84
PB4S6686 | BJ Take Inc. | BJ Take | BLH-2'-8L-840ULT-UNV-L25 | Indoor Luminaires | High-Bay | Low-Bay Luminaires for Commercial and Industrial Buildings | Standard | FALSE | [9 empty] | 42117 | Dimmable | Continuous Below 10 | NotYetVerified |  | 3 | 7368 | 98.24 | 75 | 5 | 0.998 | 4000 | 84
PQXPV1QE | BJ Take Inc. | BJ Take | BLH-2'-8L-840ULT-UNV-L19 | Indoor Luminaires | High-Bay | Low-Bay Luminaires for Commercial and Industrial Buildings | Standard | FALSE | [9 empty] | 42117 | Dimmable | Continuous Below 10 | NotYetVerified |  | 3 | 6894 | 91.92 | 75 | 5 | 0.998 | 4000 | 84
PFZNEABZ | BJ Take Inc. | BJ Take | BLH-2'-8L-835ULT-UNV-L25 | Indoor Luminaires | High-Bay | Low-Bay Luminaires for Commercial and Industrial Buildings | Standard | FALSE | [9 empty] | 42117 | Dimmable | Continuous Below 10 | NotYetVerified |  | 3 | 7198 | 94.77 | 75.95 | 5.07 | 0.998 | 3530 | 84.3
P2TFKV52 | BJ Take Inc. | BJ Take | BLH-2'-8L-835ULT-UNV-L0 | Indoor Luminaires | High-Bay | Low-Bay Luminaires for Commercial and Industrial Buildings | Standard | FALSE | [9 empty] | 42117 | Dimmable | Continuous Below 10 | NotYetVerified |  | 3 | 7819 | 104.26 | 75 | 5 | 0.998 | 3500 | 84
PGQYVMSV | Unity Opto Technology Co. Ltd. | UNi | MPS-HB306100-0B1 | Indoor Luminaires | High-Bay | High-Bay Luminaires for Commercial and Industrial Buildings | Standard | TRUE | 10586.8 | 100.74 | 105.78 | 12.24 | 0.947 | 2988 | 85 | 5 | 50000 | 42116 |  |  | NotYetVerified |  | 3 | 9200 | 92 | 100 | 15 | 0.97 | 3000 | 80
PSTAP3H8 | Unity Opto Technology Co. Ltd. | UNi | MPS-HB306165-0B1 | Indoor Luminaires | High-Bay | High-Bay Luminaires for Commercial and Industrial Buildings | Standard | TRUE | 15652.01 | 88.71 | 176.44 | 13.01 | 0.935 | 3091 | 84 | 5 | 50000 | 42116 |  |  | NotYetVerified |  | 3 | 14030 | 85 | 165 | 15 | 0.97 | 3000 | 80
P5T48544 | Shenzhen Kingliming Technology Limited | KING | KING-HHB120W | Indoor Luminaires | High-Bay | High-Bay Luminaires for Commercial and Industrial Buildings | Standard | TRUE | 10813.38 | 91.26 | 118.49 | 14.9 | 0.927 | 4985 | 74.9 | 5 | 35000 | 42116 |  |  | NotYetVerified |  | 3 |  | 85 | 120 |  | 0.95 | 5000 | 75
PR57U7PU | Unity Opto Technology Co. Ltd. | UNi | MPS-HB506165-0B1 | Indoor Luminaires | High-Bay | High-Bay Luminaires for Commercial and Industrial Buildings | Standard | FALSE | [9 empty] | 42116 |  |  | NotYetVerified |  | 3 | 15680 | 95 | 165 | 15 | 0.97 | 5000 | 80
PMRKBM8P | Unity Opto Technology Co. Ltd. | UNi | MPS-HB506100-0B1 | Indoor Luminaires | High-Bay | High-Bay Luminaires for Commercial and Industrial Buildings | Standard | FALSE | [9 empty] | 42116 |  |  | NotYetVerified |  | 3 | 10200 | 102 | 100 | 15 | 0.97 | 5000 | 80
P3QMPRBW | Unity Opto Technology Co. Ltd. | UNi | MPS-HB406165-0B1 | Indoor Luminaires | High-Bay | High-Bay Luminaires for Commercial and Industrial Buildings | Standard | FALSE | [9 empty] | 42116 |  |  | NotYetVerified |  | 3 | 14850 | 90 | 165 | 15 | 0.97 | 4000 | 80
PBKNNXX7 | Unity Opto Technology Co. Ltd. | UNi | MPS-HB406100-0B1 | Indoor Luminaires | High-Bay | High-Bay Luminaires for Commercial and Industrial Buildings | Standard | FALSE | [9 empty] | 42116 |  |  | NotYetVerified |  | 3 | 9700 | 97 | 100 | 15 | 0.97 | 4000 | 80
PGSD3N6W | Visioneering Corp | Visioneering Corp | LHBC248-LED840K320LXXX[UNV 347]-P82W1[All Emergency Packaging and Wiring Options] | Indoor Luminaires | High-Bay | High-Bay Luminaires for Commercial and Industrial Buildings | Standard | TRUE | 27858 | 94 | 296.31 | 5.3 | 0.9983 | 4082 | 83.55 | 5 | 50000 | 42115 |  |  | NotYetVerified |  | 3 | 27858 | 94 | 297 | 10.4 | 0.98 | 4082 | 83
P67U56PP | Visioneering Corp | Visioneering | LHBC224-LED850K120LXXX-P82[All Emergency Packaging and Wiring Options Only] | Indoor Luminaires | High-Bay | High-Bay Luminaires for Commercial and Industrial Buildings | Premium | TRUE | 10794 | 126.9 | 85.03 | 7.66 | 0.984 | 5034 | 83.22 | 5 | 50000 | 42115 |  |  | Yes |  | 4 | 10794 | 126.9 | 85.03 | 10.64 | 0.98 | 5000 | 80
P3WP1M7J | Visioneering Corp | Visioneering Corp | LHBC224-LED840K120LXXX[UNV 347]-P82W1[All Emergency Packaging and Wiring Options] | Indoor Luminaires | High-Bay | High-Bay Luminaires for Commercial and Industrial Buildings | Standard | TRUE | 9944 | 104.9 | 94.82 | 10.31 | 0.9834 | 4055 | 83.56 | 5 | 50000 | 42115 |  |  | NotYetVerified |  | 3 | 9944 | 105 | 95 | 10.4 | 0.98 | 4055 | 83
PHYNXM8A | Texas Fluorescents | Texas Fluorescents | HBI12L110W11000LM23MV40KWH | Indoor Luminaires | High-Bay | High-Bay Luminaires for Commercial and Industrial Buildings | Standard | TRUE | 10836.9 | 95.24 | 113.78 | 7.71 | 0.979 | 3866 | 83.6 | 5 | 50000 | 42115 |  |  | NotYetVerified |  | 3 | 11550 | 105 | 110 | 20 | 0.9 | 4000 | 80
PHNE8SJ8 | Texas Fluorescents | Texas Fluorescents | HBI24L230W22000LM23MV40KWH | Indoor Luminaires | High-Bay | High-Bay Luminaires for Commercial and Industrial Buildings | Standard | TRUE | 21986.43 | 97.01 | 226.64 | 7.38 | 0.979 | 3914 | 84.1 | 5 | 50000 | 42115 |  |  | NotYetVerified |  | 3 | 21986.43 | 97.01 | 226.64 | 7.38 | 0.996 | 3914 | 84
PW3B8H56 | Texas Fluorescents | Texas Fluorescents | HBI22L170W16400LM23MV40KWH | Indoor Luminaires | High-Bay | High-Bay Luminaires for Commercial and Industrial Buildings | Standard | TRUE | 16328.42 | 95.09 | 171.72 | 7.36 | 0.979 | 3899 | 84 | 5 | 50000 | 42115 |  |  | NotYetVerified |  | 3 | 16328.42 | 95.09 | 171.72 | 7.36 | 0.996 | 3899 | 84
P25J2UMD | SmartCity US Inc. | SmartCity US | SCUS-HB30W27-50K | Indoor Luminaires | High-Bay | High-Bay Luminaires for Commercial and Industrial Buildings | Standard | TRUE | 27185.7 | 90.586 | 300.11 | 8.57 | 0.9608 | 4989 | 75.4 | 5 | 50000 | 42115 |  |  | NotYetVerified |  | 3 | 27193 |  | 300 |  | 0.95 | 5000 | 75
PKWZQ8UC | SmartCity US Inc. | SmartCity US | SCUS-HB15W27-50K | Indoor Luminaires | High-Bay | High-Bay Luminaires for Commercial and Industrial Buildings | Standard | TRUE | 14215.282 | 94.567 | 150.32 | 8.85 | 0.928 | 4837 | 73.9 | 5 | 50000 | 42115 |  |  | NotYetVerified |  | 3 | 14413 |  | 150 |  | 0.95 | 5000 | 75
PHX15VVB | SmartCity US Inc. | SmartCity US | SCUS-LB06W27-50K | Indoor Luminaires | High-Bay | Low-Bay Luminaires for Commercial and Industrial Buildings | Standard | TRUE | 5311.39 | 94.26 | 56.16 | 16.07 | 0.909 | 5172 | 85.9 | 5 | 50000 | 42115 |  |  | NotYetVerified |  | 3 | 5311 | 95 | 56 |  | 0.9 | 5000 | 86
PCTM37TV | Visioneering Corp | Visioneering Corp | LHBC248-LED850K320LXXX[UNV 347]-[All Emergency Packaging and Wiring Options] | Indoor Luminaires | High-Bay | High-Bay Luminaires for Commercial and Industrial Buildings | Standard | FALSE | [9 empty] | 42115 |  |  | NotYetVerified |  | 3 | 35948 | 121 | 297 | 10.4 | 0.98 | 5000 | 83
PSNASZVZ | Visioneering Corp | Visioneering Corp | LHBC248-LED850K320LXXX[UNV 347]-W1[All Emergency Packaging and Wiring Options] | Indoor Luminaires | High-Bay | High-Bay Luminaires for Commercial and Industrial Buildings | Standard | FALSE | [9 empty] | 42115 |  |  | NotYetVerified |  | 3 | 32713 | 110 | 297 | 10.4 | 0.98 | 5000 | 83
PM36W4U8 | Visioneering Corp | Visioneering Corp | LHBC248-LED850K320LXXX[UNV 347]-P05[All Emergency Packaging and Wiring Options] | Indoor Luminaires | High-Bay | High-Bay Luminaires for Commercial and Industrial Buildings | Standard | FALSE | [9 empty] | 42115 |  |  | NotYetVerified |  | 3 | 32712 | 110 | 297 | 10.4 | 0.98 | 5000 | 83
PFR94MW1 | Visioneering Corp | Visioneering Corp | LHBC248-LED850K320LXXX[UNV 347]-P07[All Emergency Packaging and Wiring Options] | Indoor Luminaires | High-Bay | High-Bay Luminaires for Commercial and Industrial Buildings | Standard | FALSE | [9 empty] | 42115 |  |  | NotYetVerified |  | 3 | 32712 | 110 | 297 | 10.4 | 0.98 | 5000 | 83
P3V9ZA7U | Visioneering Corp | Visioneering Corp | LHBC248-LED850K320LXXX[UNV 347]-P82[All Emergency Packaging and Wiring Options] | Indoor Luminaires | High-Bay | High-Bay Luminaires for Commercial and Industrial Buildings | Standard | FALSE | [9 empty] | 42115 |  |  | NotYetVerified |  | 3 | 31597 | 106 | 297 | 10.4 | 0.98 | 5000 | 83
PCC1V9WK | Visioneering Corp | Visioneering Corp | LHBC248-LED850K320LXXX[UNV 347]-P05W1[All Emergency Packaging and Wiring Options] | Indoor Luminaires | High-Bay | High-Bay Luminaires for Commercial and Industrial Buildings | Standard | FALSE | [9 empty] | 42115 |  |  | NotYetVerified |  | 3 | 29768 | 100 | 297 | 10.4 | 0.98 | 5000 | 83
PBB436GP | Visioneering Corp | Visioneering Corp | LHBC248-LED850K320LXXX[UNV 347]-P07W1[All Emergency Packaging and Wiring Options] | Indoor Luminaires | High-Bay | High-Bay Luminaires for Commercial and Industrial Buildings | Standard | FALSE | [9 empty] | 42115 |  |  | NotYetVerified |  | 3 | 29768 | 100 | 297 | 10.4 | 0.98 | 5000 | 83
P5E8JCMU | Visioneering Corp | Visioneering Corp | LHBC248-LED850K320LXXX[UNV 347]-P82W1[All Emergency Packaging and Wiring Options] | Indoor Luminaires | High-Bay | High-Bay Luminaires for Commercial and Industrial Buildings | Standard | FALSE | [9 empty] | 42115 |  |  | NotYetVerified |  | 3 | 28753 | 97 | 297 | 10.4 | 0.98 | 5000 | 83
PGS6NQU3 | Visioneering Corp | Visioneering Corp | LHBC248-LED850K240LXXX[UNV 347]-W1[All Emergency Packaging and Wiring Options] | Indoor Luminaires | High-Bay | High-Bay Luminaires for Commercial and Industrial Buildings | Standard | FALSE | [9 empty] | 42115 |  |  | NotYetVerified |  | 3 | 23367 | 123 | 190 | 10.4 | 0.98 | 5000 | 83
PVW6DM1R | Visioneering Corp | Visioneering Corp | LHBC248-LED850K240LXXX[UNV 347]-P07W1[All Emergency Packaging and Wiring Options] | Indoor Luminaires | High-Bay | High-Bay Luminaires for Commercial and Industrial Buildings | Standard | FALSE | [9 empty] | 42115 |  |  | NotYetVerified |  | 3 | 21264 | 112 | 190 | 10.4 | 0.98 | 5000 | 83
PRP9WRJE | Visioneering Corp | Visioneering Corp | LHBC248-LED850K240LXXX[UNV 347]-P05W1[All Emergency Packaging and Wiring Options] | Indoor Luminaires | High-Bay | High-Bay Luminaires for Commercial and Industrial Buildings | Standard | FALSE | [9 empty] | 42115 |  |  | NotYetVerified |  | 3 | 21264 | 112 | 190 | 10.4 | 0.98 | 5000 | 83
PV9TN74H | Visioneering Corp | Visioneering Corp | LHBC248-LED850K240LXXX[UNV 347]-P82W1[All Emergency Packaging and Wiring Options] | Indoor Luminaires | High-Bay | High-Bay Luminaires for Commercial and Industrial Buildings | Standard | FALSE | [9 empty] | 42115 |  |  | NotYetVerified |  | 3 | 20537 | 108 | 190 | 10.4 | 0.98 | 5000 | 83
PV61XR45 | Visioneering Corp | Visioneering Corp | LHBC224-LED850K160LXXX[UNV 347]-[All Emergency Packaging and Wiring Options] | Indoor Luminaires | High-Bay | High-Bay Luminaires for Commercial and Industrial Buildings | Standard | FALSE | [9 empty] | 42115 |  |  | NotYetVerified |  | 3 | 17729 | 121 | 147 | 10.4 | 0.98 | 5000 | 83
PSMVQUJJ | Visioneering Corp | Visioneering Corp | LHBC224-LED850K160LXXX[UNV 347]-W1[All Emergency Packaging and Wiring Options] | Indoor Luminaires | High-Bay | High-Bay Luminaires for Commercial and Industrial Buildings | Standard | FALSE | [9 empty] | 42115 |  |  | NotYetVerified |  | 3 | 16133 | 110 | 147 | 10.4 | 0.98 | 5000 | 83
PPTCUMQ1 | Visioneering Corp | Visioneering Corp | LHBC224-LED850K160LXXX[UNV 347]-P05[All Emergency Packaging and Wiring Options] | Indoor Luminaires | High-Bay | High-Bay Luminaires for Commercial and Industrial Buildings | Standard | FALSE | [9 empty] | 42115 |  |  | NotYetVerified |  | 3 | 16132 | 110 | 147 | 10.4 | 0.98 | 5000 | 83
P4S9CAKP | Visioneering Corp | Visioneering Corp | LHBC224-LED850K160LXXX[UNV 347]-P07[All Emergency Packaging and Wiring Options] | Indoor Luminaires | High-Bay | High-Bay Luminaires for Commercial and Industrial Buildings | Standard | FALSE | [9 empty] | 42115 |  |  | NotYetVerified |  | 3 | 16132 | 110 | 147 | 10.4 | 0.98 | 5000 | 83
PYH9VNV1 | Visioneering Corp | Visioneering Corp | LHBC224-LED850K160LXXX[UNV 347]-P82[All Emergency Packaging and Wiring Options] | Indoor Luminaires | High-Bay | High-Bay Luminaires for Commercial and Industrial Buildings | Standard | FALSE | [9 empty] | 42115 |  |  | NotYetVerified |  | 3 | 15583 | 106 | 147 | 10.4 | 0.98 | 5000 | 83
PSACEWQ6 | Visioneering Corp | Visioneering Corp | LHBC224-LED850K160LXXX[UNV 347]-P05W1[All Emergency Packaging and Wiring Options] | Indoor Luminaires | High-Bay | High-Bay Luminaires for Commercial and Industrial Buildings | Standard | FALSE | [9 empty] | 42115 |  |  | NotYetVerified |  | 3 | 14680 | 100 | 147 | 10.4 | 0.98 | 5000 | 83
P5KBC5PN | Visioneering Corp | Visioneering Corp | LHBC224-LED850K160LXXX[UNV 347]-P07W1[All Emergency Packaging and Wiring Options] | Indoor Luminaires | High-Bay | High-Bay Luminaires for Commercial and Industrial Buildings | Standard | FALSE | [9 empty] | 42115 |  |  | NotYetVerified |  | 3 | 14680 | 100 | 147 | 10.4 | 0.98 | 5000 | 83
PEDDUG51 | Visioneering Corp | Visioneering Corp | LHBC224-LED850K160LXXX[UNV 347]-P82W1[All Emergency Packaging and Wiring Options] | Indoor Luminaires | High-Bay | High-Bay Luminaires for Commercial and Industrial Buildings | Standard | FALSE | [9 empty] | 42115 |  |  | NotYetVerified |  | 3 | 14181 | 96 | 147 | 10.4 | 0.98 | 5000 | 83
P7MC7VA7 | Visioneering Corp | Visioneering Corp | LHBC224-LED850K120LXXX[UNV 347]-W1[All Emergency Packaging and Wiring Options] | Indoor Luminaires | High-Bay | High-Bay Luminaires for Commercial and Industrial Buildings | Standard | FALSE | [9 empty] | 42115 |  |  | NotYetVerified |  | 3 | 11678 | 123 | 95 | 10.4 | 0.98 | 5000 | 83
P95W6541 | Visioneering Corp | Visioneering Corp | LHBC224-LED850K120LXXX[UNV 347]-P07W1[All Emergency Packaging and Wiring Options] | Indoor Luminaires | High-Bay | High-Bay Luminaires for Commercial and Industrial Buildings | Standard | FALSE | [9 empty] | 42115 |  |  | NotYetVerified |  | 3 | 10627 | 112 | 95 | 10.4 | 0.98 | 5000 | 83
P19RKPE4 | Visioneering Corp | Visioneering Corp | LHBC224-LED850K120LXXX[UNV 347]-P05W1[All Emergency Packaging and Wiring Options] | Indoor Luminaires | High-Bay | High-Bay Luminaires for Commercial and Industrial Buildings | Standard | FALSE | [9 empty] | 42115 |  |  | NotYetVerified |  | 3 | 10627 | 112 | 95 | 10.4 | 0.98 | 5000 | 83
PS52NFRX | Visioneering Corp | Visioneering Corp | LHBC224-LED850K120LXXX[UNV 347]-P82W1[All Emergency Packaging and Wiring Options] | Indoor Luminaires | High-Bay | High-Bay Luminaires for Commercial and Industrial Buildings | Standard | FALSE | [9 empty] | 42115 |  |  | NotYetVerified |  | 3 | 10264 | 108 | 95 | 10.4 | 0.98 | 5000 | 83
PX2CCJEF | Visioneering Corp | Visioneering | LHBC248-LED850K240LXXX-[All Emergency Packaging and Wiring Options Only] | Indoor Luminaires | High-Bay | High-Bay Luminaires for Commercial and Industrial Buildings | Premium | FALSE | [9 empty] | 42115 |  |  | Yes |  | 3 | 24284 | 140 | 174 | 10.64 | 0.98 | 5000 | 80
PP9R95MN | Visioneering Corp | Visioneering | LHBC248-LED850K240LXXX-P05[All Emergency Packaging and Wiring Options Only] | Indoor Luminaires | High-Bay | High-Bay Luminaires for Commercial and Industrial Buildings | Premium | FALSE | [9 empty] | 42115 |  |  | Yes |  | 3 | 23677 | 136 | 174 | 10.64 | 0.98 | 5000 | 80
P4AH59J8 | Visioneering Corp | Visioneering | LHBC248-LED850K240LXXX-P07[All Emergency Packaging and Wiring Options Only] | Indoor Luminaires | High-Bay | High-Bay Luminaires for Commercial and Industrial Buildings | Premium | FALSE | [9 empty] | 42115 | Dimmable | Continuous Below 10 | Yes |  | 3 | 22803 | 131 | 174 | 10.64 | 0.98 | 5000 | 80
P9YV1SGX | Visioneering Corp | Visioneering | LHBC248-LED850K240LXXX-P82[All Emergency Packaging and Wiring Options Only] | Indoor Luminaires | High-Bay | High-Bay Luminaires for Commercial and Industrial Buildings | Premium | FALSE | [9 empty] | 42115 | Dimmable | Continuous Below 10 | Yes |  | 3 | 22268 | 128 | 174 | 10.64 | 0.98 | 5000 | 80
PVTRWU4G | Visioneering Corp | Visioneering | LHBC224-LED850K120LXXX-[All Emergency Packaging and Wiring Options Only] | Indoor Luminaires | High-Bay | High-Bay Luminaires for Commercial and Industrial Buildings | Premium | FALSE | [9 empty] | 42115 |  |  | Yes |  | 3 | 11838 | 139.1 | 85.12 | 10.64 | 0.99 | 5000 | 80
P7X71DG1 | Visioneering Corp | Visioneering | LHBC224-LED850K120LXXX-P05[All Emergency Packaging and Wiring Options Only] | Indoor Luminaires | High-Bay | High-Bay Luminaires for Commercial and Industrial Buildings | Premium | FALSE | [9 empty] | 42115 | Dimmable | Continuous Below 10 | Yes |  | 3 | 11542 | 133 | 87 | 10.64 | 0.98 | 5000 | 80
P135SCTR | Visioneering Corp | Visioneering Corp | LHBC224-LED840K160LXXX[UNV 347]-P82W1[All Emergency Packaging and Wiring Options] | Indoor Luminaires | High-Bay | High-Bay Luminaires for Commercial and Industrial Buildings | Standard | FALSE | [9 empty] | 42115 |  |  | NotYetVerified |  | 3 | 13739 | 94 | 147 | 10.4 | 0.98 | 4071 | 83
P4XXDHS4 | Visioneering Corp | Visioneering Corp | LHBC248-LED840K320LXXX[UNV 347]-[All Emergency Packaging and Wiring Options] | Indoor Luminaires | High-Bay | High-Bay Luminaires for Commercial and Industrial Buildings | Standard | FALSE | [9 empty] | 42115 |  |  | NotYetVerified |  | 3 | 34901 | 118 | 297 | 10.4 | 0.98 | 4000 | 83
PH5922F1 | Visioneering Corp | Visioneering Corp | LHBC248-LED840K320LXXX[UNV 347]-P07[All Emergency Packaging and Wiring Options] | Indoor Luminaires | High-Bay | High-Bay Luminaires for Commercial and Industrial Buildings | Standard | FALSE | [9 empty] | 42115 |  |  | NotYetVerified |  | 3 | 31760 | 107 | 297 | 10.4 | 0.98 | 4000 | 83
P6536F8M | Visioneering Corp | Visioneering Corp | LHBC248-LED840K320LXXX[UNV 347]-P05[All Emergency Packaging and Wiring Options] | Indoor Luminaires | High-Bay | High-Bay Luminaires for Commercial and Industrial Buildings | Standard | FALSE | [9 empty] | 42115 |  |  | NotYetVerified |  | 3 | 31760 | 107 | 297 | 10.4 | 0.98 | 4000 | 83
P2M765JT | Visioneering Corp | Visioneering Corp | LHBC248-LED840K320LXXX[UNV 347]-W1[All Emergency Packaging and Wiring Options] | Indoor Luminaires | High-Bay | High-Bay Luminaires for Commercial and Industrial Buildings | Standard | FALSE | [9 empty] | 42115 |  |  | NotYetVerified |  | 3 | 31760 | 107 | 297 | 10.4 | 0.98 | 4000 | 83
PJHVHC8Y | Visioneering Corp | Visioneering Corp | LHBC248-LED840K320LXXX[UNV 347]-P82[All Emergency Packaging and Wiring Options] | Indoor Luminaires | High-Bay | High-Bay Luminaires for Commercial and Industrial Buildings | Standard | FALSE | [9 empty] | 42115 |  |  | NotYetVerified |  | 3 | 30613 | 103 | 297 | 10.4 | 0.98 | 4000 | 83
PJU4KT4H | Visioneering Corp | Visioneering Corp | LHBC248-LED840K320LXXX[UNV 347]-P05W1[All Emergency Packaging and Wiring Options] | Indoor Luminaires | High-Bay | High-Bay Luminaires for Commercial and Industrial Buildings | Standard | FALSE | [9 empty] | 42115 |  |  | NotYetVerified |  | 3 | 28902 | 97 | 297 | 10.4 | 0.98 | 4000 | 83
PFDPPY26 | Visioneering Corp | Visioneering Corp | LHBC248-LED840K320LXXX[UNV 347]-P07W1[All Emergency Packaging and Wiring Options] | Indoor Luminaires | High-Bay | High-Bay Luminaires for Commercial and Industrial Buildings | Standard | FALSE | [9 empty] | 42115 |  |  | NotYetVerified |  | 3 | 28902 | 97 | 297 | 10.4 | 0.98 | 4000 | 83
PZVZEA8W | Visioneering Corp | Visioneering Corp | LHBC248-LED840K240LXXX[UNV 347]-W1[All Emergency Packaging and Wiring Options] | Indoor Luminaires | High-Bay | High-Bay Luminaires for Commercial and Industrial Buildings | Standard | FALSE | [9 empty] | 42115 |  |  | NotYetVerified |  | 3 | 22686 | 119 | 190 | 10.4 | 0.98 | 4000 | 83
PZUDA576 | Visioneering Corp | Visioneering Corp | LHBC248-LED840K240LXXX[UNV 347]-P07W1[All Emergency Packaging and Wiring Options] | Indoor Luminaires | High-Bay | High-Bay Luminaires for Commercial and Industrial Buildings | Standard | FALSE | [9 empty] | 42115 |  |  | NotYetVerified |  | 3 | 20644 | 109 | 190 | 10.4 | 0.98 | 4000 | 83
PZ1QG1CW | Visioneering Corp | Visioneering Corp | LHBC248-LED840K240LXXX[UNV 347]-P05W1[All Emergency Packaging and Wiring Options] | Indoor Luminaires | High-Bay | High-Bay Luminaires for Commercial and Industrial Buildings | Standard | FALSE | [9 empty] | 42115 |  |  | NotYetVerified |  | 3 | 20644 | 109 | 190 | 10.4 | 0.98 | 4000 | 83
PS4PHEDN | Visioneering Corp | Visioneering Corp | LHBC248-LED840K240LXXX[UNV 347]-P82W1[All Emergency Packaging and Wiring Options] | Indoor Luminaires | High-Bay | High-Bay Luminaires for Commercial and Industrial Buildings | Standard | FALSE | [9 empty] | 42115 |  |  | NotYetVerified |  | 3 | 19940 | 105 | 190 | 10.4 | 0.98 | 4000 | 83
PCJPXU5K | Visioneering Corp | Visioneering Corp | LHBC224-LED840K160LXXX[UNV 347]-[All Emergency Packaging and Wiring Options] | Indoor Luminaires | High-Bay | High-Bay Luminaires for Commercial and Industrial Buildings | Standard | FALSE | [9 empty] | 42115 |  |  | NotYetVerified |  | 3 | 17212 | 117 | 147 | 10.4 | 0.98 | 4000 | 83
PSHM5MB4 | Visioneering Corp | Visioneering Corp | LHBC224-LED840K160LXXX[UNV 347]-P07[All Emergency Packaging and Wiring Options] | Indoor Luminaires | High-Bay | High-Bay Luminaires for Commercial and Industrial Buildings | Standard | FALSE | [9 empty] | 42115 |  |  | NotYetVerified |  | 3 | 15663 | 107 | 147 | 10.4 | 0.98 | 4000 | 83
PRSQGHUQ | Visioneering Corp | Visioneering Corp | LHBC224-LED840K160LXXX[UNV 347]-W1[All Emergency Packaging and Wiring Options] | Indoor Luminaires | High-Bay | High-Bay Luminaires for Commercial and Industrial Buildings | Standard | FALSE | [9 empty] | 42115 |  |  | NotYetVerified |  | 3 | 15663 | 107 | 147 | 10.4 | 0.98 | 4000 | 83
P9NPWK9E | Visioneering Corp | Visioneering Corp | LHBC224-LED840K160LXXX[UNV 347]-P05[All Emergency Packaging and Wiring Options] | Indoor Luminaires | High-Bay | High-Bay Luminaires for Commercial and Industrial Buildings | Standard | FALSE | [9 empty] | 42115 |  |  | NotYetVerified |  | 3 | 15663 | 107 | 147 | 10.4 | 0.98 | 4000 | 83
PNBJURTZ | Visioneering Corp | Visioneering Corp | LHBC224-LED840K160LXXX[UNV 347]-P82[All Emergency Packaging and Wiring Options] | Indoor Luminaires | High-Bay | High-Bay Luminaires for Commercial and Industrial Buildings | Standard | FALSE | [9 empty] | 42115 |  |  | NotYetVerified |  | 3 | 15098 | 103 | 147 | 10.4 | 0.98 | 4000 | 83
PDZXJWJ3 | Visioneering Corp | Visioneering Corp | LHBC224-LED840K160LXXX[UNV 347]-P07W1[All Emergency Packaging and Wiring Options] | Indoor Luminaires | High-Bay | High-Bay Luminaires for Commercial and Industrial Buildings | Standard | FALSE | [9 empty] | 42115 |  |  | NotYetVerified |  | 3 | 14254 | 97 | 147 | 10.4 | 0.98 | 4000 | 83
PDAK529M | Visioneering Corp | Visioneering Corp | LHBC224-LED840K160LXXX[UNV 347]-P05W1[All Emergency Packaging and Wiring Options] | Indoor Luminaires | High-Bay | High-Bay Luminaires for Commercial and Industrial Buildings | Standard | FALSE | [9 empty] | 42115 |  |  | NotYetVerified |  | 3 | 14254 | 97 | 147 | 10.4 | 0.98 | 4000 | 83
PQC6FUE3 | Visioneering Corp | Visioneering Corp | LHBC224-LED840K120LXXX[UNV 347]-W1[All Emergency Packaging and Wiring Options] | Indoor Luminaires | High-Bay | High-Bay Luminaires for Commercial and Industrial Buildings | Standard | FALSE | [9 empty] | 42115 |  |  | NotYetVerified |  | 3 | 11338 | 119 | 95 | 10.4 | 0.98 | 4000 | 83
PCEFB8U2 | Visioneering Corp | Visioneering Corp | LHBC224-LED840K120LXXX[UNV 347]-P07[All Emergency Packaging and Wiring Options] | Indoor Luminaires | High-Bay | High-Bay Luminaires for Commercial and Industrial Buildings | Standard | FALSE | [9 empty] | 42115 |  |  | NotYetVerified |  | 3 | 11337 | 119 | 95 | 10.4 | 0.98 | 4000 | 83
PMRDHQ26 | Visioneering Corp | Visioneering Corp | LHBC224-LED840K120LXXX[UNV 347]-P05W1[All Emergency Packaging and Wiring Options] | Indoor Luminaires | High-Bay | High-Bay Luminaires for Commercial and Industrial Buildings | Standard | FALSE | [9 empty] | 42115 |  |  | NotYetVerified |  | 3 | 10317 | 109 | 95 | 10.4 | 0.98 | 4000 | 83
PCDE7X2D | Visioneering Corp | Visioneering Corp | LHBC224-LED840K120LXXX[UNV 347]-P07W1[All Emergency Packaging and Wiring Options] | Indoor Luminaires | High-Bay | High-Bay Luminaires for Commercial and Industrial Buildings | Standard | FALSE | [9 empty] | 42115 |  |  | NotYetVerified |  | 3 | 10317 | 109 | 95 | 10.4 | 0.98 | 4000 | 83
PHEDDNVP | Visioneering Corp | Visioneering | LHBC248-LED840K240LXXX-[All Emergency Packaging and Wiring Options Only] | Indoor Luminaires | High-Bay | High-Bay Luminaires for Commercial and Industrial Buildings | Premium | FALSE | [9 empty] | 42115 |  |  | Yes |  | 3 | 23600 | 136 | 174 | 10.64 | 0.98 | 4000 | 80
PRX85EKD | Visioneering Corp | Visioneering | LHBC248-LED840K240LXXX-P05[All Emergency Packaging and Wiring Options Only] | Indoor Luminaires | High-Bay | High-Bay Luminaires for Commercial and Industrial Buildings | Premium | FALSE | [9 empty] | 42115 |  |  | Yes |  | 3 | 23010 | 132 | 174 | 10.64 | 0.98 | 4000 | 80
P1HM9WDU | Visioneering Corp | Visioneering | LHBC248-LED840K240LXXX-P07[All Emergency Packaging and Wiring Options Only] | Indoor Luminaires | High-Bay | High-Bay Luminaires for Commercial and Industrial Buildings | Premium | FALSE | [9 empty] | 42115 | Dimmable | Continuous Below 10 | Yes |  | 3 | 22160 | 127 | 174 | 10.64 | 0.98 | 4000 | 80
PVKRRHM7 | Visioneering Corp | Visioneering | LHBC248-LED840K240LXXX-P82[All Emergency Packaging and Wiring Options Only] | Indoor Luminaires | High-Bay | High-Bay Luminaires for Commercial and Industrial Buildings | Standard | FALSE | [9 empty] | 42115 |  |  | Yes |  | 3 | 21570 | 124 | 174 | 10.64 | 0.98 | 4000 | 80
P6T39EEG | Visioneering Corp | Visioneering | LHBC224-LED840K120LXXX-P05[All Emergency Packaging and Wiring Options Only] | Indoor Luminaires | High-Bay | High-Bay Luminaires for Commercial and Industrial Buildings | Premium | FALSE | [9 empty] | 42115 | Dimmable | Continuous Below 10 | Yes |  | 3 | 11346 | 130 | 87 | 10.64 | 0.98 | 4000 | 80
PZF5VP9R | Visioneering Corp | Visioneering | LHBC224-LED840K120LXXX-P07[All Emergency Packaging and Wiring Options Only] | Indoor Luminaires | High-Bay | High-Bay Luminaires for Commercial and Industrial Buildings | Standard | FALSE | [9 empty] | 42115 |  |  | Yes |  | 3 | 10927 | 126 | 87 | 10.64 | 0.98 | 4000 | 80
PTT748R8 | Visioneering Corp | Visioneering | LHBC224-LED840K120LXXX-P82[All Emergency Packaging and Wiring Options Only] | Indoor Luminaires | High-Bay | High-Bay Luminaires for Commercial and Industrial Buildings | Standard | FALSE | [9 empty] | 42115 |  |  | Yes |  | 3 | 10659 | 124.2 | 85.8 | 10.64 | 0.98 | 4000 | 80
P7VFHVA4 | Visioneering Corp | Visioneering | LHBC224-LED840K120LXXX-[All Emergency Packaging and Wiring Options Only] | Indoor Luminaires | High-Bay | High-Bay Luminaires for Commercial and Industrial Buildings | Premium | FALSE | [9 empty] | 42115 | Dimmable | Continuous Below 10 | Yes |  | 3 | 11637 | 135.4 | 85.96 | 10.59 | 0.98 | 4000 | 80
P4WST799 | Texas Fluorescents | Texas Fluorescents | HBI24L230W22000LM23MV50KWH | Indoor Luminaires | High-Bay | High-Bay Luminaires for Commercial and Industrial Buildings | Standard | FALSE | [9 empty] | 42115 |  |  | NotYetVerified |  | 3 | 23100 | 105 | 220 | 7.38 | 0.996 | 5000 | 84
PCKP18BF | Texas Fluorescents | Texas Fluorescents | HBI22L170W16400LM23MV50KWH | Indoor Luminaires | High-Bay | High-Bay Luminaires for Commercial and Industrial Buildings | Standard | FALSE | [9 empty] | 42115 |  |  | NotYetVerified |  | 3 | 16800 | 105 | 165 | 7.36 | 0.996 | 5000 | 84
PP5FSTSP | Texas Fluorescents | Texas Fluorescents | HBI12L110W11000LM23MV50KWH | Indoor Luminaires | High-Bay | High-Bay Luminaires for Commercial and Industrial Buildings | Standard | FALSE | [9 empty] | 42115 |  |  | NotYetVerified |  | 3 | 11550 | 105 | 110 | 20 | 0.9 | 5000 | 80
PGJBHF17 | Shenzhen Betop Electronics CoLtd | Bitco | BT-TH100W [120 Beam angle 5000K] | Indoor Luminaires | High-Bay | High-Bay Luminaires for Commercial and Industrial Buildings | Standard | TRUE | 9682.61 | 100.19 | 96.64 | 10.5 | 0.969 | 5046 | 81.6 | 5 | 50000 | 42114 |  |  | NotYetVerified |  | 3 | 9680 | 100.16 | 96.64 | 7 | 0.99 | 5000
PG4XQWX6 | Kada Lighting Limited | Kada | KD-HB-150C-277-47K | Indoor Luminaires | High-Bay | High-Bay Luminaires for Commercial and Industrial Buildings | Standard | TRUE | 12302 | 81.19 | 151.52 | 10.13 | 0.952 | 4905 | 80 | 5 | 36300 | 42114 |  |  | NotYetVerified |  | 3 | [5 empty] | 4700
PJ49B167 | Kada Lighting Limited | Kada | KD-HB-200C-277-47K | Indoor Luminaires | High-Bay | High-Bay Luminaires for Commercial and Industrial Buildings | Standard | TRUE | 15795 | 79.51 | 198.66 | 17.83 | 0.946 | 5084 | 78 | 5 | 50000 | 42114 |  |  | NotYetVerified |  | 3 |  |  |  |  | 0.95 | 4700
PZ7A6FAA | Signcomplex Limited | Signcomplex | GK-100-AW-WW-04 | Indoor Luminaires | High-Bay | Low-Bay Luminaires for Commercial and Industrial Buildings | Standard | TRUE | 9005.14 | 93.57 | 96.24 | 10.9 | 0.92 | 3116 | 71.4 | 5 | 50000 | 42114 |  |  | NotYetVerified |  | 3 | [5 empty] | 3000
PCB5279W | Signcomplex Limited | Signcomplex | GK-200-AW-WW-04 | Indoor Luminaires | High-Bay | High-Bay Luminaires for Commercial and Industrial Buildings | Standard | TRUE | 19464.45 | 103.2 | 188.61 | 9.45 | 0.904 | 3217 | 72.7 | 5 | 50000 | 42114 |  |  | NotYetVerified |  | 3 | [5 empty] | 3000
P24UP1AX | Signcomplex Limited | Signcomplex | GK-150-AW-WW-04 | Indoor Luminaires | High-Bay | High-Bay Luminaires for Commercial and Industrial Buildings | Standard | TRUE | 12446.12 | 84.93 | 145.55 | 9.45 | 0.904 | 3131 | 72.1 | 5 | 50000 | 42114 |  |  | NotYetVerified |  | 3 | [5 empty] | 3000
PN9D7CHT | Signcomplex Limited | Signcomplex | GK-050-AW-WW-04 | Indoor Luminaires | High-Bay | Low-Bay Luminaires for Commercial and Industrial Buildings | Standard | TRUE | 4615.53 | 93.43 | 49.4 | 22.09 | 0.892 | 3010 | 72 | 5 | 50000 | 42114 |  |  | NotYetVerified |  | 3 | 4615.53 | 93.43 | 49.4 | 13.3 | 0.993 | 3000 | 72
P5FG9WTX | Signcomplex Limited | Signcomplex | GK-200-AW-W-04 | Indoor Luminaires | High-Bay | High-Bay Luminaires for Commercial and Industrial Buildings | Standard | FALSE | [9 empty] | 42114 |  |  | NotYetVerified |  | 3 | 20000 | 100 | 200 | 3.91 | 0.995 | 5700 | 73
PES2TWZ3 | Signcomplex Limited | Signcomplex | GK-150-AW-W-04 | Indoor Luminaires | High-Bay | High-Bay Luminaires for Commercial and Industrial Buildings | Standard | FALSE | [9 empty] | 42114 |  |  | NotYetVerified |  | 3 | 15000 | 100 | 150 | 6.06 | 0.993 | 5700 | 72
PR8433M7 | Signcomplex Limited | Signcomplex | GK-100-AW-W-04 | Indoor Luminaires | High-Bay | Low-Bay Luminaires for Commercial and Industrial Buildings | Standard | FALSE | [9 empty] | 42114 |  |  | NotYetVerified |  | 3 | 9500 | 100 | 95 | 4.01 | 0.998 | 5700 | 71
PCW4XMSN | Signcomplex Limited | Signcomplex | GK-050-AW-W-04 | Indoor Luminaires | High-Bay | Low-Bay Luminaires for Commercial and Industrial Buildings | Standard | FALSE | [9 empty] | 42114 |  |  | NotYetVerified |  | 3 | 5000 | 100 | 50 | 13.3 | 0.993 | 5000 | 72
PBV49N51 | Signcomplex Limited | Signcomplex | GK-050-AW-NW-04 (4500K) | Indoor Luminaires | High-Bay | Low-Bay Luminaires for Commercial and Industrial Buildings | Standard | FALSE | [9 empty] | 42114 |  |  | NotYetVerified |  | 3 | 5000 | 100 | 50 | 13.3 | 0.993 | 4500 | 72
P8S2AB54 | Signcomplex Limited | Signcomplex | GK-200-AW-NW-04 | Indoor Luminaires | High-Bay | High-Bay Luminaires for Commercial and Industrial Buildings | Standard | FALSE | [9 empty] | 42114 |  |  | NotYetVerified |  | 3 | 20000 | 100 | 200 | 3.91 | 0.995 | 4000 | 73
PV6FFE2T | Signcomplex Limited | Signcomplex | GK-050-AW-NW-04 (4000K) | Indoor Luminaires | High-Bay | Low-Bay Luminaires for Commercial and Industrial Buildings | Standard | FALSE | [9 empty] | 42114 |  |  | NotYetVerified |  | 3 | 5000 | 100 | 50 | 13.3 | 0.993 | 4000 | 72
PHFDKHUN | Signcomplex Limited | Signcomplex | GK-150-AW-NW-04 | Indoor Luminaires | High-Bay | High-Bay Luminaires for Commercial and Industrial Buildings | Standard | FALSE | [9 empty] | 42114 |  |  | NotYetVerified |  | 3 | 15000 | 100 | 150 | 6.06 | 0.993 | 4000 | 72
PGR94TJU | Signcomplex Limited | Signcomplex | GK-100-AW-NW-04 | Indoor Luminaires | High-Bay | Low-Bay Luminaires for Commercial and Industrial Buildings | Standard | FALSE | [9 empty] | 42114 |  |  | NotYetVerified |  | 3 | 9500 | 100 | 95 | 4.01 | 0.998 | 4000 | 71
PX5B6YSE | Shenzhen Betop Electronics CoLtd | Bitco | BT-TH200W [120 Beam angle 5000K] | Indoor Luminaires | High-Bay | High-Bay Luminaires for Commercial and Industrial Buildings | Standard | FALSE | [9 empty] | 42114 | Not Dimmable | Not Dimmable | NotYetVerified |  | 3 | 20480 | 104.91 | 195.21 | 7 | 0.99 | 5000
P7BAVY4R | Shenzhen Betop Electronics CoLtd | Bitco | BT-TH150W [120 Beam angle 5000K] | Indoor Luminaires | High-Bay | High-Bay Luminaires for Commercial and Industrial Buildings | Standard | FALSE | [9 empty] | 42114 | Not Dimmable | Not Dimmable | NotYetVerified |  | 3 | 15600 | 105.65 | 147.66 | 7 | 0.99 | 5000
PRNRURQK | Philips Day-Brite | Philips Day-Brite | DWPE70L835-4-347 | Indoor Luminaires | High-Bay | Low-Bay Luminaires for Commercial and Industrial Buildings | Standard | TRUE | 6300.79 | 91.18 | 69.1 | 18.7 | 0.966 | 3504 | 82.3 | 5 | 50000 | 42111 |  |  | NotYetVerified |  | 4.1 | 5781 | 85.01 | 68 | 20 | 0.9 | 3500 | 80
P6U36M9Z | ICEPIPE Corporation | ICEPIPE | CD1500-100W-5700K [Clear Lens Only] | Indoor Luminaires | High-Bay | High-Bay Luminaires for Commercial and Industrial Buildings | Standard | TRUE | 11051 | 110.3 | 100.2 | 12.64 | 0.961 | 5322 | 83.3 | 5 | 50000 | 42111 |  |  | NotYetVerified | Qualified Pointing Straight Down Only | 3
P2NW8M3SW | Tai Kwan Technology CO. LIMITED | Tai Kwan | TKT-HB-090M | Indoor Luminaires | High-Bay | High-Bay Luminaires for Commercial and Industrial Buildings | Standard | TRUE | 11607 | 128.47 | 90.35 | 11.27 | 0.9508 | 5606 | 70.9 | 5 | 50000 | 42111 |  |  | NotYetVerified |  | 3 | 11607 | 130 | 90 | 11 | 0.9 | 5500 | 70
P4WE8SJK | Tai Kwan Technology CO. LIMITED | Tai Kwan | TKT-HB-160M | Indoor Luminaires | High-Bay | High-Bay Luminaires for Commercial and Industrial Buildings | Standard | TRUE | 22472 | 138.63 | 162.1 | 13.05 | 0.9463 | 5612 | 71.1 | 5 | 50000 | 42111 |  |  | NotYetVerified |  | 3 | 22472 | 130 | 160 | 13.05 | 0.9463 | 5500 | 71.1
P9BJWK9C | Tai Kwan Technology CO. LIMITED | Tai Kwan | TKT-HB-240M | Indoor Luminaires | High-Bay | High-Bay Luminaires for Commercial and Industrial Buildings | Standard | TRUE | 31441 | 131.17 | 239.7 | 15.35 | 0.9352 | 5617 | 71.1 | 5 | 50000 | 42111 |  |  | NotYetVerified |  | 3 | 31441 | 130 | 240 | 15.35 | 0.9352 | 5500 | 71.1
PTQ1XSHD | Tai Kwan Technology CO. LIMITED | Tai Kwan | TKT-HB-200M | Indoor Luminaires | High-Bay | High-Bay Luminaires for Commercial and Industrial Buildings | Standard | TRUE | 26253 | 131.59 | 199.5 | 15.33 | 0.908 | 5629 | 71.2 | 5 | 50000 | 42111 |  |  | NotYetVerified |  | 3 | 26253 | 130 | 200 | 15.33 | 0.908 | 5500 | 71.2
PFH3MC9B | Philips Day-Brite | Philips Day-Brite | DWPE51LH835-4-UNV-[MD360W] | Indoor Luminaires | High-Bay | Low-Bay Luminaires for Commercial and Industrial Buildings | Standard | TRUE | 4828.73 | 101.87 | 47.4 | 18.6 | 0.89 | 3494 | 82.3 | 5 | 50000 | 42111 |  |  | NotYetVerified |  | 4.1 | 4756 | 97.06 | 49 | 20 | 0.89 | 3500 | 80
PYCCV2F9 | Philips Day-Brite | Philips Day-Brite | V2WA[EBT]51L840-8-UNV-[MD360W] | Indoor Luminaires | High-Bay | Low-Bay Luminaires for Commercial and Industrial Buildings | Standard | FALSE | [9 empty] | 42111 |  |  | Yes | Product updated on 3/8/2017 | 4.1 | 10128 | 127.24 | 79.6 | 20 | 0.9 | 5000 | 80
PFWC2RRN | Philips Day-Brite | Philips Day-Brite | V2WA[EBT]51LH840-8-UNV-[MD360W] | Indoor Luminaires | High-Bay | Low-Bay Luminaires for Commercial and Industrial Buildings | Standard | FALSE | [9 empty] | 42111 |  |  | NotYetVerified |  | 4.1 | 9893.51 | 109.93 | 90 | 20 | 0.9 | 5000 | 80
P24A31KA | Philips Day-Brite | Philips Day-Brite | DWAE51LH835-8-UNV-[MD360W] | Indoor Luminaires | High-Bay | Low-Bay Luminaires for Commercial and Industrial Buildings | Standard | FALSE | [9 empty] | 42111 |  |  | NotYetVerified |  | 4.1 | 9695.29 | 107.73 | 90 | 20 | 0.9 | 5000 | 80
PZZBXDES | Philips Day-Brite | Philips Day-Brite | V2WL[EBT]51L850-8-UNV-[MD360W] | Indoor Luminaires | High-Bay | Low-Bay Luminaires for Commercial and Industrial Buildings | Standard | FALSE | [9 empty] | 42111 |  |  | Yes | Product updated on 3/8/2017 | 4.1 | 9820.11 | 123.37 | 79.6 | 20 | 0.9 | 5000 | 80
PJF86AMG | Philips Day-Brite | Philips Day-Brite | V2WL[EBT]51LH850-8-UNV-[MD360W] | Indoor Luminaires | High-Bay | Low-Bay Luminaires for Commercial and Industrial Buildings | Standard | FALSE | [9 empty] | 42111 |  |  | NotYetVerified |  | 4.1 | 9537.297 | 105.97 | 90 | 20 | 0.9 | 5000 | 80
PED7W6HS | Philips Day-Brite | Philips Day-Brite | DWLE51LH850-8-UNV-[MD360W] | Indoor Luminaires | High-Bay | Low-Bay Luminaires for Commercial and Industrial Buildings | Standard | FALSE | [9 empty] | 42111 |  |  | NotYetVerified |  | 4.1 | 9537.297 | 105.97 | 90 | 20 | 0.9 | 5000 | 80
P44W6WZQ | Philips Day-Brite | Philips Day-Brite | V2WL[EBT] 51LH840-4-UNV-[MD360W] | Indoor Luminaires | High-Bay | Low-Bay Luminaires for Commercial and Industrial Buildings | Standard | FALSE | [9 empty] | 42111 |  |  | NotYetVerified |  | 4.1 | 5898 | 89.36 | 66 | 20 | 0.9 | 5000 | 80
PT3R6TUW | Philips Day-Brite | Philips Day-Brite | DWAE51LH850-4-UNV-[MD360W] | Indoor Luminaires | High-Bay | Low-Bay Luminaires for Commercial and Industrial Buildings | Standard | FALSE | [9 empty] | 42111 |  |  | NotYetVerified |  | 4.1 | 5391.1 | 110.02 | 49 | 20 | 0.89 | 5000 | 80
P77KT8CF | Philips Day-Brite | Philips Day-Brite | V2WA[EBT] 51LH850-4-UNV-[MD360W] | Indoor Luminaires | High-Bay | Low-Bay Luminaires for Commercial and Industrial Buildings | Standard | FALSE | [9 empty] | 42111 |  |  | NotYetVerified |  | 4.1 | 5391.1 | 110.02 | 49 | 20 | 0.89 | 5000 | 80
PXB2549E | Philips Day-Brite | Philips Day-Brite | V2WL[EBT] 70L840-4-UNV-[MD360W] | Indoor Luminaires | High-Bay | Low-Bay Luminaires for Commercial and Industrial Buildings | Standard | FALSE | [9 empty] | 42111 |  |  | Yes | Product updated on 3/8/2017 | 4.1 | 6726.72 | 118.85 | 56.6 | 20 | 0.89 | 5000 | 80
PV6BJG9H | Philips Day-Brite | Philips Day-Brite | DWLE51LH850-4-UNV-[MD360W] | Indoor Luminaires | High-Bay | Low-Bay Luminaires for Commercial and Industrial Buildings | Standard | FALSE | [9 empty] | 42111 |  |  | NotYetVerified |  | 4.1 | 5146.05 | 105.02 | 49 | 20 | 0.89 | 5000 | 80
PJCD1XSG | Philips Day-Brite | Philips Day-Brite | DWAE51L850-8-UNV-[MD360W] | Indoor Luminaires | High-Bay | Low-Bay Luminaires for Commercial and Industrial Buildings | Standard | FALSE | [9 empty] | 42111 |  |  | Yes | Product updated on 3/8/2017 | 4.1 | 10229.28 | 128.51 | 79.6 | 20 | 0.9 | 4000 | 80
PD7W2HRD | Philips Day-Brite | Philips Day-Brite | DWAE51LH850-8-UNV-[MD360W] | Indoor Luminaires | High-Bay | Low-Bay Luminaires for Commercial and Industrial Buildings | Standard | FALSE | [9 empty] | 42111 |  |  | NotYetVerified |  | 4.1 | 9991.454 | 111.02 | 90 | 20 | 0.89 | 4000 | 80
PP4ZJQGB | Philips Day-Brite | Philips Day-Brite | V2WA[EBT]51L835-8-UNV-[MD360W] | Indoor Luminaires | High-Bay | Low-Bay Luminaires for Commercial and Industrial Buildings | Standard | FALSE | [9 empty] | 42111 |  |  | Yes | Product updated on 3/8/2017 | 4.1 | 9925.44 | 124.69 | 79.6 | 20 | 0.9 | 4000 | 80
P1EAH3C7 | Philips Day-Brite | Philips Day-Brite | V2WA[EBT]51LH835-8-UNV-[MD360W] | Indoor Luminaires | High-Bay | Low-Bay Luminaires for Commercial and Industrial Buildings | Standard | FALSE | [9 empty] | 42111 |  |  | NotYetVerified |  | 4.1 | 9695.29 | 107.73 | 90 | 20 | 0.9 | 4000 | 80
PES8QBCB | Philips Day-Brite | Philips Day-Brite | DWLE51LH840-8-UNV-[MD360W] | Indoor Luminaires | High-Bay | Low-Bay Luminaires for Commercial and Industrial Buildings | Standard | FALSE | [9 empty] | 42111 |  |  | NotYetVerified |  | 4.1 | 9443.805 | 104.93 | 90 | 20 | 0.9 | 4000 | 80
P9RA7VTY | Philips Day-Brite | Philips Day-Brite | V2WL[EBT]51L840-8-UNV-[MD360W] | Indoor Luminaires | High-Bay | Low-Bay Luminaires for Commercial and Industrial Buildings | Standard | FALSE | [9 empty] | 42111 |  |  | Yes | Product updated on 3/8/2017 | 4.1 | 9722.88 | 122.15 | 79.6 | 20 | 0.9 | 4000 | 80
P9NS2URK | Philips Day-Brite | Philips Day-Brite | V2WL[EBT]51LH840-8-UNV-[MD360W] | Indoor Luminaires | High-Bay | Low-Bay Luminaires for Commercial and Industrial Buildings | Standard | FALSE | [9 empty] | 42111 |  |  | NotYetVerified |  | 4.1 | 9443.805 | 104.93 | 90 | 20 | 0.9 | 4000 | 80
P3KH2DHF | Philips Day-Brite | Philips Day-Brite | V2WA[EBT] 70L850-4-UNV-[MD360W] | Indoor Luminaires | High-Bay | Low-Bay Luminaires for Commercial and Industrial Buildings | Standard | FALSE | [9 empty] | 42111 |  |  | Yes | Product updated on 3/8/2017 | 4.1 | 7077.07 | 125.04 | 56.6 | 20 | 0.9 | 4000 | 80
P7JMA74W | Philips Day-Brite | Philips Day-Brite | V2WL[EBT] 51LH835-4-UNV-[MD360W] | Indoor Luminaires | High-Bay | Low-Bay Luminaires for Commercial and Industrial Buildings | Standard | FALSE | [9 empty] | 42111 |  |  | NotYetVerified |  | 4.1 | 5840 | 88.48 | 66 | 20 | 0.9 | 4000 | 80
PG6SQ5MU | Philips Day-Brite | Philips Day-Brite | V2WA[EBT] 51LH840-4-UNV-[MD360W] | Indoor Luminaires | High-Bay | Low-Bay Luminaires for Commercial and Industrial Buildings | Standard | FALSE | [9 empty] | 42111 |  |  | NotYetVerified |  | 4.1 | 5338.3 | 108.94 | 49 | 20 | 0.89 | 4000 | 80
P4V2XZNV | Philips Day-Brite | Philips Day-Brite | DWAE51LH840-4-UNV-[MD360W] | Indoor Luminaires | High-Bay | Low-Bay Luminaires for Commercial and Industrial Buildings | Standard | FALSE | [9 empty] | 42111 |  |  | NotYetVerified |  | 4.1 | 5338.3 | 108.94 | 49 | 20 | 0.89 | 4000 | 80
PPDT31D9 | Philips Day-Brite | Philips Day-Brite | DWLE51LH840-4-UNV-[MD360W] | Indoor Luminaires | High-Bay | Low-Bay Luminaires for Commercial and Industrial Buildings | Standard | FALSE | [9 empty] | 42111 |  |  | NotYetVerified |  | 4.1 | 5095.65 | 103.99 | 49 | 20 | 0.89 | 4000 | 80
PG9H7GFE | Philips Day-Brite | Philips Day-Brite | V2WL[EBT] 70L835-4-UNV-[MD360W] | Indoor Luminaires | High-Bay | Low-Bay Luminaires for Commercial and Industrial Buildings | Standard | FALSE | [9 empty] | 42111 |  |  | Yes | Product updated on 3/8/2017 | 4.1 | 6592.19 | 116.47 | 56.6 | 20 | 0.89 | 4000 | 80
PUDSV9X8 | Philips Day-Brite | Philips Day-Brite | V2WA[EBT]51L850-8-UNV-[MD360W] | Indoor Luminaires | High-Bay | Low-Bay Luminaires for Commercial and Industrial Buildings | Standard | FALSE | [9 empty] | 42111 |  |  | Yes | Product updated on 3/8/2017 | 4.1 | 10229.28 | 128.51 | 79.6 | 20 | 0.9 | 3500 | 80
PMDDDHDS | Philips Day-Brite | Philips Day-Brite | V2WA[EBT]51LH850-8-UNV-[MD360W] | Indoor Luminaires | High-Bay | Low-Bay Luminaires for Commercial and Industrial Buildings | Standard | FALSE | [9 empty] | 42111 |  |  | NotYetVerified |  | 4.1 | 9991.454 | 111.02 | 90 | 20 | 0.9 | 3500 | 80
PVW6DUKM | Philips Day-Brite | Philips Day-Brite | DWAE51LH840-8-UNV-[MD360W] | Indoor Luminaires | High-Bay | Low-Bay Luminaires for Commercial and Industrial Buildings | Standard | FALSE | [9 empty] | 42111 |  |  | NotYetVerified |  | 4.1 | 9893.51 | 109.93 | 90 | 20 | 0.89 | 3500 | 80
PTMB7841 | Philips Day-Brite | Philips Day-Brite | DWAE51L840-8-UNV-[MD360W] | Indoor Luminaires | High-Bay | Low-Bay Luminaires for Commercial and Industrial Buildings | Standard | FALSE | [9 empty] | 42111 |  |  | Yes | Product updated on 3/8/2017 | 4.1 | 10128 | 127.24 | 79.6 | 20 | 0.9 | 3500 | 80
PRA3K1WH | Philips Day-Brite | Philips Day-Brite | V2WL[EBT]51LH835-8-UNV-[MD360W] | Indoor Luminaires | High-Bay | Low-Bay Luminaires for Commercial and Industrial Buildings | Standard | FALSE | [9 empty] | 42111 |  |  | NotYetVerified |  | 4.1 | 9254.595 | 102.83 | 90 | 20 | 0.9 | 3500 | 80
PQ54K6CV | Philips Day-Brite | Philips Day-Brite | V2WL[EBT]51L835-8-UNV-[MD360W] | Indoor Luminaires | High-Bay | Low-Bay Luminaires for Commercial and Industrial Buildings | Standard | FALSE | [9 empty] | 42111 |  |  | Yes | Product updated on 3/8/2017 | 4.1 | 9528.42 | 119.7 | 79.6 | 20 | 0.9 | 3500 | 80
P1E4PUQE | Philips Day-Brite | Philips Day-Brite | DWLE51LH835-8-UNV-[MD360W] | Indoor Luminaires | High-Bay | Low-Bay Luminaires for Commercial and Industrial Buildings | Standard | FALSE | [9 empty] | 42111 |  |  | NotYetVerified |  | 4.1 | 9254.595 | 102.83 | 90 | 20 | 0.9 | 3500 | 80
PBMTM16N | Philips Day-Brite | Philips Day-Brite | V2WA[EBT] 70L835-4-UNV-[MD360W] | Indoor Luminaires | High-Bay | Low-Bay Luminaires for Commercial and Industrial Buildings | Standard | FALSE | [9 empty] | 42111 |  |  | Yes | Product updated on 3/8/2017 | 4.1 | 6866.86 | 121.32 | 56.6 | 20 | 0.9 | 3500 | 80
P5ZSG7EN | Philips Day-Brite | Philips Day-Brite | V2WA[EBT] 70L840-4-UNV-[MD360W] | Indoor Luminaires | High-Bay | Low-Bay Luminaires for Commercial and Industrial Buildings | Standard | FALSE | [9 empty] | 42111 |  |  | Yes | Product updated on 3/8/2017 | 4.1 | 7007 | 123.8 | 56.6 | 20 | 0.9 | 3500 | 80
PCFK3B2B | Philips Day-Brite | Philips Day-Brite | V2WL[EBT] 70L850-4-UNV-[MD360W] | Indoor Luminaires | High-Bay | Low-Bay Luminaires for Commercial and Industrial Buildings | Standard | FALSE | [9 empty] | 42111 |  |  | Yes | Product updated on 3/8/2017 | 4.1 | 6793.99 | 120.04 | 56.6 | 20 | 0.9 | 3500 | 80
PSPKHQBY | Philips Day-Brite | Philips Day-Brite | V2WA[EBT] 51LH835-4-UNV-[MD360W] | Indoor Luminaires | High-Bay | Low-Bay Luminaires for Commercial and Industrial Buildings | Standard | FALSE | [9 empty] | 42111 |  |  | NotYetVerified |  | 4.1 | 5231.6 | 106.77 | 49 | 20 | 0.89 | 3500 | 80
PKGZSUR2 | Philips Day-Brite | Philips Day-Brite | DWAE51LH835-4-UNV-[MD360W] | Indoor Luminaires | High-Bay | Low-Bay Luminaires for Commercial and Industrial Buildings | Standard | FALSE | [9 empty] | 42111 |  |  | NotYetVerified |  | 4.1 | 5231.6 | 106.77 | 49 | 20 | 0.89 | 3500 | 80
PW41CSSN | Philips Day-Brite | Philips Day-Brite | DWLE51LH835-4-UNV-[MD360W] | Indoor Luminaires | High-Bay | Low-Bay Luminaires for Commercial and Industrial Buildings | Standard | FALSE | [9 empty] | 42111 |  |  | NotYetVerified |  | 4.1 | 4993.8 | 101.91 | 49 | 20 | 0.89 | 3500 | 80
PC27ZFKN | Philips Day-Brite | Philips Day-Brite | V2WL[EBT] 51LH850-4-UNV-[MD360W] | Indoor Luminaires | High-Bay | Low-Bay Luminaires for Commercial and Industrial Buildings | Standard | FALSE | [9 empty] | 42111 |  |  | NotYetVerified |  | 4.1 | 4993.8 | 101.91 | 49 | 20 | 0.89 | 3500 | 80
PQ2X75AR | Philips Optimum | Philips Optimum | G21L 4FT 48L UV 835 [OS OS (DIM)] | Indoor Luminaires | High-Bay | High-Bay Luminaires for Commercial and Industrial Buildings | Standard | TRUE | 47770.2 | 112.48 | 424.7 | 12.3 | 0.971 | 3653 | 82.08 | 5 | 50000 | 42110 |  |  | NotYetVerified |  | 3 | 47100 | 109.79 | 429 | 20 | 0.9 | 3500 | 80
PRPZ9E13 | Philips Optimum | Philips Optimum | G21L 4FT 32L UV 835 [OS OS (DIM)] | Indoor Luminaires | High-Bay | High-Bay Luminaires for Commercial and Industrial Buildings | Standard | TRUE | 33567.7 | 121.67 | 275.9 | 12.3 | 0.971 | 3633 | 82 | 5 | 50000 | 42110 |  |  | NotYetVerified |  | 3 | 33232 | 120 | 275.9 | 20 | 0.9 | 3500 | 80
P79ZV4DW | Titan LED Inc. | Titan LED | 33BR-3P-84-7-80 | Indoor Luminaires | High-Bay | High-Bay Luminaires for Commercial and Industrial Buildings | Standard | TRUE | 20068.36 | 111 | 181.56 | 15 | 0.92 | 5910 | 78 | 5 | 100000 | 42110 |  |  | NotYetVerified |  | 3
PX88P9TZ | Philips Optimum | Philips Optimum | G21LP 4FT 48L UV 850 [OS OS (DIM)] | Indoor Luminaires | High-Bay | High-Bay Luminaires for Commercial and Industrial Buildings | Standard | FALSE | [9 empty] | 42110 | Dimmable | Continuous Above 10 | NotYetVerified |  | 3 | 49002.84 | 114.23 | 429 | 20 | 0.9 | 5000 | 80
PGZXNY87 | Philips Optimum | Philips Optimum | G21L 4FT 48L UV 850 [OS OS (DIM)] | Indoor Luminaires | High-Bay | High-Bay Luminaires for Commercial and Industrial Buildings | Standard | FALSE | [9 empty] | 42110 | Dimmable | Continuous Above 10 | NotYetVerified |  | 3 | 49002.84 | 114.23 | 429 | 20 | 0.9 | 5000 | 80
PZ4XU79D | Philips Optimum | Philips Optimum | G21L 4FT 40L UV 850 [OS OS (DIM)] | Indoor Luminaires | High-Bay | High-Bay Luminaires for Commercial and Industrial Buildings | Standard | FALSE | [9 empty] | 42110 | Dimmable | Continuous Above 10 | NotYetVerified |  | 3 | 39984 | 114.9 | 348 | 20 | 0.9 | 5000 | 80
PTWZ3MQ5 | Philips Optimum | Philips Optimum | G21LP 4FT 40L UV 850 [OS OS (DIM)] | Indoor Luminaires | High-Bay | High-Bay Luminaires for Commercial and Industrial Buildings | Standard | FALSE | [9 empty] | 42110 | Dimmable | Continuous Above 10 | NotYetVerified |  | 3 | 39984 | 114.9 | 348 | 20 | 0.9 | 5000 | 80
PQNQ7CPG | Philips Optimum | Philips Optimum | G21LP 4FT 32L UV 850 [OS OS (DIM)] | Indoor Luminaires | High-Bay | High-Bay Luminaires for Commercial and Industrial Buildings | Standard | FALSE | [9 empty] | 42110 | Dimmable | Continuous Above 10 | NotYetVerified |  | 3 | 34574.57 | 125.32 | 275.9 | 20 | 0.9 | 5000 | 80
P1YKGANT | Philips Optimum | Philips Optimum | G21L 4FT 32L UV 850 [OS OS (DIM)] | Indoor Luminaires | High-Bay | High-Bay Luminaires for Commercial and Industrial Buildings | Standard | FALSE | [9 empty] | 42110 | Dimmable | Continuous Above 10 | NotYetVerified |  | 3 | 34574.57 | 125.32 | 275.9 | 20 | 0.9 | 5000 | 80
PZ317Y3U | Philips Optimum | Philips Optimum | G21L 4FT 48L UV 840 [OS OS (DIM)] | Indoor Luminaires | High-Bay | High-Bay Luminaires for Commercial and Industrial Buildings | Standard | FALSE | [9 empty] | 42110 | Dimmable | Continuous Above 10 | NotYetVerified |  | 3 | 48042 | 111.99 | 429 | 20 | 0.9 | 4000 | 80
PNHRVUZF | Philips Optimum | Philips Optimum | G21LP 4FT 48L UV 840 [OS OS (DIM)] | Indoor Luminaires | High-Bay | High-Bay Luminaires for Commercial and Industrial Buildings | Standard | FALSE | [9 empty] | 42110 | Dimmable | Continuous Above 10 | NotYetVerified |  | 3 | 48042 | 111.99 | 429 | 20 | 0.9 | 4000 | 80
PEAFJBFN | Philips Optimum | Philips Optimum | G21LP 4FT 40L UV 840 [OS OS (DIM)] | Indoor Luminaires | High-Bay | High-Bay Luminaires for Commercial and Industrial Buildings | Standard | FALSE | [9 empty] | 42110 | Dimmable | Continuous Above 10 | NotYetVerified |  | 3 | 39200 | 112.64 | 348 | 20 | 0.9 | 4000 | 80
P6YM97SJ | Philips Optimum | Philips Optimum | G21L 4FT 40L UV 840 [OS OS (DIM)] | Indoor Luminaires | High-Bay | High-Bay Luminaires for Commercial and Industrial Buildings | Standard | FALSE | [9 empty] | 42110 | Dimmable | Continuous Above 10 | NotYetVerified |  | 3 | 39200 | 112.64 | 348 | 20 | 0.9 | 4000 | 80
P5XYCNQR | Philips Optimum | Philips Optimum | G21LP 4FT 32L UV 840 [OS OS (DIM)] | Indoor Luminaires | High-Bay | High-Bay Luminaires for Commercial and Industrial Buildings | Standard | FALSE | [9 empty] | 42110 | Dimmable | Continuous Above 10 | NotYetVerified |  | 3 | 33896.64 | 122.86 | 275.9 | 20 | 0.9 | 4000 | 80
P41VAET7 | Philips Optimum | Philips Optimum | G21L 4FT 32L UV 840 [OS OS (DIM)] | Indoor Luminaires | High-Bay | High-Bay Luminaires for Commercial and Industrial Buildings | Standard | FALSE | [9 empty] | 42110 | Dimmable | Continuous Above 10 | NotYetVerified |  | 3 | 33896.64 | 122.86 | 275.9 | 20 | 0.9 | 4000 | 80
PEC4KPD3 | Philips Optimum | Philips Optimum | G21LP 4FT 48L UV 835 [OS OS (DIM)] | Indoor Luminaires | High-Bay | High-Bay Luminaires for Commercial and Industrial Buildings | Standard | FALSE | [9 empty] | 42110 | Dimmable | Continuous Above 10 | NotYetVerified |  | 3 | 47100 | 109.79 | 429 | 20 | 0.9 | 3500 | 80
P6WCJYZS | Philips Optimum | Philips Optimum | G21LP 4FT 40L UV 835 [OS OS (DIM)] | Indoor Luminaires | High-Bay | High-Bay Luminaires for Commercial and Industrial Buildings | Standard | FALSE | [9 empty] | 42110 | Dimmable | Continuous Above 10 | NotYetVerified |  | 3 | 38416 | 110.39 | 348 | 20 | 0.9 | 3500 | 80
P6G9N2C4 | Philips Optimum | Philips Optimum | G21L 4FT 40L UV 835 [OS OS (DIM)] | Indoor Luminaires | High-Bay | High-Bay Luminaires for Commercial and Industrial Buildings | Standard | FALSE | [9 empty] | 42110 | Dimmable | Continuous Above 10 | NotYetVerified |  | 3 | 38416 | 110.39 | 348 | 20 | 0.9 | 3500 | 80
PBJAHBYA | Philips Optimum | Philips Optimum | G21LP 4FT 32L UV 835 [OS OS (DIM)] | Indoor Luminaires | High-Bay | High-Bay Luminaires for Commercial and Industrial Buildings | Standard | FALSE | [9 empty] | 42110 | Dimmable | Continuous Above 10 | NotYetVerified |  | 3 | 33232 | 120 | 275.9 | 20 | 0.9 | 3500 | 80
P3V13BAS | Sunpark | SUNPARK | HB7D-110 (4000K) | Indoor Luminaires | High-Bay | High-Bay Luminaires for Commercial and Industrial Buildings | Standard | TRUE | 11103.37 | 96.33 | 115.26 | 7.71 | 0.979 | 3939 | 84.1 | 5 | 50000 | 42109 |  |  | NotYetVerified |  | 3 | 11103.37 | 96.33 | 115.26 | 7.71 | 0.996 | 4000 | 84.1
PMB3FTC2 | Sunpark | SUNPARK | HB7D-160 (4000K) | Indoor Luminaires | High-Bay | High-Bay Luminaires for Commercial and Industrial Buildings | Standard | TRUE | 15996.15 | 93.99 | 173.4 | 7.71 | 0.979 | 3929 | 84.2 | 5 | 50000 | 42109 |  |  | NotYetVerified |  | 3 | 15996.15 | 93.99 | 170.91 | 7.71 | 0.996 | 3929 | 84.2
PCFFBD7X | Voltech International Inc. | Technilight | TLHBRF200V1P | Indoor Luminaires | High-Bay | High-Bay Luminaires for Commercial and Industrial Buildings | Standard | TRUE | 18328.82 | 91.828 | 199.6 | 13.8 | 0.973 | 4780 | 83.8 | 5 | 35000 | 42109 |  |  | NotYetVerified |  | 3
PZ6HUCRP | Voltech International Inc. | Technilight | TLHBRC200V1P | Indoor Luminaires | High-Bay | High-Bay Luminaires for Commercial and Industrial Buildings | Standard | TRUE | 21542.523 | 103.376 | 208.39 | 13.7 | 0.95 | 4796 | 82.8 | 5 | 35000 | 42109 |  |  | NotYetVerified |  | 3 | [5 empty] | 5000
P7NQUDSD | Sunpark | SUNPARK | HB7D-160 (5000K) | Indoor Luminaires | High-Bay | High-Bay Luminaires for Commercial and Industrial Buildings | Standard | FALSE | [9 empty] | 42109 |  |  | NotYetVerified |  | 3 | 16800 | 105 | 165 | 7.71 | 0.996 | 5000 | 84.2
P6UMJRD3 | Sunpark | SUNPARK | HB7D-110 (5000K) | Indoor Luminaires | High-Bay | High-Bay Luminaires for Commercial and Industrial Buildings | Standard | FALSE | [9 empty] | 42109 |  |  | NotYetVerified |  | 3 | 11500 | 105 | 110 | 7.71 | 0.996 | 5000 | 84.1
PZA19FUK | Peerless Electric Company Ltd. | Peerless | AP2-W-4-60-35K-PCLRF-X-X-MV-D1 | Indoor Luminaires | High-Bay | Low-Bay Luminaires for Commercial and Industrial Buildings | Standard | TRUE | 5934 | 96.7 | 61.37 | 4.91 | 0.9979 | 3487 | 84.49 | 5 | 50000 | 42108 |  |  | NotYetVerified |  | 3 | 5934 | 96.7 | 61.4 | 4.9 | 0.9979 | 3487 | 84.49
PTB8UWVD | LED Light Technology LLC | LED Light Technology | LLT-19-MD-50 | Indoor Luminaires | High-Bay | Low-Bay Luminaires for Commercial and Industrial Buildings | Standard | TRUE | 5591 | 89.6 | 62.4 | 16.53 | 0.9794 | 4935 | 70.6 | 5 | 50000 | 42108 |  |  | NotYetVerified |  | 3 | 5500 | 82 | 57 |  | 0.95 | 5000 | 70
PCBB8Q47 | LED Light Technology LLC | LED Light Technology | LLT-19-MD-200 | Indoor Luminaires | High-Bay | High-Bay Luminaires for Commercial and Industrial Buildings | Standard | TRUE | 17391 | 83.64 | 207.9 | 10.34 | 0.97 | 5386 | 75.2 | 5 | 50000 | 42108 |  |  | NotYetVerified |  | 3 | 17300 | 82 | 15 |  | 0.95 | 5000 | 70
PGEDQMFW | LED Light Technology LLC | LED Light Technology | LLT-19-MD-120 | Indoor Luminaires | High-Bay | High-Bay Luminaires for Commercial and Industrial Buildings | Standard | TRUE | 11427 | 86.14 | 132.7 | 14.77 | 0.96 | 5347 | 72.4 | 5 | 50000 | 42108 |  |  | NotYetVerified |  | 3 | 11400 | 90 | 110 |  | 0.95 | 5000 | 70
P2WZFMPEH | Ever Power Lighting Equipment co. Ltd.?? | EPL | EPD160P-80 | Indoor Luminaires | High-Bay | High-Bay Luminaires for Commercial and Industrial Buildings | Standard | TRUE | 15339.5 | 93.27 | 164.47 | 10.74 | 0.956 | 5588 | 73.2 | 5 | 50000 | 42108 |  |  | NotYetVerified |  | 3 | 15000 | 93 | 165 | 10.74 | 0.956 | 5700 | 73
P6D4G18C | LED Light Technology LLC | LED Light Technology | LLT-19-MD-300 | Indoor Luminaires | High-Bay | High-Bay Luminaires for Commercial and Industrial Buildings | Standard | TRUE | 25817 | 82.21 | 314 | 15.51 | 0.9529 | 5110 | 72.6 | 5 | 50000 | 42108 |  |  | NotYetVerified |  | 3 | 25800 | 85 | 307 |  | 0.95 | 5000 | 70
P77YU4UM | LED Light Technology LLC | LED Light Technology | LLT-19-MD-450 | Indoor Luminaires | High-Bay | High-Bay Luminaires for Commercial and Industrial Buildings | Standard | TRUE | 43057 | 92.34 | 466.3 | 13.08 | 0.9515 | 5406 | 72.4 | 5 | 50000 | 42108 |  |  | NotYetVerified |  | 3 | 43000 | 82 | 460 |  | 0.95 | 5000 | 70
PPP1UW3B6 | Ever Power Lighting Equipment co. Ltd.?? | EPL | EPD230AX-75 | Indoor Luminaires | High-Bay | High-Bay Luminaires for Commercial and Industrial Buildings | Standard | TRUE | 23084.14 | 98.88 | 233.45 | 20.5 | 0.951 | 5188 | 74.9 | 5 | 50000 | 42108 |  |  | NotYetVerified |  | 3 | 23000 | 100 | 230 | 20 | 0.9 | 5000 | 75
PG2ZBB69 | LED Light Technology LLC | LED Light Technology | LLT-19-MD-150 | Indoor Luminaires | High-Bay | High-Bay Luminaires for Commercial and Industrial Buildings | Standard | TRUE | 13483 | 89.22 | 151.1 | 12.71 | 0.9496 | 5399 | 72.8 | 5 | 50000 | 42108 |  |  | NotYetVerified |  | 3 | 13400 | 82 | 154 |  | 0.95 | 5000 | 70
PZQKFZE2Z | Ever Power Lighting Equipment co. Ltd.?? | EPL | EPD180A-80 | Indoor Luminaires | High-Bay | High-Bay Luminaires for Commercial and Industrial Buildings | Standard | TRUE | 16526.87 | 95.62 | 172.83 | 10.72 | 0.947 | 5078 | 72.2 | 5 | 50000 | 42108 |  |  | NotYetVerified |  | 3 | 16526 | 95.6 | 173 | 10.72 | 0.947 | 5000 | 72
PV6DKMJNG | Ever Power Lighting Equipment co. Ltd.?? | EPL | EPD220P-75 | Indoor Luminaires | High-Bay | High-Bay Luminaires for Commercial and Industrial Buildings | Standard | TRUE | 21119.3 | 95.43 | 221.31 | 20.96 | 0.945 | 5256 | 78.4 | 5 | 50000 | 42108 |  |  | NotYetVerified |  | 3 | 21119 | 95.4 | 221.3 | 20 | 0.945 | 5000 | 78.4
PJ6WPURK7 | Ever Power Lighting Equipment co. Ltd.?? | EPL | EPD120P-80 | Indoor Luminaires | High-Bay | High-Bay Luminaires for Commercial and Industrial Buildings | Standard | TRUE | 11553.23 | 94.1 | 122.77 | 12.78 | 0.942 | 5144 | 73.4 | 5 | 50000 | 42108 |  |  | NotYetVerified |  | 3 | 11550 | 94.1 | 122 | 12.78 | 0.942 | 5000 | 73
P52FJX1F | Peerless Electric Company Ltd. | Peerless | AP2-W-4-60-50K-PCLRF-X-X-MV-D1 | Indoor Luminaires | High-Bay | Low-Bay Luminaires for Commercial and Industrial Buildings | Standard | FALSE | [9 empty] | 42108 |  |  | NotYetVerified |  | 3 | 5934 | 102.91 | 57.66 | 10.95 | 0.9767 | 5161 | 84.26
PXERWCR4 | Peerless Electric Company Ltd. | Peerless | AP2-W-4-60-35K-PCLRF-X-X-347V-D1 | Indoor Luminaires | High-Bay | Low-Bay Luminaires for Commercial and Industrial Buildings | Standard | FALSE | [9 empty] | 42108 |  |  | NotYetVerified |  | 3 | 5972 | 98.47 | 57 | 9.35 | 0.9693 | 5161 | 84.26
PR13P7SN | Peerless Electric Company Ltd. | Peerless | AP2-W-4-60-40K-PCLRF-X-X-MV-D1 | Indoor Luminaires | High-Bay | Low-Bay Luminaires for Commercial and Industrial Buildings | Standard | FALSE | [9 empty] | 42108 |  |  | NotYetVerified |  | 3 | 5934 | 98.77 | 60.08 | 4.9 | 0.9979 | 4000
PH86AGY6 | Peerless Electric Company Ltd. | Peerless | AP2-W-4-60-40K-PCLRF-X-X-347V-D1 | Indoor Luminaires | High-Bay | Low-Bay Luminaires for Commercial and Industrial Buildings | Standard | FALSE | [9 empty] | 42108 |  |  | NotYetVerified |  | 3 | 5972 | 102.69 | 58.16 |  |  | 4000
PUTGTCEQ | Peerless Electric Company Ltd. | Peerless | AP2-W-4-60-50K-PCLRF-X-X-347V-D1 | Indoor Luminaires | High-Bay | Low-Bay Luminaires for Commercial and Industrial Buildings | Standard | FALSE | [9 empty] | 42108 |  |  | NotYetVerified |  | 3 | 5972 | 104.8 | 60.65 |  |  | 3487 | 84.49
PGH2H3FP | PA-CO Lighting | PA-CO Lighting | PENE-48-LED-300-40-MVOLT | Indoor Luminaires | High-Bay | High-Bay Luminaires for Commercial and Industrial Buildings | Standard | TRUE | 28263 | 106.3 | 265.9 | 9.91 | 0.9845 | 4076 | 84.75 | 5 | 60000 | 42107 |  |  | NotYetVerified |  | 3 | 28263 | 106.3 | 265.9 | 9.91 | 0.9986 | 4076 | 84.75
PZQRRRVP | PA-CO Lighting | PA-CO Lighting | PENE-24-LED-150-40-MVOLT | Indoor Luminaires | High-Bay | High-Bay Luminaires for Commercial and Industrial Buildings | Standard | TRUE | 14568 | 110.9 | 131.39 | 9.87 | 0.9809 | 4072 | 84.71 | 5 | 35000 | 42107 |  |  | NotYetVerified |  | 3 | 14568 | 110.9 | 131.39 | 5.5 | 0.9982 | 4072 | 84.71
PSD41Y5P | ICEPIPE Corporation | ICEPIPE | CD800-60W-5700K [No Lens][Pointing straight down] | Indoor Luminaires | High-Bay | Low-Bay Luminaires for Commercial and Industrial Buildings | Standard | TRUE | 6538 | 107.2 | 60.97 | 14.42 | 0.97 | 5332 | 84.1 | 5 | 50000 | 42107 |  |  | NotYetVerified |  | 3
PC6XPGF8 | LED Waves Inc. | LED Waves | NHB150A-W5000K | Indoor Luminaires | High-Bay | High-Bay Luminaires for Commercial and Industrial Buildings | Standard | TRUE | 12730 | 90.48 | 140.7 | 13.4 | 0.96 | 5153 | 73.8 | 5 | 50000 | 42107 |  |  | NotYetVerified |  | 3 | 12139 | 82 | 134 |  |  | 5000
PYYVTGSU | ICEPIPE Corporation | ICEPIPE | CD800-50W-5700K [No Lens][Pointing straight down] | Indoor Luminaires | High-Bay | Low-Bay Luminaires for Commercial and Industrial Buildings | Standard | TRUE | 5022 | 99.21 | 50.62 | 18.29 | 0.958 | 5329 | 84.2 | 5 | 50000 | 42107 |  |  | NotYetVerified |  | 3
PPNR3HDC | ICEPIPE Corporation | ICEPIPE | CD1500-80W-5700K [No Lens][Pointing straight down] | Indoor Luminaires | High-Bay | Low-Bay Luminaires for Commercial and Industrial Buildings | Standard | TRUE | 9307 | 114.196 | 81.5 | 16.95 | 0.944 | 5329 | 83.3 | 5 | 50000 | 42107 |  |  | NotYetVerified |  | 3
PEJAKT2B | PA-CO Lighting | PA-CO Lighting | PENE-48-LED-300-40-347 | Indoor Luminaires | High-Bay | High-Bay Luminaires for Commercial and Industrial Buildings | Standard | FALSE | [9 empty] | 42107 | Dimmable | Continuous Below 10 | NotYetVerified |  | 3 | 28207 | 107.5 | 262.27 | 9.06 | 0.985 | 4063 | 84.84
P6KSRXGP | PA-CO Lighting | PA-CO Lighting | PENE-24-LED-150-40-347 | Indoor Luminaires | High-Bay | High-Bay Luminaires for Commercial and Industrial Buildings | Standard | FALSE | [9 empty] | 42107 | Dimmable | Continuous Below 10 | NotYetVerified |  | 3 | 14578 | 111.6 | 130.6 | 9.06 | 0.9809 | 4063 | 84.84
PAT7Y8X3 | Neptun Light Inc. | Neptun Light | LED-18080-PC-UNV-850 | Indoor Luminaires | High-Bay | Low-Bay Luminaires for Commercial and Industrial Buildings | Standard | TRUE | 7819.687 | 97.905 | 79.87 | 11.43 | 0.939 | 4854 | 83.6 | 5 | 75000 | 42103 |  |  | NotYetVerified |  | 3 | 7819.687 | 97.905 | 79.87 | 11.21 | 0.993 | 4854 | 83.6
PVJ1NEGZ | Neptun Light Inc. | Neptun Light | LED-18120-PC-UNV-850 | Indoor Luminaires | High-Bay | Low-Bay Luminaires for Commercial and Industrial Buildings | Standard | TRUE | 10551.11 | 88.154 | 119.69 | 11.43 | 0.939 | 4777 | 83.1 | 5 | 75000 | 42103 |  |  | NotYetVerified |  | 3 | 10551.11 | 88.15 | 119.69 | 11.31 | 0.992 | 4777 | 83.1
PP7MDT5J | OPEN PLATFORM SYSTEMS | HBY | HBY-160W | Indoor Luminaires | High-Bay | High-Bay Luminaires for Commercial and Industrial Buildings | Standard | TRUE | 19219 | 122.9 | 156.4 | 7.25 | 0.974 | 5000 | 70.4 | 5 | 50000 | 42103 |  |  | No | Product Updated on 3/6/2017 | 4.1 | 19219 | 156.4 | 122.9 | 5.18 | 1 | 5000 | 70.4
PQDM76VB | OPEN PLATFORM SYSTEMS | HBY | HBY-240W | Indoor Luminaires | High-Bay | High-Bay Luminaires for Commercial and Industrial Buildings | Standard | TRUE | 28115 | 118.1 | 238.1 | 7.65 | 0.967 | 5049 | 70.6 | 5 | 50000 | 42103 |  |  | No | Product Updated on 3/6/2017 | 4.1 | 28115 | 118.1 | 238.1 | 7.32 | 1 | 5049 | 70.6
PDK2JBCV | Open Platform Systems LLC | HBY | HBY-210W | Indoor Luminaires | High-Bay | High-Bay Luminaires for Commercial and Industrial Buildings | Standard | TRUE | 17895 | 86.32 | 207.3 | 11.9 | 0.918 | 5292 | 72.8 | 5 | 200000 | 42103 |  |  | NotYetVerified |  | 3 | 17895 | 86 | 207 | 6 | 0.93 | 5000 | 72
PBRX5A4R | Open Platform Systems LLC | HBY | HBY-105W | Indoor Luminaires | High-Bay | Low-Bay Luminaires for Commercial and Industrial Buildings | Standard | TRUE | 8982 | 87.2 | 105.8 | 12.68 | 0.911 | 5328 | 73.1 | 5 | 200000 | 42103 |  |  | NotYetVerified |  | 3 | 8982 | 87.2 | 105.8 | 15 | 0.996 | 5000 | 73
PTQQ8XR5 | OPEN PLATFORM SYSTEMS | HBY | HBY-300W | Indoor Luminaires | High-Bay | High-Bay Luminaires for Commercial and Industrial Buildings | Standard | TRUE | 36507.4 | 126 | 290.28 | 8 | 0.99 | 4977 | 71.5 | 5 | 50000 | 42103 |  |  | No | Product Updated on 3/6/2017 | 4.1 | 36507.4 | 126 | 290.28 | 8 | 0.99 | 4977 | 72
PQ2Y8DKB | OPEN PLATFORM SYSTEMS | HBY | HBY-120W | Indoor Luminaires | High-Bay | High-Bay Luminaires for Commercial and Industrial Buildings | Standard | TRUE | 14566 | 122.9 | 118.5 | 9.12 | 0.955 | 4936 | 70.2 | 5 | 50000 | 42103 |  |  | No |  | 4.1 | 14566 | 122.92 | 118.5 | 5.44 | 1 | 4936 | 70.2
PQK37DQC | OPEN PLATFORM SYSTEMS | HBY | HBY-200W | Indoor Luminaires | High-Bay | High-Bay Luminaires for Commercial and Industrial Buildings | Standard | TRUE | 23633 | 120 | 197 | 7.3 | 0.954 | 5053 | 70.5 | 5 | 50000 | 42103 |  |  | No |  | 4.1 | 23633 | 120 | 197 | 7.22 | 1 | 5053 | 70.5
P35QKA51 | Neptun Light Inc. | Neptun Light | LED-18100-PC-UNV-BL-DIM-850 | Indoor Luminaires | High-Bay | Low-Bay Luminaires for Commercial and Industrial Buildings | Standard | FALSE | [9 empty] | 42103 |  |  | NotYetVerified |  | 3 | 9154.049 | 92.925 | 98.51 | 11.41 | 0.995 | 4883 | 83.7
PQFBBFB5 | Neptun Light Inc. | Neptun Light | LED-18100-PC-UNV-850 | Indoor Luminaires | High-Bay | Low-Bay Luminaires for Commercial and Industrial Buildings | Standard | FALSE | [9 empty] | 42103 |  |  | NotYetVerified |  | 3 | 9154.049 | 92.925 | 98.51 | 11.41 | 0.995 | 4883 | 83.7
PQHVWCX1 | Neptun Light Inc. | Neptun Light | LED-18100-PC-UNV-0-10VDIM-850 | Indoor Luminaires | High-Bay | Low-Bay Luminaires for Commercial and Industrial Buildings | Standard | FALSE | [9 empty] | 42103 |  |  | NotYetVerified |  | 3 | 9154.049 | 92.925 | 98.51 | 11.41 | 0.995 | 4883 | 83.7
PJWK13PF | Neptun Light Inc. | Neptun Light | LED-18080-PC-UNV-BL-DIM-850 | Indoor Luminaires | High-Bay | Low-Bay Luminaires for Commercial and Industrial Buildings | Standard | FALSE | [9 empty] | 42103 |  |  | NotYetVerified |  | 3 | 7819.687 | 97.905 | 79.87 | 11.21 | 0.993 | 4854 | 83.6
PGTYEE3Z | Neptun Light Inc. | Neptun Light | LED-18080-PC-UNV-0-10VDIM-850 | Indoor Luminaires | High-Bay | Low-Bay Luminaires for Commercial and Industrial Buildings | Standard | FALSE | [9 empty] | 42103 |  |  | NotYetVerified |  | 3 | 7819.687 | 97.905 | 79.87 | 11.21 | 0.993 | 4854 | 83.6
P7YUT4NY | Neptun Light Inc. | Neptun Light | LED-18120-PC-UNV-BL-DIM-850 | Indoor Luminaires | High-Bay | Low-Bay Luminaires for Commercial and Industrial Buildings | Standard | FALSE | [9 empty] | 42103 |  |  | NotYetVerified |  | 3 | 10551.11 | 88.15 | 119.69 | 11.31 | 0.992 | 4777 | 83.1
P7X7EJWW | Neptun Light Inc. | Neptun Light | LED-18120-PC-UNV-0-10VDIM-850 | Indoor Luminaires | High-Bay | Low-Bay Luminaires for Commercial and Industrial Buildings | Standard | FALSE | [9 empty] | 42103 |  |  | NotYetVerified |  | 3 | 10551.11 | 88.15 | 119.69 | 11.31 | 0.992 | 4777 | 83.1
PJ73P82V | Industrial Lighting Products | Industrial Lighting Products | CHB-95WLED-UNIV-4000K-FRL-XXXXX [Excludes SD480] | Indoor Luminaires | High-Bay | High-Bay Luminaires for Commercial and Industrial Buildings | Premium | TRUE | 10380 | 107.5 | 96.53 | 10.8 | 0.988 | 4009 | 83.1 | 5 | 50000 | 42102 |  |  | NotYetVerified |  | 3.1 | 10191 | 107.2 | 95.1 | 16.5 | 0.9275 | 4000 | 80
PG7TBPKU | Industrial Lighting Products | Industrial Lighting Products | CHB-190WLED-UNIV-3000K-FRL-XXXXX | Indoor Luminaires | High-Bay | High-Bay Luminaires for Commercial and Industrial Buildings | Standard | TRUE | 20510 | 102 | 200.3 | 17.9 | 0.984 | 3036 | 80.6 | 5 | 50000 | 42102 |  |  | NotYetVerified |  | 3.1 | 20070 | 105.7 | 189.8 | 16.5 | 0.9275 | 3000 | 80
P9PKDEVF | Genesis Energy Technology LLC | Light Source | LS12-UNF1-50xx | Indoor Luminaires | High-Bay | High-Bay Luminaires for Commercial and Industrial Buildings | Standard | TRUE | 12060 | 122.09 | 98.78 | 14.5 | 0.973 | 5089 | 81.9 | 5 | 50000 | 42102 |  |  | NotYetVerified |  | 4 | 12060 | 122.09 | 98.78 | 15.8 | 0.96 | 5105 | 81.8
PHNSJQ4U | Genesis Energy Technology LLC | Light Source | LS12-UNF1-40xx | Indoor Luminaires | High-Bay | High-Bay Luminaires for Commercial and Industrial Buildings | Standard | TRUE | 11630 | 118.08 | 98.49 | 14.5 | 0.973 | 3986 | 82.1 | 5 | 50000 | 42102 |  |  | NotYetVerified |  | 3 | 11630 | 117.74 | 98.78 | 15.8 | 0.96 | 4008 | 82
PQH6U78A | Philips Optimum | Philips Optimum | G10LNI 4FT 16L UV 840 [OSOS(DIM)] | Indoor Luminaires | High-Bay | High-Bay Luminaires for Commercial and Industrial Buildings | Standard | TRUE | 16850.4 | 127.85 | 131.8 | 13.5 | 0.964 | 4018 | 82.56 | 5 | 50000 | 42102 |  |  | NotYetVerified |  | 3 | 16658 | 126.2 | 132 | 20 | 0.9 | 4000 | 80
PGA4FUBP | Philips Optimum | Philips Optimum | G10LNI 4FT 12L UV 840 [OSOS(DIM)] | Indoor Luminaires | High-Bay | High-Bay Luminaires for Commercial and Industrial Buildings | Standard | TRUE | 13457.4 | 130.91 | 102.8 | 13.5 | 0.964 | 4007 | 82.6 | 5 | 50000 | 42102 |  |  | NotYetVerified |  | 3 | 13348 | 129.59 | 103 | 20 | 0.9 | 4000 | 80
P7XRM4ZJ | LiLEDs (Shanghai) Company | LiLEDs | LiLEDsHB031215050A-N | Indoor Luminaires | High-Bay | High-Bay Luminaires for Commercial and Industrial Buildings | Standard | TRUE | 18850 | 127.11 | 148.3 | 11.57 | 0.9357 | 5122 | 82.3 | 5 | 35000 | 42102 |  |  | NotYetVerified |  | 3 | 17000 | 113 | 150 | 15 | 0.9 | 5000 | 80
P4FSJ1FD | Industrial Lighting Products | Industrial Lighting Products | CHB-140WLED-UNIV-3000K-FRL-XXXXX | Indoor Luminaires | High-Bay | High-Bay Luminaires for Commercial and Industrial Buildings | Standard | TRUE | 14190 | 97.46 | 145.6 | 22.2 | 0.928 | 3031 | 80.6 | 5 | 50000 | 42102 |  |  | NotYetVerified |  | 3 | 14190 | 102.5 | 138.5 | 16.5 | 0.9275 | 3000 | 80
PT14ZF2S | Industrial Lighting Products | Industrial Lighting Products | CHB-95WLED-UNIV-3000K-FRL-XXXXX [Excludes SD480] | Indoor Luminaires | High-Bay | High-Bay Luminaires for Commercial and Industrial Buildings | Standard | TRUE | 9845 | 104 | 95.05 | 16.5 | 0.928 | 3036 | 80.6 | 5 | 50000 | 42102 |  |  | NotYetVerified |  | 3 | 9845 | 103.6 | 95.1 | 16.5 | 0.9275 | 3000 | 80
P69R3D1G | Genesis Energy Technology LLC | Light Source | LS30SH-[01 02 03] | Indoor Luminaires | High-Bay | High-Bay Luminaires for Commercial and Industrial Buildings | Standard | FALSE | [9 empty] | 42102 |  |  | NotYetVerified |  | 3 | 25530 | 102 | 249 | 15 | 0.962 | 5149 | 84.2
PQF43573 | Genesis Energy Technology LLC | Light Source | LS30HB-[01 02 03] | Indoor Luminaires | High-Bay | High-Bay Luminaires for Commercial and Industrial Buildings | Standard | FALSE | [9 empty] | 42102 |  |  | NotYetVerified |  | 3 | 24290 | 97.5502 | 249 | 15 | 0.962 | 5149 | 84.2
PTK95FBJ | Genesis Energy Technology LLC | Light Source | LS24SH-[01 02 03] | Indoor Luminaires | High-Bay | High-Bay Luminaires for Commercial and Industrial Buildings | Standard | FALSE | [9 empty] | 42102 |  |  | NotYetVerified |  | 3 | 20390 | 102.4623 | 199 | 15 | 0.962 | 5149 | 84.2
P389RKKM | Genesis Energy Technology LLC | Light Source | LS24HB-[01 02 03] | Indoor Luminaires | High-Bay | High-Bay Luminaires for Commercial and Industrial Buildings | Standard | FALSE | [9 empty] | 42102 |  |  | NotYetVerified |  | 3 | 19440 | 97.6884 | 199 | 15 | 0.962 | 5149 | 84.2
PF9433B5 | Genesis Energy Technology LLC | Light Source | LS18SH-[01 02 03] | Indoor Luminaires | High-Bay | High-Bay Luminaires for Commercial and Industrial Buildings | Standard | FALSE | [9 empty] | 42102 |  |  | NotYetVerified |  | 3 | 15940 | 107.1885 | 148.71 | 15 | 0.962 | 5149 | 84.2
PKU7PZB8 | Genesis Energy Technology LLC | Light Source | LS18HB-[01 02 03] | Indoor Luminaires | High-Bay | High-Bay Luminaires for Commercial and Industrial Buildings | Standard | FALSE | [9 empty] | 42102 |  |  | NotYetVerified |  | 3 | 15310 | 103 | 148.71 | 15 | 0.962 | 5149 | 84.2
PDDWACJR | Genesis Energy Technology LLC | Light Source | LS12SH-[01 02 03] | Indoor Luminaires | High-Bay | High-Bay Luminaires for Commercial and Industrial Buildings | Standard | FALSE | [9 empty] | 42102 |  |  | NotYetVerified |  | 3 | 10190 | 102.7839 | 99.14 | 15 | 0.962 | 5149 | 84.2
P9NPJUX6 | Genesis Energy Technology LLC | Light Source | LS12HB-[01 02 03] | Indoor Luminaires | High-Bay | High-Bay Luminaires for Commercial and Industrial Buildings | Standard | FALSE | [9 empty] | 42102 |  |  | NotYetVerified |  | 3 | 9733 | 98.2 | 99.14 | 15 | 0.962 | 5149 | 84.2
PNP9WV62 | Genesis Energy Technology LLC | Light Source | LS30-UNNL-50xx | Indoor Luminaires | High-Bay | High-Bay Luminaires for Commercial and Industrial Buildings | Standard | FALSE | [9 empty] | 42102 |  |  | NotYetVerified |  | 3 | 31389.73 | 125.56 | 250 | 15.8 | 0.96 | 5105 | 81.8
PFU7X2QZ | Genesis Energy Technology LLC | Light Source | LS30-UNCL-50xx | Indoor Luminaires | High-Bay | High-Bay Luminaires for Commercial and Industrial Buildings | Standard | FALSE | [9 empty] | 42102 |  |  | NotYetVerified |  | 3 | 29997.95 | 119.99 | 250 | 15.8 | 0.96 | 5105 | 81.8
PN7U9UU2 | Genesis Energy Technology LLC | Light Source | LS30-UNF1-50xx | Indoor Luminaires | High-Bay | High-Bay Luminaires for Commercial and Industrial Buildings | Standard | FALSE | [9 empty] | 42102 |  |  | NotYetVerified |  | 3 | 28732.58 | 114.93 | 250 | 15.8 | 0.96 | 5105 | 81.8
P26X9ZXR | Genesis Energy Technology LLC | Light Source | LS24-UNNL-50xx | Indoor Luminaires | High-Bay | High-Bay Luminaires for Commercial and Industrial Buildings | Standard | FALSE | [9 empty] | 42102 |  |  | NotYetVerified |  | 3 | 25086.67 | 125.56 | 199.8 | 15.8 | 0.96 | 5105 | 81.8
P2B831BT | Genesis Energy Technology LLC | Light Source | LS24-UNCL-50xx | Indoor Luminaires | High-Bay | High-Bay Luminaires for Commercial and Industrial Buildings | Standard | FALSE | [9 empty] | 42102 |  |  | NotYetVerified |  | 3 | 23974.36 | 119.99 | 199.8 | 15.8 | 0.96 | 5105 | 81.8
P7R7387Z | Genesis Energy Technology LLC | Light Source | LS24-UNF1-50xx | Indoor Luminaires | High-Bay | High-Bay Luminaires for Commercial and Industrial Buildings | Standard | FALSE | [9 empty] | 42102 |  |  | NotYetVerified |  | 3 | 22963.08 | 114.93 | 199.8 | 15.8 | 0.96 | 5105 | 81.8
PMNRJC2X | Genesis Energy Technology LLC | Light Source | LS18-UNNL-50xx | Indoor Luminaires | High-Bay | High-Bay Luminaires for Commercial and Industrial Buildings | Standard | FALSE | [9 empty] | 42102 |  |  | NotYetVerified |  | 3 | 19065.34 | 128.56 | 148.3 | 15.8 | 0.96 | 5105 | 81.8
PRHRHNM2 | Genesis Energy Technology LLC | Light Source | LS18-UNCL-50xx | Indoor Luminaires | High-Bay | High-Bay Luminaires for Commercial and Industrial Buildings | Standard | FALSE | [9 empty] | 42102 |  |  | NotYetVerified |  | 3 | 18220 | 122.86 | 148.3 | 15.8 | 0.96 | 5105 | 81.8
PWU11TBQ | Genesis Energy Technology LLC | Light Source | LS18-UNF1-50xx | Indoor Luminaires | High-Bay | High-Bay Luminaires for Commercial and Industrial Buildings | Standard | FALSE | [9 empty] | 42102 |  |  | NotYetVerified |  | 3 | 17540 | 118.27 | 148.3 | 15.8 | 0.96 | 5105 | 81.8
P3DFJDJF | Genesis Energy Technology LLC | Light Source | LS12-UNNL-50xx | Indoor Luminaires | High-Bay | High-Bay Luminaires for Commercial and Industrial Buildings | Standard | FALSE | [9 empty] | 42102 |  |  | NotYetVerified |  | 3 | 13245.03 | 134.09 | 98.78 | 15.8 | 0.96 | 5105 | 81.8
PGR23FNF | Genesis Energy Technology LLC | Light Source | LS12-UNCL-50xx | Indoor Luminaires | High-Bay | High-Bay Luminaires for Commercial and Industrial Buildings | Standard | FALSE | [9 empty] | 42102 |  |  | NotYetVerified |  | 3 | 12657.76 | 128.14 | 98.78 | 15.8 | 0.96 | 5105 | 81.8
PKJP1N1X | Genesis Energy Technology LLC | Light Source | LS30-UNNL-40xx | Indoor Luminaires | High-Bay | High-Bay Luminaires for Commercial and Industrial Buildings | Standard | FALSE | [9 empty] | 42102 |  |  | NotYetVerified |  | 3 | 30340.37 | 121.36 | 250 | 15.8 | 0.96 | 4008 | 82
PJCT3MM3 | Genesis Energy Technology LLC | Light Source | LS30-UNCL-40xx | Indoor Luminaires | High-Bay | High-Bay Luminaires for Commercial and Industrial Buildings | Standard | FALSE | [9 empty] | 42102 |  |  | NotYetVerified |  | 3 | 28995.11 | 115.98 | 250 | 15.8 | 0.96 | 4008 | 82
PM7JVQC4 | Genesis Energy Technology LLC | Light Source | LS30-UNF1-40xx | Indoor Luminaires | High-Bay | High-Bay Luminaires for Commercial and Industrial Buildings | Standard | FALSE | [9 empty] | 42102 |  |  | NotYetVerified |  | 3 | 27805.37 | 111.22 | 250 | 15.8 | 0.96 | 4008 | 82
P8YBH2T9 | Genesis Energy Technology LLC | Light Source | LS24-UNNL-40xx | Indoor Luminaires | High-Bay | High-Bay Luminaires for Commercial and Industrial Buildings | Standard | FALSE | [9 empty] | 42102 |  |  | NotYetVerified |  | 3 | 24248.02 | 121.36 | 199.8 | 15.8 | 0.96 | 4008 | 82
PX24CUN3 | Genesis Energy Technology LLC | Light Source | LS24-UNCL-40xx | Indoor Luminaires | High-Bay | High-Bay Luminaires for Commercial and Industrial Buildings | Standard | FALSE | [9 empty] | 42102 |  |  | NotYetVerified |  | 3 | 23172.89 | 115.98 | 199.8 | 15.8 | 0.96 | 4008 | 82
PUG6NR9G | Genesis Energy Technology LLC | Light Source | LS24-UNF1-40xx | Indoor Luminaires | High-Bay | High-Bay Luminaires for Commercial and Industrial Buildings | Standard | FALSE | [9 empty] | 42102 |  |  | NotYetVerified |  | 3 | 22222.05 | 111.22 | 199.8 | 15.8 | 0.96 | 4008 | 82
PHKAKUP5 | Genesis Energy Technology LLC | Light Source | LS18-UNNL-40xx | Indoor Luminaires | High-Bay | High-Bay Luminaires for Commercial and Industrial Buildings | Standard | FALSE | [9 empty] | 42102 |  |  | NotYetVerified |  | 3 | 18427.98 | 124.26 | 148.3 | 15.8 | 0.96 | 4008 | 82
PDC7X5SQ | Genesis Energy Technology LLC | Light Source | LS18-UNCL-40xx | Indoor Luminaires | High-Bay | High-Bay Luminaires for Commercial and Industrial Buildings | Standard | FALSE | [9 empty] | 42102 |  |  | NotYetVerified |  | 3 | 17610.9 | 118.75 | 148.3 | 15.8 | 0.96 | 4008 | 82
PAMEMMTE | Genesis Energy Technology LLC | Light Source | LS18-UNF1-40xx | Indoor Luminaires | High-Bay | High-Bay Luminaires for Commercial and Industrial Buildings | Standard | FALSE | [9 empty] | 42102 |  |  | NotYetVerified |  | 3 | 16953.63 | 114.32 | 148.3 | 15.8 | 0.96 | 4008 | 82
PC5GCR5E | Genesis Energy Technology LLC | Light Source | LS12-UNNL-40xx | Indoor Luminaires | High-Bay | High-Bay Luminaires for Commercial and Industrial Buildings | Standard | FALSE | [9 empty] | 42102 |  |  | NotYetVerified |  | 3 | 12772.77 | 129.31 | 98.78 | 15.8 | 0.96 | 4008 | 82
P2QWHR6Y | Genesis Energy Technology LLC | Light Source | LS12-UNCL-40xx | Indoor Luminaires | High-Bay | High-Bay Luminaires for Commercial and Industrial Buildings | Standard | FALSE | [9 empty] | 42102 |  |  | NotYetVerified |  | 3 | 12206.44 | 123.57 | 98.78 | 15.8 | 0.96 | 4008 | 82
PE5UMXSU | LiLEDs (Shanghai) Company | LiLEDs | LiLEDsHB031215050A-D | Indoor Luminaires | High-Bay | High-Bay Luminaires for Commercial and Industrial Buildings | Standard | FALSE | [9 empty] | 42102 |  |  | NotYetVerified |  | 3 | 17000 | 113 | 150 | 15 | 0.9 | 5000 | 80
PUU6YFBC | Industrial Lighting Products | Industrial Lighting Products | CHB-190WLED-UNIV-5000K-XXXXX | Indoor Luminaires | High-Bay | High-Bay Luminaires for Commercial and Industrial Buildings | Premium | FALSE | [9 empty] | 42102 |  |  | NotYetVerified |  | 3 | 24213 | 126.4 | 191.5 | 16.5 | 0.928 | 5000 | 80
PDYTVMF8 | Industrial Lighting Products | Industrial Lighting Products | CHB-190WLED-UNIV-5000K-FRL-XXXXX | Indoor Luminaires | High-Bay | High-Bay Luminaires for Commercial and Industrial Buildings | Premium | FALSE | [9 empty] | 42102 | Dimmable | Continuous Below 10 | NotYetVerified |  | 3 | 21887 | 114.3 | 191.5 | 16.5 | 0.928 | 5000 | 80
PB8V2Y23 | Industrial Lighting Products | Industrial Lighting Products | CHB-140WLED-UNIV-5000K-FRL-XXXXX | Indoor Luminaires | High-Bay | High-Bay Luminaires for Commercial and Industrial Buildings | Premium | FALSE | [9 empty] | 42102 | Dimmable | Continuous Below 10 | NotYetVerified |  | 3 | 16959 | 122.4 | 138.6 | 16.5 | 0.928 | 5000 | 80
PWT3A6S3 | Industrial Lighting Products | Industrial Lighting Products | CHB-140WLED-UNIV-5000K-XXXXX | Indoor Luminaires | High-Bay | High-Bay Luminaires for Commercial and Industrial Buildings | Premium | FALSE | [9 empty] | 42102 |  |  | NotYetVerified |  | 3 | 15261 | 110.1 | 138.6 | 16.5 | 0.928 | 5000 | 80
PVNC95HH | Industrial Lighting Products | Industrial Lighting Products | CHB-95WLED-UNIV-5000K-XXXXX [Excludes SD480] | Indoor Luminaires | High-Bay | High-Bay Luminaires for Commercial and Industrial Buildings | Premium | FALSE | [9 empty] | 42102 |  |  | NotYetVerified |  | 3 | 12027 | 126.5 | 95.1 | 16.5 | 0.9275 | 5000 | 80
PK7XG6AM | Industrial Lighting Products | Industrial Lighting Products | CHB-95WLED-UNIV-5000K-FRL-XXXXX [Excludes SD480] | Indoor Luminaires | High-Bay | High-Bay Luminaires for Commercial and Industrial Buildings | Premium | FALSE | [9 empty] | 42102 |  |  | NotYetVerified |  | 3 | 10365 | 109 | 95.1 | 16.5 | 0.9275 | 5000 | 80
PZDQU1TR | Industrial Lighting Products | Industrial Lighting Products | CHB-190WLED-UNIV-4000K-XXXXX | Indoor Luminaires | High-Bay | High-Bay Luminaires for Commercial and Industrial Buildings | Premium | FALSE | [9 empty] | 42102 |  |  | NotYetVerified |  | 3 | 23962 | 125.1 | 191.5 | 16.5 | 0.928 | 4000 | 80
PF8HDGM1 | Industrial Lighting Products | Industrial Lighting Products | CHB-190WLED-UNIV-4000K-FRL-XXXXX | Indoor Luminaires | High-Bay | High-Bay Luminaires for Commercial and Industrial Buildings | Premium | FALSE | [9 empty] | 42102 |  |  | NotYetVerified |  | 3 | 21500 | 113 | 190.3 | 16.5 | 0.928 | 4000 | 80
P71UG5M1 | Industrial Lighting Products | Industrial Lighting Products | CHB-140WLED-UNIV-4000K-FRL-XXXXX | Indoor Luminaires | High-Bay | High-Bay Luminaires for Commercial and Industrial Buildings | Premium | FALSE | [9 empty] | 42102 | Dimmable | Continuous Below 10 | NotYetVerified |  | 3 | 16792 | 121.2 | 138.6 | 16.5 | 0.928 | 4000 | 80
PM47JDRX | Industrial Lighting Products | Industrial Lighting Products | CHB-140WLED-UNIV-4000K-XXXXX | Indoor Luminaires | High-Bay | High-Bay Luminaires for Commercial and Industrial Buildings | Premium | FALSE | [9 empty] | 42102 |  |  | NotYetVerified |  | 3 | 15280 | 108.9 | 140.3 | 16.5 | 0.928 | 4000 | 80
PU5YWEMU | Industrial Lighting Products | Industrial Lighting Products | CHB-95WLED-UNIV-4000K-XXXXX [Excludes SD480] | Indoor Luminaires | High-Bay | High-Bay Luminaires for Commercial and Industrial Buildings | Premium | FALSE | [9 empty] | 42102 |  |  | NotYetVerified |  | 3 | 11854 | 124.7 | 95.1 | 16.5 | 0.9275 | 4000 | 80
PXC7N455 | Industrial Lighting Products | Industrial Lighting Products | CHB-190WLED-UNIV-3500K-XXXXX | Indoor Luminaires | High-Bay | High-Bay Luminaires for Commercial and Industrial Buildings | Premium | FALSE | [9 empty] | 42102 |  |  | NotYetVerified |  | 3 | 23712 | 123.8 | 191.5 | 16.5 | 0.928 | 3500 | 80
PRE45V1D | Industrial Lighting Products | Industrial Lighting Products | CHB-190WLED-UNIV-3500K-FRL-XXXXX | Indoor Luminaires | High-Bay | High-Bay Luminaires for Commercial and Industrial Buildings | Standard | FALSE | [9 empty] | 42102 |  |  | NotYetVerified |  | 3 | 20500 | 107 | 191.5 | 16.5 | 0.9275 | 3500 | 80
P4UV91EQ | Industrial Lighting Products | Industrial Lighting Products | CHB-140WLED-UNIV-3500K-XXXXX | Indoor Luminaires | High-Bay | High-Bay Luminaires for Commercial and Industrial Buildings | Premium | FALSE | [9 empty] | 42102 | Dimmable | Continuous Below 10 | NotYetVerified |  | 3 | 16626 | 120 | 138.6 | 16.5 | 0.928 | 3500 | 80
PEU4Z5GC | Industrial Lighting Products | Industrial Lighting Products | CHB-140WLED-UNIV-3500K-FRL-XXXXX | Indoor Luminaires | High-Bay | High-Bay Luminaires for Commercial and Industrial Buildings | Standard | FALSE | [9 empty] | 42102 |  |  | NotYetVerified |  | 3 | 14367 | 103.7 | 138.6 | 16.5 | 0.9275 | 3500 | 80
PG9B517H | Industrial Lighting Products | Industrial Lighting Products | CHB-95WLED-UNIV-3500K-XXXXX [Excludes SD480] | Indoor Luminaires | High-Bay | High-Bay Luminaires for Commercial and Industrial Buildings | Premium | FALSE | [9 empty] | 42102 |  |  | NotYetVerified |  | 3 | 11681 | 122.9 | 95.1 | 16.5 | 0.9275 | 3500 | 80
PSCZUPDC | Industrial Lighting Products | Industrial Lighting Products | CHB-95WLED-UNIV-3500K-FRL-XXXXX [Excludes SD480] | Indoor Luminaires | High-Bay | High-Bay Luminaires for Commercial and Industrial Buildings | Standard | FALSE | [9 empty] | 42102 |  |  | NotYetVerified |  | 3 | 10018 | 105.4 | 95.1 | 16.5 | 0.9275 | 3500 | 80
PV75EFVW | Industrial Lighting Products | Industrial Lighting Products | CHB-190WLED-UNIV-3000K-XXXXX | Indoor Luminaires | High-Bay | High-Bay Luminaires for Commercial and Industrial Buildings | Premium | FALSE | [9 empty] | 42102 |  |  | NotYetVerified |  | 3 | 23462 | 122.5 | 191.5 | 16.5 | 0.928 | 3000 | 80
PVCZ5AXN | Industrial Lighting Products | Industrial Lighting Products | CHB-140WLED-UNIV-3000K-XXXXX | Indoor Luminaires | High-Bay | High-Bay Luminaires for Commercial and Industrial Buildings | Premium | FALSE | [9 empty] | 42102 |  |  | NotYetVerified |  | 3 | 16460 | 118.8 | 138.6 | 16.5 | 0.928 | 3000 | 80
PN7FZZH5 | Industrial Lighting Products | Industrial Lighting Products | CHB-95WLED-UNIV-3000K-XXXXX [Excludes SD480] | Indoor Luminaires | High-Bay | High-Bay Luminaires for Commercial and Industrial Buildings | Premium | FALSE | [9 empty] | 42102 |  |  | NotYetVerified |  | 3 | 11508 | 121.1 | 95.1 | 16.5 | 0.9275 | 3000 | 80
PSYEHVQ7 | Philips Optimum | Philips Optimum | G10LNI 4FT 16L UV 850 [OSOS(DIM)] | Indoor Luminaires | High-Bay | High-Bay Luminaires for Commercial and Industrial Buildings | Standard | FALSE | [9 empty] | 42102 | Dimmable | Continuous Below 10 | NotYetVerified |  | 3 | 16991.16 | 128.72 | 132 | 20 | 0.9 | 5000 | 80
PBFUQX69 | Philips Optimum | Philips Optimum | G10LNIP 4FT 16L UV 850 [OSOS(DIM)] | Indoor Luminaires | High-Bay | High-Bay Luminaires for Commercial and Industrial Buildings | Standard | FALSE | [9 empty] | 42102 | Dimmable | Continuous Below 10 | NotYetVerified |  | 3 | 16991.16 | 128.72 | 132 | 20 | 0.9 | 5000 | 80
PHEKM23S | Philips Optimum | Philips Optimum | G10LNIP 4FT 12L UV 850 [OSOS(DIM)] | Indoor Luminaires | High-Bay | High-Bay Luminaires for Commercial and Industrial Buildings | Standard | FALSE | [9 empty] | 42102 | Dimmable | Continuous Below 10 | NotYetVerified |  | 3 | 13614.96 | 132.18 | 103 | 20 | 0.9 | 5000 | 80
PEZKA9VU | Philips Optimum | Philips Optimum | G10LNI 4FT 12L UV 850 [OSOS(DIM)] | Indoor Luminaires | High-Bay | High-Bay Luminaires for Commercial and Industrial Buildings | Standard | FALSE | [9 empty] | 42102 | Dimmable | Continuous Below 10 | NotYetVerified |  | 3 | 13614.96 | 132.18 | 103 | 20 | 0.9 | 5000 | 80
PNNVNDU3 | Philips Optimum | Philips Optimum | G10LNIP 4FT 16L UV 840 [OSOS(DIM)] | Indoor Luminaires | High-Bay | High-Bay Luminaires for Commercial and Industrial Buildings | Standard | FALSE | [9 empty] | 42102 | Dimmable | Continuous Below 10 | NotYetVerified |  | 3 | 16658 | 126.2 | 132 | 20 | 0.9 | 4000 | 80
P7T6WEUV | Philips Optimum | Philips Optimum | G10LNIP 4FT 12L UV 840 [OSOS(DIM)] | Indoor Luminaires | High-Bay | High-Bay Luminaires for Commercial and Industrial Buildings | Standard | FALSE | [9 empty] | 42102 | Dimmable | Continuous Below 10 | NotYetVerified |  | 3 | 13348 | 129.59 | 103 | 20 | 0.9 | 4000 | 80
PVFH461Z | RLE Industries LLC | Robert Lighting and Energy | VLEDLB2-N | Indoor Luminaires | High-Bay | High-Bay Luminaires for Commercial and Industrial Buildings | Standard | TRUE | 13467 | 99.83 | 134.9 | 10.46 | 0.977 | 4105 | 83.4 | 5 | 50000 | 42101 |  |  | NotYetVerified |  | 3
PVVRN7PW | LEDRHYTHM Optronic Technology (Suzhou) Co.LTD | LEDRHYTHM | H1A-150(3000K) | Indoor Luminaires | High-Bay | High-Bay Luminaires for Commercial and Industrial Buildings | Standard | TRUE | 13103.2 | 90.22 | 145.23 | 6.2 | 0.966 | 3209 | 71.4 | 5 | 50000 | 42101 |  |  | NotYetVerified |  | 3 | 13103.21 | 90.22 | 145.23 | 4.8 | 0.999 | 3209 | 71
P259T6XT | Jiangsu Liangfeng Lighting Co. Ltd. | Helos | HS-HB003-150W | Indoor Luminaires | High-Bay | High-Bay Luminaires for Commercial and Industrial Buildings | Standard | TRUE | 16656.6 | 115.4 | 144.39 | 11.88 | 0.9595 | 5660 | 79.3 | 5 | 50000 | 42101 |  |  | NotYetVerified |  | 3 | 16656.6 | 115.4 | 144.39 | 20 | 0.9 | 5700 | 79.3
PACWQ9G9 | Zon Led | Zon | TTHB250 | Indoor Luminaires | High-Bay | High-Bay Luminaires for Commercial and Industrial Buildings | Standard | TRUE | 32130 | 120.45 | 266.76 | 21.12 | 0.937 | 5227 | 73.4 | 5 |  | 42101 |  |  | NotYetVerified |  | 3 | 32130 | 120.45 | 266.76 | 10.01 | 0.99 | 5227 | 73.4
PTXAT7UC | Jiangsu Liangfeng Lighting Co. Ltd. | Helos | HS-HB003-100W | Indoor Luminaires | High-Bay | High-Bay Luminaires for Commercial and Industrial Buildings | Standard | TRUE | 12150.8 | 117.8 | 103.13 | 13.41 | 0.9347 | 5572 | 81.4 | 5 | 50000 | 42101 |  |  | NotYetVerified |  | 3 | 12150.8 | 117.8 | 103.13 | 20 | 0.9 | 5700 | 81
PW4YMGJQ | Zon Led | Zon | TTHB80 | Indoor Luminaires | High-Bay | Low-Bay Luminaires for Commercial and Industrial Buildings | Standard | TRUE | 8808 | 99.1 | 88.88 | 22.26 | 0.933 | 5417 | 84.9 | 5 |  | 42101 |  |  | NotYetVerified |  | 3 | 8808 | 99.1 | 88.88 | 12.61 | 0.99 | 5417 | 84.9
P6PN1EAE | Zon Led | Zon | TTHB100 | Indoor Luminaires | High-Bay | High-Bay Luminaires for Commercial and Industrial Buildings | Standard | TRUE | 13830 | 121.46 | 113.86 | 21.78 | 0.929 | 5281 | 73.3 | 5 |  | 42101 |  |  | NotYetVerified |  | 3 | 11986.93 | 109.3 | 109.67 | 11.84 | 0.99 | 5329 | 77.53
P2WDBTD6 | Zon Led | Zon | TTHB600 | Indoor Luminaires | High-Bay | High-Bay Luminaires for Commercial and Industrial Buildings | Standard | TRUE | 73200 | 108.34 | 675.62 | 21.08 | 0.929 | 5342 | 74.3 | 5 |  | 42101 |  |  | NotYetVerified |  | 3 | 73200 | 108.34 | 675.62 | 12.9 | 0.99 | 5342 | 74.3
PSMR5QYQ | Zon Led | Zon | TTHB500 | Indoor Luminaires | High-Bay | High-Bay Luminaires for Commercial and Industrial Buildings | Standard | FALSE | [9 empty] | 42101 |  |  | NotYetVerified |  | 3 | 59940.12 | 109.3 | 548.4 | 11.84 | 0.99 | 5329 | 77.53
PKJRVVQA | Zon Led | Zon | TTHB400 | Indoor Luminaires | High-Bay | High-Bay Luminaires for Commercial and Industrial Buildings | Standard | FALSE | [9 empty] | 42101 |  |  | NotYetVerified |  | 3 | 47949.91 | 109.3 | 438.7 | 11.84 | 0.99 | 5329 | 77.53
PE7PG29N | Zon Led | Zon | TTHB300 | Indoor Luminaires | High-Bay | High-Bay Luminaires for Commercial and Industrial Buildings | Standard | FALSE | [9 empty] | 42101 |  |  | NotYetVerified |  | 3 | 35959.7 | 109.3 | 329 | 11.84 | 0.99 | 5329 | 77.53
PGCCHF2M | Zon Led | Zon | TTHB200 | Indoor Luminaires | High-Bay | High-Bay Luminaires for Commercial and Industrial Buildings | Standard | FALSE | [9 empty] | 42101 |  |  | NotYetVerified |  | 3 | 23973.86 | 109.3 | 219.34 | 11.84 | 0.99 | 5329 | 77.53
PN9RS2YE | Zon Led | Zon | TTHB160 | Indoor Luminaires | High-Bay | High-Bay Luminaires for Commercial and Industrial Buildings | Standard | FALSE | [9 empty] | 42101 |  |  | NotYetVerified |  | 3 | 19178.87 | 109.3 | 175.47 | 11.84 | 0.99 | 5329 | 77.53
P48PGNB8 | LEDRHYTHM Optronic Technology (Suzhou) Co.LTD | LEDRHYTHM | H1A-150(5000K) | Indoor Luminaires | High-Bay | High-Bay Luminaires for Commercial and Industrial Buildings | Standard | FALSE | [9 empty] | 42101 | Not Dimmable | Not Dimmable | NotYetVerified |  | 3 | 15000 | 100 | 150 | 4.8 | 0.999 | 5000 | 71
PDPZ6XCA | LEDRHYTHM Optronic Technology (Suzhou) Co.LTD | LEDRHYTHM | H1A-150(4500K) | Indoor Luminaires | High-Bay | High-Bay Luminaires for Commercial and Industrial Buildings | Standard | FALSE | [9 empty] | 42101 | Not Dimmable | Not Dimmable | NotYetVerified |  | 3 | 15000 | 100 | 150 | 4.8 | 0.999 | 4500 | 71
PPVSB5U7 | LEDRHYTHM Optronic Technology (Suzhou) Co.LTD | LEDRHYTHM | H1A-150(4000K) | Indoor Luminaires | High-Bay | High-Bay Luminaires for Commercial and Industrial Buildings | Standard | FALSE | [9 empty] | 42101 | Not Dimmable | Not Dimmable | NotYetVerified |  | 3 | 15000 | 100 | 150 | 4.8 | 0.999 | 4000 | 71
PZFRNCQJ | LEDRHYTHM Optronic Technology (Suzhou) Co.LTD | LEDRHYTHM | H1A-150(3500K) | Indoor Luminaires | High-Bay | High-Bay Luminaires for Commercial and Industrial Buildings | Standard | FALSE | [9 empty] | 42101 | Not Dimmable | Not Dimmable | NotYetVerified |  | 3 | 15000 | 100 | 150 | 4.8 | 0.999 | 3500 | 71
P57Q78PU | Universal Lighting Technologies | Everline | VTL8-16K840-U | Indoor Luminaires | High-Bay | High-Bay Luminaires for Commercial and Industrial Buildings | Standard | TRUE | 17670 | 104.32 | 169.38 | 10.02 | 0.9836 | 3950 | 83.08 | 5 | 60000 | 42100 |  |  | NotYetVerified |  | 3 | 17670 | 104.32 | 169.38 | 10.02 | 0.9836 | 3950 | 83.08
P78F1SW7 | Universal Lighting Technologies | Everline | VTL8-8K840-U | Indoor Luminaires | High-Bay | High-Bay Luminaires for Commercial and Industrial Buildings | Standard | TRUE | 10720 | 101.55 | 105.56 | 8.21 | 0.9766 | 4006 | 82.45 | 5 | 60000 | 42100 |  |  | NotYetVerified |  | 3 | 10720 | 101.55 | 105.56 | 8.21 | 0.9776 | 4006 | 82.45
PWFNE7WY | Illumadyne Inc. | Coolbay | 4CB-UNV-272-N-5000 | Indoor Luminaires | High-Bay | High-Bay Luminaires for Commercial and Industrial Buildings | Standard | TRUE | 31170 | 118 | 263.85 | 15.678 | 0.9232 | 5054 | 83.01 | 5 | 50000 | 42100 |  |  | NotYetVerified |  | 3 | 34713 | 125 | 277 | 15.678 | 0.9232 | 5000 | 80
PEWH9MSP | Advanced Energy Ideas | Advanced Energy Ideas | AHB-HO-2-4LC-160W-50K-UNI-FR | Indoor Luminaires | High-Bay | High-Bay Luminaires for Commercial and Industrial Buildings | Standard | TRUE | 14800 | 93.2 | 158.9 | 13.9 | 0.923 | 5009 | 83.4 | 5 | 50000 | 42100 |  |  | NotYetVerified |  | 3 | 14380 | 91 | 158 | 6.94 | 0.994 | 5009 | 83.4
PD7SQY2V | Banner Engineering | WLB92 | WLB92ZC1100PBQM | Indoor Luminaires | High-Bay | Low-Bay Luminaires for Commercial and Industrial Buildings | Standard | TRUE | 6502 | 93.33 | 69.67 | 17.6 | 0.923 | 4931 | 82.9 | 5 | 50000 | 42100 |  |  | NotYetVerified |  | 3 | 6500 | 92 | 70 | 2.05 | 0.9 | 5000 | 82
PGSPNHM8 | Advanced Energy Ideas | Advanced Energy Ideas | AHB-HO-4-4LC-320W-50K-UNI-FR | Indoor Luminaires | High-Bay | High-Bay Luminaires for Commercial and Industrial Buildings | Standard | FALSE | [9 empty] | 42100 | Dimmable | Continuous Below 10 | NotYetVerified |  | 3 | 29402 | 85 | 346 | 6.69 | 0.995 | 5083 | 83.6
PC5683V9 | Advanced Energy Ideas | Advanced Energy Ideas | AHB-HO-3-4LC-240W-50K-UNI-FR | Indoor Luminaires | High-Bay | High-Bay Luminaires for Commercial and Industrial Buildings | Standard | FALSE | [9 empty] | 42100 | Dimmable | Continuous Below 10 | NotYetVerified |  | 3 | 21891 | 88 | 252 | 6.82 | 0.995 | 5046 | 83.5
P78FV1FA | Advanced Energy Ideas | Advanced Energy Ideas | AHB-HO-4-4LC-320W-50K-UNI | Indoor Luminaires | High-Bay | High-Bay Luminaires for Commercial and Industrial Buildings | Standard | FALSE | [9 empty] | 42100 | Dimmable | Continuous Below 10 | NotYetVerified |  | 3 | 35368 | 104.3 | 339 | 6.61 | 0.995 | 5000 | 83.6
PNTBZTNU | Advanced Energy Ideas | Advanced Energy Ideas | AHB-HO-3-4LC-240W-50K-UNI | Indoor Luminaires | High-Bay | High-Bay Luminaires for Commercial and Industrial Buildings | Standard | FALSE | [9 empty] | 42100 | Dimmable | Continuous Below 10 | NotYetVerified |  | 3 | 26438.5 | 107.55 | 248.5 | 6.76 | 0.995 | 5000 | 83.5
PX63FAWQ | Advanced Energy Ideas | Advanced Energy Ideas | AHB-HO-2-4LC-160W-50K-UNI | Indoor Luminaires | High-Bay | High-Bay Luminaires for Commercial and Industrial Buildings | Standard | FALSE | [9 empty] | 42100 | Dimmable | Continuous Below 10 | NotYetVerified |  | 3 | 17509 | 110.8 | 158 | 6.91 | 0.994 | 5000 | 83.4
PJ136K7Q | Banner Engineering | WLB92 | WLB92ZC1100ACT | Indoor Luminaires | High-Bay | Low-Bay Luminaires for Commercial and Industrial Buildings | Standard | FALSE | [9 empty] | 42100 | Dimmable | Continuous Below 10 | NotYetVerified |  | 3 | 6500 | 92 | 70 | 2.05 | 0.9 | 5000 | 82
P7F3VN8D | Banner Engineering | WLB92 | WLB92ZC1100PBQMB | Indoor Luminaires | High-Bay | Low-Bay Luminaires for Commercial and Industrial Buildings | Standard | FALSE | [9 empty] | 42100 | Dimmable | Continuous Above 10 | NotYetVerified |  | 3 | 6500 | 92 | 70 | 2.05 | 0.9 | 5000 | 82
PDRRYYXV | KMW Inc. | GigaTera | NA65-A4009SUN | Indoor Luminaires | High-Bay | Low-Bay Luminaires for Commercial and Industrial Buildings | Standard | TRUE | 7235.99 | 101.08 | 71.588 | 11.41 | 0.9122 | 4005 | 85 | 5 | 50000 | 42097 |  |  | NotYetVerified |  | 3 | 6500 | 100 | 65 | 11.41 | 0.91 | 4000 | 85
P94W4EB6 | KMW Inc. | GigaTera | NA65-A4009SUO | Indoor Luminaires | High-Bay | Low-Bay Luminaires for Commercial and Industrial Buildings | Standard | FALSE | [9 empty] | 42097 |  |  | NotYetVerified |  | 3 | 6500 | 100 | 65 | 11.41 | 0.94 | 4000 | 85
PU9YMAGF | KMW Inc. | GigaTera | NA65-A4009SUD | Indoor Luminaires | High-Bay | Low-Bay Luminaires for Commercial and Industrial Buildings | Standard | FALSE | [9 empty] | 42097 |  |  | NotYetVerified |  | 3 | 6500 | 100 | 65 | 11.41 | 0.91 | 4000 | 85
PEVKC96B | HYD LIGHTING LTD. | HYD | HVT48-LG40K-FR | Indoor Luminaires | High-Bay | Low-Bay Luminaires for Commercial and Industrial Buildings | Standard | TRUE | 5026.5 | 95.45 | 52.66 | 13.2 | 0.953 | 4099 | 83.1 | 5 | 50000 | 42096 |  |  | NotYetVerified |  | 3 | 5026.5 | 95.45 | 50 | 13.2 | 0.9 | 4000 | 80
PK58RMBVZ | Maxgreen LED Ltd. | Maxgreen LED | MFL2-18L-[FC]-3 | Indoor Luminaires | High-Bay | High-Bay Luminaires for Commercial and Industrial Buildings | Standard | TRUE | 18770.31 | 131.52 | 142.72 | 14.4 | 0.912 | 5364 | 70.8 | 5 | 50000 | 42096 |  |  | NotYetVerified |  | 3 | 18000 | 130 | 142 |  |  | 5000 | 70
PC9N3V3P | RAB Design Lighting | RAB Design | FW4-LED80W-347V-41K | Indoor Luminaires | High-Bay | Low-Bay Luminaires for Commercial and Industrial Buildings | Standard | FALSE | [9 empty] | 42096 |  |  | NotYetVerified |  | 3 | 7196 | 106.9 | 67.34 | 7.53 | 0.9889 | 3928 | 83.06
PW6ZQJCR | RAB Design Lighting | RAB Design | FW4-LED50W-347V-41K | Indoor Luminaires | High-Bay | Low-Bay Luminaires for Commercial and Industrial Buildings | Standard | FALSE | [9 empty] | 42096 |  |  | NotYetVerified |  | 3 | 4931 | 104.4 | 47.24 | 17.12 | 0.9689 | 3927 | 83.14
PBPD8PE8 | Sunpark | SUNPARK | HB5D-110 (4000K) | Indoor Luminaires | High-Bay | High-Bay Luminaires for Commercial and Industrial Buildings | Standard | TRUE | 10836.9 | 93.66 | 115.7 | 7.71 | 0.979 | 3866 | 83.6 | 5 | 50000 | 42095 |  |  | NotYetVerified |  | 3 | 11000 | 80 | 110 | 20 | 0.9 | 4000 | 80
P1B8UB3T | Industrial Lighting Products | Industrial Lighting Products | BLEXT-140WLED-UNIV-5000K-FRAL | Indoor Luminaires | High-Bay | High-Bay Luminaires for Commercial and Industrial Buildings | Premium | TRUE | 16457 | 110.37 | 149.1 | 22.3 | 0.975 | 5000 | 80 | 5 |  | 42095 |  |  | Yes |  | 3.1
P2QK9PYR | Industrial Lighting Products | Industrial Lighting Products | BLEXT-140WLED-UNIV-3000K-FRAL | Indoor Luminaires | High-Bay | High-Bay Luminaires for Commercial and Industrial Buildings | Premium | TRUE | 15950 | 106.98 | 149.1 | 22.3 | 0.975 | 3000 | 80 | 5 |  | 42095 |  |  | Yes |  | 3.1
P94WV9AB | PACLIGHTS LLC | PacLights | FHB300 | Indoor Luminaires | High-Bay | High-Bay Luminaires for Commercial and Industrial Buildings | Standard | TRUE | 23586.72 | 79.31 | 297.39 | 5.84 | 0.9622 | 5226 | 78.2 | 5 | 50000 | 42095 |  |  | NotYetVerified |  | 3 | 23586.7 | 80 | 300 | 5.8 | 0.95 | 5000 | 78
PT14TTTT | Hangzhou ZGSM Technology Co. Ltd. | ZGSM | ZGSM-GCD80HB57-90-ND [Qualified Pointing Straight Down] | Indoor Luminaires | High-Bay | Low-Bay Luminaires for Commercial and Industrial Buildings | Standard | TRUE | 8468.1 | 106.9 | 79.18 | 13.16 | 0.9563 | 5642 | 72.3 | 5 | 100000 | 42095 |  |  | NotYetVerified |  | 3 | 8465 | 105.81 | 80 | 20 | 0.9 | 5700 | 70
PAT6FNZ5 | Hangzhou ZGSM Technology Co. Ltd. | ZGSM | ZGSM-GCD80HB30-90-ND [Qualified Pointing Straight Down] | Indoor Luminaires | High-Bay | Low-Bay Luminaires for Commercial and Industrial Buildings | Standard | TRUE | 7865.5 | 99.6 | 78.85 | 13.39 | 0.9559 | 3106 | 72.6 | 5 | 100000 | 42095 |  |  | NotYetVerified |  | 3 | 7866 | 98.33 | 80 | 20 | 0.9 | 3000 | 70
PJK211NY | PACLIGHTS LLC | PacLights | FHB240 | Indoor Luminaires | High-Bay | High-Bay Luminaires for Commercial and Industrial Buildings | Standard | TRUE | 18763.87 | 78.66 | 238 | 11.52 | 0.95 | 5298 | 78.4 | 5 | 35000 | 42095 |  |  | NotYetVerified |  | 3 | 18763.87 | 78.66 | 238 | 11.5 | 0.95 | 5000 | 78
P7TK7N5C | LEEDARSON LIGHTING Co.Ltd / Leedarson Lighting Fixtures Co.Ltd. | Leedarson | HB100B1-01G1 | Indoor Luminaires | High-Bay | High-Bay Luminaires for Commercial and Industrial Buildings | Standard | TRUE | 11720.2 | 117.85 | 99.45 | 13.06 | 0.9497 | 5030 | 73.5 | 5 | 50000 | 42095 |  |  | NotYetVerified |  | 3 | 10000 | 100 | 100 | 13.06 | 0.9 | 5028 | 70
PY5G3VP3 | Neptun Light Inc. | Neptun Light Inc. | LED-25250-AL-UNV-850 | Indoor Luminaires | High-Bay | High-Bay Luminaires for Commercial and Industrial Buildings | Standard | TRUE | 20900.9 | 87.2 | 239.7 | 12.92 | 0.9482 | 4989 | 82 | 5 | 75000 | 42095 |  |  | NotYetVerified |  | 3 | 20400 | 80 | 250 | 20 | 0.9 | 5000 | 80
PGF3GZR9 | Hangzhou ZGSM Technology Co. Ltd. | ZGSM | ZGSM-GCD120HB57-60-ND [Qualified Pointing Straight Down] | Indoor Luminaires | High-Bay | High-Bay Luminaires for Commercial and Industrial Buildings | Standard | TRUE | 12903 | 109.2 | 118.12 | 12.34 | 0.9377 | 5064 | 72 | 5 | 100000 | 42095 |  |  | NotYetVerified |  | 3 | 12951 | 107.93 | 120 | 20 | 0.9 | 5700 | 70
PGANNGAM | Hangzhou ZGSM Technology Co. Ltd. | ZGSM | ZGSM-GCD120HB30-60-ND [Qualified Pointing Straight Down] | Indoor Luminaires | High-Bay | High-Bay Luminaires for Commercial and Industrial Buildings | Standard | TRUE | 11408.2 | 99 | 115.26 | 12.66 | 0.9366 | 3098 | 73.1 | 5 | 100000 | 42095 |  |  | NotYetVerified |  | 3 | 11539 | 96.16 | 120 | 20 | 0.9 | 3000 | 70
PKZ2PVSH | PACLIGHTS LLC | PacLights | FHB200 (5000K) (120 BEAM ANGLE) | Indoor Luminaires | High-Bay | High-Bay Aisle Luminaires | Standard | TRUE | 16236.93 | 81.246 | 199.85 | 14.9 | 0.927 | 5030 | 74.7 | 5 | 35000 | 42095 |  |  | NotYetVerified |  | 3 |  | 85 | 200 |  | 0.95 | 5000 | 75
PS6ATAQE | PACLIGHTS LLC | PacLights | FHB120 (5000K) (120 BEAM ANGLE) | Indoor Luminaires | High-Bay | High-Bay Aisle Luminaires | Standard | TRUE | 10813.38 | 91.26 | 118.49 | 14.9 | 0.927 | 4985 | 74.9 | 5 | 35000 | 42095 |  |  | NotYetVerified |  | 3 |  | 85 | 120 |  | 0.95 | 5000 | 75
PBGD9QX6 | Neptun Light Inc. | Neptun Light Inc. | LED-25200-AL-UNV-850 | Indoor Luminaires | High-Bay | High-Bay Luminaires for Commercial and Industrial Buildings | Standard | TRUE | 18712.1 | 92.24 | 202.87 | 16.47 | 0.921 | 4807 | 83 | 5 | 75000 | 42095 |  |  | NotYetVerified |  | 3 | 18270 | 80 | 200 | 20 | 0.9 | 5000 | 80
PRRRVX89 | Hangzhou ZGSM Technology Co. Ltd. | ZGSM | ZGSM-GCD200HB30-90-ND [Qualified Pointing Straight Down] | Indoor Luminaires | High-Bay | High-Bay Luminaires for Commercial and Industrial Buildings | Standard | TRUE | 18722 | 94.8 | 197.53 | 10.36 | 0.9165 | 3110 | 72.8 | 5 | 100000 | 42095 |  |  | NotYetVerified |  | 3 | 18830 | 94.15 | 200 | 20 | 0.9 | 3000 | 70
PHEMUYZB | PACLIGHTS LLC | PacLights | FHB100 | Indoor Luminaires | High-Bay | High-Bay Luminaires for Commercial and Industrial Buildings | Standard | TRUE | 9061.25 | 89.11 | 101.69 | 7.19 | 0.9013 | 5298 | 71.6 | 5 | 35000 | 42095 |  |  | NotYetVerified |  | 3 | 9061.25 | 89.11 | 101.7 | 8 | 0.9 | 5000 | 72
PY7SMQV8 | Sunpark | SUNPARK | HB5D-110 (5000K) | Indoor Luminaires | High-Bay | High-Bay Luminaires for Commercial and Industrial Buildings | Standard | FALSE | [9 empty] | 42095 |  |  | NotYetVerified |  | 3 | 11550 | 105 | 110 | 20 | 0.9 | 5000 | 80
PMD2RGNW | Neptun Light Inc. | Neptun Light Inc. | LED-25250-AL-UNV-BL-DIM-850 | Indoor Luminaires | High-Bay | High-Bay Luminaires for Commercial and Industrial Buildings | Standard | FALSE | [9 empty] | 42095 |  |  | NotYetVerified |  | 3 | 20400 | 80 | 250 | 20 | 0.9 | 5000 | 80
PGGJRE4W | Neptun Light Inc. | Neptun Light Inc. | LED-25200-AL-UNV-BL-DIM-850 | Indoor Luminaires | High-Bay | High-Bay Luminaires for Commercial and Industrial Buildings | Standard | FALSE | [9 empty] | 42095 |  |  | NotYetVerified |  | 3 | 18270 | 80 | 200 | 20 | 0.9 | 5000 | 80
P74K2U3X | Neptun Light Inc. | Neptun Light Inc. | LED-25250-AL-UNV-0-10VDIM-850 | Indoor Luminaires | High-Bay | High-Bay Luminaires for Commercial and Industrial Buildings | Standard | FALSE | [9 empty] | 42095 |  |  | NotYetVerified |  | 3 | 20400 | 80 | 250 | 20 | 0.9 | 5000 | 80
PM8DHR9S | Neptun Light Inc. | Neptun Light Inc. | LED-25200-AL-UNV-0-10VDIM-850 | Indoor Luminaires | High-Bay | High-Bay Luminaires for Commercial and Industrial Buildings | Standard | FALSE | [9 empty] | 42095 |  |  | NotYetVerified |  | 3 | 18270 | 80 | 200 | 20 | 0.9 | 5000 | 80
PB5WDMTH | Industrial Lighting Products | Industrial Lighting Products | BLEXT-190WLED-UNIV-5000K-CAL | Indoor Luminaires | High-Bay | High-Bay Luminaires for Commercial and Industrial Buildings | Premium | FALSE | [9 empty] | 42095 |  |  | Yes |  | 3.1 | 24288 | 117.39 | 206.9 | 22.3 | 0.975 | 5000 | 80
PDW1NTZ6 | Industrial Lighting Products | Industrial Lighting Products | BLEXT-190WLED-UNIV-5000K-FRAL | Indoor Luminaires | High-Bay | High-Bay Luminaires for Commercial and Industrial Buildings | Premium | FALSE | [9 empty] | 42095 |  |  | Yes |  | 3.1 | 23322 | 112.72 | 206.9 | 22.3 | 0.975 | 5000 | 80
PYXG8UKA | Industrial Lighting Products | Industrial Lighting Products | BLEXT-140WLED-UNIV-5000K-CAL | Indoor Luminaires | High-Bay | High-Bay Luminaires for Commercial and Industrial Buildings | Premium | FALSE | [9 empty] | 42095 |  |  | Yes |  | 3.1 | 17471 | 117.17 | 149.1 | 22.3 | 0.975 | 5000 | 80
PFS7Z7YW | Industrial Lighting Products | Industrial Lighting Products | BLEXT-190WLED-UNIV-4000K-CAL | Indoor Luminaires | High-Bay | High-Bay Luminaires for Commercial and Industrial Buildings | Premium | FALSE | [9 empty] | 42095 |  |  | Yes |  | 3.1 | 24053 | 116.25 | 206.9 | 22.3 | 0.975 | 4000 | 80
PBWMMR9T | Industrial Lighting Products | Industrial Lighting Products | BLEXT-190WLED-UNIV-4000K-FRAL | Indoor Luminaires | High-Bay | High-Bay Luminaires for Commercial and Industrial Buildings | Premium | FALSE | [9 empty] | 42095 |  |  | Yes |  | 3.1 | 23088 | 111.59 | 206.9 | 22.3 | 0.975 | 4000 | 80
PH8N3ZK4 | Industrial Lighting Products | Industrial Lighting Products | BLEXT-140WLED-UNIV-4000K-CAL | Indoor Luminaires | High-Bay | High-Bay Luminaires for Commercial and Industrial Buildings | Premium | FALSE | [9 empty] | 42095 |  |  | Yes |  | 3.1 | 17301 | 116.04 | 149.1 | 22.3 | 0.975 | 4000 | 80
PMBHX8UQ | Industrial Lighting Products | Industrial Lighting Products | BLEXT-140WLED-UNIV-4000K-FRAL | Indoor Luminaires | High-Bay | High-Bay Luminaires for Commercial and Industrial Buildings | Premium | FALSE | [9 empty] | 42095 |  |  | Yes |  | 3.1 | 16287 | 109.24 | 149.1 | 22.3 | 0.975 | 4000 | 80
PYF91F2B | Industrial Lighting Products | Industrial Lighting Products | BLEXT-190WLED-UNIV-3500K-CAL | Indoor Luminaires | High-Bay | High-Bay Luminaires for Commercial and Industrial Buildings | Premium | FALSE | [9 empty] | 42095 |  |  | Yes |  | 3.1 | 23819 | 115.12 | 206.9 | 22.3 | 0.975 | 3500 | 80
PF2569NE | Industrial Lighting Products | Industrial Lighting Products | BLEXT-190WLED-UNIV-3500K-FRAL | Indoor Luminaires | High-Bay | High-Bay Luminaires for Commercial and Industrial Buildings | Premium | FALSE | [9 empty] | 42095 |  |  | Yes |  | 3.1 | 22853 | 110.45 | 206.9 | 22.3 | 0.975 | 3500 | 80
PFAXMWDQ | Industrial Lighting Products | Industrial Lighting Products | BLEXT-140WLED-UNIV-3500K-CAL | Indoor Luminaires | High-Bay | High-Bay Luminaires for Commercial and Industrial Buildings | Premium | FALSE | [9 empty] | 42095 |  |  | Yes |  | 3.1 | 17133 | 114.91 | 149.1 | 22.3 | 0.975 | 3500 | 80
PGAZVSJ6 | Industrial Lighting Products | Industrial Lighting Products | BLEXT-140WLED-UNIV-3500K-FRAL | Indoor Luminaires | High-Bay | High-Bay Luminaires for Commercial and Industrial Buildings | Premium | FALSE | [9 empty] | 42095 |  |  | Yes |  | 3.1 | 16119 | 108.11 | 149.1 | 22.3 | 0.975 | 3500 | 80
PF13A9T4 | Industrial Lighting Products | Industrial Lighting Products | BLEXT-190WLED-UNIV-3000K-CAL | Indoor Luminaires | High-Bay | High-Bay Luminaires for Commercial and Industrial Buildings | Premium | FALSE | [9 empty] | 42095 |  |  | Yes |  | 3.1 | 23585 | 113.99 | 206.9 | 22.3 | 0.975 | 3000 | 80
PNNRM57Y | Industrial Lighting Products | Industrial Lighting Products | BLEXT-190WLED-UNIV-3000K-FRAL | Indoor Luminaires | High-Bay | High-Bay Luminaires for Commercial and Industrial Buildings | Premium | FALSE | [9 empty] | 42095 |  |  | Yes |  | 3.1 | 22619 | 109.32 | 206.9 | 22.3 | 0.975 | 3000 | 80
PU471VKU | Industrial Lighting Products | Industrial Lighting Products | BLEXT-140WLED-UNIV-3000K-CAL | Indoor Luminaires | High-Bay | High-Bay Luminaires for Commercial and Industrial Buildings | Premium | FALSE | [9 empty] | 42095 |  |  | Yes |  | 3.1 | 16964 | 113.78 | 149.1 | 22.3 | 0.975 | 3000 | 80
PV5BAYVN | Hangzhou ZGSM Technology Co. Ltd. | ZGSM | ZGSM-GCD240H57-110-N [Qualified Pointing Straight Down] | Indoor Luminaires | High-Bay | High-Bay Luminaires for Commercial and Industrial Buildings | Standard | FALSE | [9 empty] | 42095 |  |  | NotYetVerified |  | 3 | 27618 | 115.08 | 240 | 20 | 0.9 | 5700 | 70
PCZV5MK4 | Hangzhou ZGSM Technology Co. Ltd. | ZGSM | ZGSM-GCD240H57-90-N [Qualified Pointing Straight Down] | Indoor Luminaires | High-Bay | High-Bay Luminaires for Commercial and Industrial Buildings | Standard | FALSE | [9 empty] | 42095 |  |  | NotYetVerified |  | 3 | 27618 | 115.08 | 240 | 20 | 0.9 | 5700 | 70
PV4VA981 | Hangzhou ZGSM Technology Co. Ltd. | ZGSM | ZGSM-GCD240HB57-110-N [Qualified Pointing Straight Down] | Indoor Luminaires | High-Bay | High-Bay Luminaires for Commercial and Industrial Buildings | Standard | FALSE | [9 empty] | 42095 |  |  | NotYetVerified |  | 3 | 27154 | 113.14 | 240 | 20 | 0.9 | 5700 | 70
PA9Y49Z4 | Hangzhou ZGSM Technology Co. Ltd. | ZGSM | ZGSM-GCD240HB57-90-N [Qualified Pointing Straight Down] | Indoor Luminaires | High-Bay | High-Bay Luminaires for Commercial and Industrial Buildings | Standard | FALSE | [9 empty] | 42095 |  |  | NotYetVerified |  | 3 | 27154 | 113.14 | 240 | 20 | 0.9 | 5700 | 70
P3ERSH4U | Hangzhou ZGSM Technology Co. Ltd. | ZGSM | ZGSM-GCD240H57-60-N [Qualified Pointing Straight Down] | Indoor Luminaires | High-Bay | High-Bay Luminaires for Commercial and Industrial Buildings | Standard | FALSE | [9 empty] | 42095 |  |  | NotYetVerified |  | 3 | 25793 | 107.47 | 240 | 20 | 0.9 | 5700 | 70
PVGXES7E | Hangzhou ZGSM Technology Co. Ltd. | ZGSM | ZGSM-GCD240HB57-60-N [Qualified Pointing Straight Down] | Indoor Luminaires | High-Bay | High-Bay Luminaires for Commercial and Industrial Buildings | Standard | FALSE | [9 empty] | 42095 |  |  | NotYetVerified |  | 3 | 25354 | 105.64 | 240 | 20 | 0.9 | 5700 | 70
PET5XGPP | Hangzhou ZGSM Technology Co. Ltd. | ZGSM | ZGSM-GCD200H57-60-N [Qualified Pointing Straight Down] | Indoor Luminaires | High-Bay | High-Bay Luminaires for Commercial and Industrial Buildings | Standard | FALSE | [9 empty] | 42095 |  |  | NotYetVerified |  | 3 | 22173 | 110.87 | 200 | 20 | 0.9 | 5700 | 70
PSRXCUCN | Hangzhou ZGSM Technology Co. Ltd. | ZGSM | ZGSM-GCD200H57-90-N [Qualified Pointing Straight Down] | Indoor Luminaires | High-Bay | High-Bay Luminaires for Commercial and Industrial Buildings | Standard | FALSE | [9 empty] | 42095 |  |  | NotYetVerified |  | 3 | 22147 | 110.74 | 200 | 20 | 0.9 | 5700 | 70
PQPAWD88 | Hangzhou ZGSM Technology Co. Ltd. | ZGSM | ZGSM-GCD200H57-110-N [Qualified Pointing Straight Down] | Indoor Luminaires | High-Bay | High-Bay Luminaires for Commercial and Industrial Buildings | Standard | FALSE | [9 empty] | 42095 |  |  | NotYetVerified |  | 3 | 22147 | 110.74 | 200 | 20 | 0.9 | 5700 | 70
PJ9AN58T | Hangzhou ZGSM Technology Co. Ltd. | ZGSM | ZGSM-GCD200HB57-60-N [Qualified Pointing Straight Down] | Indoor Luminaires | High-Bay | High-Bay Luminaires for Commercial and Industrial Buildings | Standard | FALSE | [9 empty] | 42095 |  |  | NotYetVerified |  | 3 | 21871 | 109.36 | 200 | 20 | 0.9 | 5700 | 70
PVKC55K7 | Hangzhou ZGSM Technology Co. Ltd. | ZGSM | ZGSM-GCD200HB57-90-N [Qualified Pointing Straight Down] | Indoor Luminaires | High-Bay | High-Bay Luminaires for Commercial and Industrial Buildings | Standard | FALSE | [9 empty] | 42095 |  |  | NotYetVerified |  | 3 | 21821 | 109.11 | 200 | 20 | 0.9 | 5700 | 70
PMXUNS3T | Hangzhou ZGSM Technology Co. Ltd. | ZGSM | ZGSM-GCD200HB57-110-N [Qualified Pointing Straight Down] | Indoor Luminaires | High-Bay | High-Bay Luminaires for Commercial and Industrial Buildings | Standard | FALSE | [9 empty] | 42095 |  |  | NotYetVerified |  | 3 | 21821 | 109.11 | 200 | 20 | 0.9 | 5700 | 70
PGZ9UW7Z | Hangzhou ZGSM Technology Co. Ltd. | ZGSM | ZGSM-GCD160H57-90-N [Qualified Pointing Straight Down] | Indoor Luminaires | High-Bay | High-Bay Luminaires for Commercial and Industrial Buildings | Standard | FALSE | [9 empty] | 42095 |  |  | NotYetVerified |  | 3 | 18351 | 114.69 | 160 | 20 | 0.9 | 5700 | 70
PG6M4ZQD | Hangzhou ZGSM Technology Co. Ltd. | ZGSM | ZGSM-GCD160HB57-110-N [Qualified Pointing Straight Down] | Indoor Luminaires | High-Bay | High-Bay Luminaires for Commercial and Industrial Buildings | Standard | FALSE | [9 empty] | 42095 |  |  | NotYetVerified |  | 3 | 18081 | 113.01 | 160 | 20 | 0.9 | 5700 | 70
P43XHH44 | Hangzhou ZGSM Technology Co. Ltd. | ZGSM | ZGSM-GCD160HB57-90-N [Qualified Pointing Straight Down] | Indoor Luminaires | High-Bay | High-Bay Luminaires for Commercial and Industrial Buildings | Standard | FALSE | [9 empty] | 42095 |  |  | NotYetVerified |  | 3 | 18081 | 113.01 | 160 | 20 | 0.9 | 5700 | 70
PD5N36ZJ | Hangzhou ZGSM Technology Co. Ltd. | ZGSM | ZGSM-GCD160H57-60-N [Qualified Pointing Straight Down] | Indoor Luminaires | High-Bay | High-Bay Luminaires for Commercial and Industrial Buildings | Standard | FALSE | [9 empty] | 42095 |  |  | NotYetVerified |  | 3 | 17464 | 109.15 | 160 | 20 | 0.9 | 5700 | 70
PU4RNQBX | Hangzhou ZGSM Technology Co. Ltd. | ZGSM | ZGSM-GCD160HB57-60-N [Qualified Pointing Straight Down] | Indoor Luminaires | High-Bay | High-Bay Luminaires for Commercial and Industrial Buildings | Standard | FALSE | [9 empty] | 42095 |  |  | NotYetVerified |  | 3 | 17203 | 107.52 | 160 | 20 | 0.9 | 5700 | 70
PYGSG7DT | Hangzhou ZGSM Technology Co. Ltd. | ZGSM | ZGSM-GCD120HB57-110-N [Qualified Pointing Straight Down] | Indoor Luminaires | High-Bay | High-Bay Luminaires for Commercial and Industrial Buildings | Standard | FALSE | [9 empty] | 42095 |  |  | NotYetVerified |  | 3 | 15780 | 98.63 | 160 | 20 | 0.9 | 5700 | 70
PE7GMF8C | Hangzhou ZGSM Technology Co. Ltd. | ZGSM | ZGSM-GCD160H57-110-N [Qualified Pointing Straight Down] | Indoor Luminaires | High-Bay | High-Bay Luminaires for Commercial and Industrial Buildings | Standard | FALSE | [9 empty] | 42095 |  |  | NotYetVerified |  | 3 | 15535 | 97.09 | 160 | 20 | 0.9 | 5700 | 70
PSFA1Y1W | Hangzhou ZGSM Technology Co. Ltd. | ZGSM | ZGSM-GCD120H57-110-N [Qualified Pointing Straight Down] | Indoor Luminaires | High-Bay | High-Bay Luminaires for Commercial and Industrial Buildings | Standard | FALSE | [9 empty] | 42095 |  |  | NotYetVerified |  | 3 | 13865 | 115.54 | 120 | 20 | 0.9 | 5700 | 70
PK4E5GK6 | Hangzhou ZGSM Technology Co. Ltd. | ZGSM | ZGSM-GCD120H57-90-N [Qualified Pointing Straight Down] | Indoor Luminaires | High-Bay | High-Bay Luminaires for Commercial and Industrial Buildings | Standard | FALSE | [9 empty] | 42095 |  |  | NotYetVerified |  | 3 | 13865 | 115.54 | 120 | 20 | 0.9 | 5700 | 70
PV23FPZR | Hangzhou ZGSM Technology Co. Ltd. | ZGSM | ZGSM-GCD120HB57-90-N [Qualified Pointing Straight Down] | Indoor Luminaires | High-Bay | High-Bay Luminaires for Commercial and Industrial Buildings | Standard | FALSE | [9 empty] | 42095 |  |  | NotYetVerified |  | 3 | 13666 | 113.88 | 120 | 20 | 0.9 | 5700 | 70
PX1W3AVC | Hangzhou ZGSM Technology Co. Ltd. | ZGSM | ZGSM-GCD120H57-60-N [Qualified Pointing Straight Down] | Indoor Luminaires | High-Bay | High-Bay Luminaires for Commercial and Industrial Buildings | Standard | FALSE | [9 empty] | 42095 |  |  | NotYetVerified |  | 3 | 13302 | 110.85 | 120 | 20 | 0.9 | 5700 | 70
PT9BTC5P | Hangzhou ZGSM Technology Co. Ltd. | ZGSM | ZGSM-GCD120HB57-60-N [Qualified Pointing Straight Down] | Indoor Luminaires | High-Bay | High-Bay Luminaires for Commercial and Industrial Buildings | Standard | FALSE | [9 empty] | 42095 |  |  | NotYetVerified |  | 3 | 13111 | 109.26 | 120 | 20 | 0.9 | 5700 | 70
P4YEN1X7 | Hangzhou ZGSM Technology Co. Ltd. | ZGSM | ZGSM-GCD80H57-110-N [Qualified Pointing Straight Down] | Indoor Luminaires | High-Bay | Low-Bay Luminaires for Commercial and Industrial Buildings | Standard | FALSE | [9 empty] | 42095 |  |  | NotYetVerified |  | 3 | 8986 | 112.33 | 80 | 20 | 0.9 | 5700 | 70
P4QXQ2JR | Hangzhou ZGSM Technology Co. Ltd. | ZGSM | ZGSM-GCD80HB57-110-N [Qualified Pointing Straight Down] | Indoor Luminaires | High-Bay | Low-Bay Luminaires for Commercial and Industrial Buildings | Standard | FALSE | [9 empty] | 42095 |  |  | NotYetVerified |  | 3 | 8872 | 110.9 | 80 | 20 | 0.9 | 5700 | 70
P78TZ8T9 | Hangzhou ZGSM Technology Co. Ltd. | ZGSM | ZGSM-GCD80H57-60-N [Qualified Pointing Straight Down] | Indoor Luminaires | High-Bay | Low-Bay Luminaires for Commercial and Industrial Buildings | Standard | FALSE | [9 empty] | 42095 |  |  | NotYetVerified |  | 3 | 8683 | 108.54 | 80 | 20 | 0.9 | 5700 | 70
PZ2SXKNV | Hangzhou ZGSM Technology Co. Ltd. | ZGSM | ZGSM-GCD80H57-90-N [Qualified Pointing Straight Down] | Indoor Luminaires | High-Bay | Low-Bay Luminaires for Commercial and Industrial Buildings | Standard | FALSE | [9 empty] | 42095 |  |  | NotYetVerified |  | 3 | 8592 | 107.4 | 80 | 20 | 0.9 | 5700 | 70
PKJWP8YG | Hangzhou ZGSM Technology Co. Ltd. | ZGSM | ZGSM-GCD80HB57-60-N [Qualified Pointing Straight Down] | Indoor Luminaires | High-Bay | Low-Bay Luminaires for Commercial and Industrial Buildings | Standard | FALSE | [9 empty] | 42095 |  |  | NotYetVerified |  | 3 | 8554 | 106.93 | 80 | 20 | 0.9 | 5700 | 70
PBGTZW2S | Hangzhou ZGSM Technology Co. Ltd. | ZGSM | ZGSM-GCD80HB57-90-N [Qualified Pointing Straight Down] | Indoor Luminaires | High-Bay | Low-Bay Luminaires for Commercial and Industrial Buildings | Standard | FALSE | [9 empty] | 42095 |  |  | NotYetVerified |  | 3 | 8465 | 105.81 | 80 | 20 | 0.9 | 5700 | 70
PS7942VM | Hangzhou ZGSM Technology Co. Ltd. | ZGSM | ZGSM-GCD240H57-110-ND [Qualified Pointing Straight Down] | Indoor Luminaires | High-Bay | High-Bay Luminaires for Commercial and Industrial Buildings | Standard | FALSE | [9 empty] | 42095 |  |  | NotYetVerified |  | 3 | 27618 | 115.08 | 240 | 20 | 0.9 | 5700 | 70
PTDSTG5K | Hangzhou ZGSM Technology Co. Ltd. | ZGSM | ZGSM-GCD240HB57-110-ND [Qualified Pointing Straight Down] | Indoor Luminaires | High-Bay | High-Bay Luminaires for Commercial and Industrial Buildings | Standard | FALSE | [9 empty] | 42095 |  |  | NotYetVerified |  | 3 | 27154 | 113.14 | 240 | 20 | 0.9 | 5700 | 70
PP45TQBG | Hangzhou ZGSM Technology Co. Ltd. | ZGSM | ZGSM-GCD240HB57-90-ND [Qualified Pointing Straight Down] | Indoor Luminaires | High-Bay | High-Bay Luminaires for Commercial and Industrial Buildings | Standard | FALSE | [9 empty] | 42095 |  |  | NotYetVerified |  | 3 | 27154 | 113.14 | 240 | 20 | 0.9 | 5700 | 70
P2XXGF88 | Hangzhou ZGSM Technology Co. Ltd. | ZGSM | ZGSM-GCD240H57-60-ND [Qualified Pointing Straight Down] | Indoor Luminaires | High-Bay | High-Bay Luminaires for Commercial and Industrial Buildings | Standard | FALSE | [9 empty] | 42095 |  |  | NotYetVerified |  | 3 | 27006 | 112.53 | 240 | 20 | 0.9 | 5700 | 70
P878CTZV | Hangzhou ZGSM Technology Co. Ltd. | ZGSM | ZGSM-GCD240H57-90-ND [Qualified Pointing Straight Down] | Indoor Luminaires | High-Bay | High-Bay Luminaires for Commercial and Industrial Buildings | Standard | FALSE | [9 empty] | 42095 |  |  | NotYetVerified |  | 3 | 25793 | 107.47 | 240 | 20 | 0.9 | 5700 | 70
PF5YN9B1 | Hangzhou ZGSM Technology Co. Ltd. | ZGSM | ZGSM-GCD240HB57-60-ND [Qualified Pointing Straight Down] | Indoor Luminaires | High-Bay | High-Bay Luminaires for Commercial and Industrial Buildings | Standard | FALSE | [9 empty] | 42095 |  |  | NotYetVerified |  | 3 | 25354 | 105.64 | 240 | 20 | 0.9 | 5700 | 70
PQBHPPBU | Hangzhou ZGSM Technology Co. Ltd. | ZGSM | ZGSM-GCD200H57-90-ND [Qualified Pointing Straight Down] | Indoor Luminaires | High-Bay | High-Bay Luminaires for Commercial and Industrial Buildings | Standard | FALSE | [9 empty] | 42095 |  |  | NotYetVerified |  | 3 | 22173 | 110.87 | 200 | 20 | 0.9 | 5700 | 70
PYU956H9 | Hangzhou ZGSM Technology Co. Ltd. | ZGSM | ZGSM-GCD200H57-110-ND [Qualified Pointing Straight Down] | Indoor Luminaires | High-Bay | High-Bay Luminaires for Commercial and Industrial Buildings | Standard | FALSE | [9 empty] | 42095 |  |  | NotYetVerified |  | 3 | 22147 | 110.74 | 200 | 20 | 0.9 | 5700 | 70
PHFYQF3K | Hangzhou ZGSM Technology Co. Ltd. | ZGSM | ZGSM-GCD200HB57-90-ND [Qualified Pointing Straight Down] | Indoor Luminaires | High-Bay | High-Bay Luminaires for Commercial and Industrial Buildings | Standard | FALSE | [9 empty] | 42095 |  |  | NotYetVerified |  | 3 | 21871 | 109.36 | 200 | 20 | 0.9 | 5700 | 70
P9Y8ZT9Q | Hangzhou ZGSM Technology Co. Ltd. | ZGSM | ZGSM-GCD200HB57-110-ND [Qualified Pointing Straight Down] | Indoor Luminaires | High-Bay | High-Bay Luminaires for Commercial and Industrial Buildings | Standard | FALSE | [9 empty] | 42095 |  |  | NotYetVerified |  | 3 | 21821 | 109.11 | 200 | 20 | 0.9 | 5700 | 70
PK7ESHJY | Hangzhou ZGSM Technology Co. Ltd. | ZGSM | ZGSM-GCD200H57-60-ND [Qualified Pointing Straight Down] | Indoor Luminaires | High-Bay | High-Bay Luminaires for Commercial and Industrial Buildings | Standard | FALSE | [9 empty] | 42095 |  |  | NotYetVerified |  | 3 | 21495 | 107.48 | 200 | 20 | 0.9 | 5700 | 70
PACZWXFF | Hangzhou ZGSM Technology Co. Ltd. | ZGSM | ZGSM-GCD200HB57-60-ND [Qualified Pointing Straight Down] | Indoor Luminaires | High-Bay | High-Bay Luminaires for Commercial and Industrial Buildings | Standard | FALSE | [9 empty] | 42095 |  |  | NotYetVerified |  | 3 | 21118 | 105.59 | 200 | 20 | 0.9 | 5700 | 70
PC17F461 | Hangzhou ZGSM Technology Co. Ltd. | ZGSM | ZGSM-GCD160H57-110-ND [Qualified Pointing Straight Down] | Indoor Luminaires | High-Bay | High-Bay Luminaires for Commercial and Industrial Buildings | Standard | FALSE | [9 empty] | 42095 |  |  | NotYetVerified |  | 3 | 18351 | 114.69 | 160 | 20 | 0.9 | 5700 | 70
PDZFP1Z6 | Hangzhou ZGSM Technology Co. Ltd. | ZGSM | ZGSM-GCD160HB57-110-ND [Qualified Pointing Straight Down] | Indoor Luminaires | High-Bay | High-Bay Luminaires for Commercial and Industrial Buildings | Standard | FALSE | [9 empty] | 42095 |  |  | NotYetVerified |  | 3 | 18081 | 113.01 | 160 | 20 | 0.9 | 5700 | 70
P2ATG9UN | Hangzhou ZGSM Technology Co. Ltd. | ZGSM | ZGSM-GCD160H57-60-ND [Qualified Pointing Straight Down] | Indoor Luminaires | High-Bay | High-Bay Luminaires for Commercial and Industrial Buildings | Standard | FALSE | [9 empty] | 42095 |  |  | NotYetVerified |  | 3 | 17711 | 110.69 | 160 | 20 | 0.9 | 5700 | 70
PF6WFX2F | Hangzhou ZGSM Technology Co. Ltd. | ZGSM | ZGSM-GCD160H57-90-ND [Qualified Pointing Straight Down] | Indoor Luminaires | High-Bay | High-Bay Luminaires for Commercial and Industrial Buildings | Standard | FALSE | [9 empty] | 42095 |  |  | NotYetVerified |  | 3 | 17464 | 109.15 | 160 | 20 | 0.9 | 5700 | 70
PZW11C2U | Hangzhou ZGSM Technology Co. Ltd. | ZGSM | ZGSM-GCD160HB57-60-ND [Qualified Pointing Straight Down] | Indoor Luminaires | High-Bay | High-Bay Luminaires for Commercial and Industrial Buildings | Standard | FALSE | [9 empty] | 42095 |  |  | NotYetVerified |  | 3 | 17457 | 109.11 | 160 | 20 | 0.9 | 5700 | 70
PBS61WTM | Hangzhou ZGSM Technology Co. Ltd. | ZGSM | ZGSM-GCD160HB57-90-ND [Qualified Pointing Straight Down] | Indoor Luminaires | High-Bay | High-Bay Luminaires for Commercial and Industrial Buildings | Standard | FALSE | [9 empty] | 42095 |  |  | NotYetVerified |  | 3 | 17203 | 107.52 | 160 | 20 | 0.9 | 5700 | 70
PUS1ZJ2C | Hangzhou ZGSM Technology Co. Ltd. | ZGSM | ZGSM-GCD120H57-90-ND [Qualified Pointing Straight Down] | Indoor Luminaires | High-Bay | High-Bay Luminaires for Commercial and Industrial Buildings | Standard | FALSE | [9 empty] | 42095 |  |  | NotYetVerified |  | 3 | 13865 | 115.54 | 120 | 20 | 0.9 | 5700 | 70
P8YQSY7W | Hangzhou ZGSM Technology Co. Ltd. | ZGSM | ZGSM-GCD120H57-110-ND [Qualified Pointing Straight Down] | Indoor Luminaires | High-Bay | High-Bay Luminaires for Commercial and Industrial Buildings | Standard | FALSE | [9 empty] | 42095 |  |  | NotYetVerified |  | 3 | 13865 | 115.54 | 120 | 20 | 0.9 | 5700 | 70
PG1JD51R | Hangzhou ZGSM Technology Co. Ltd. | ZGSM | ZGSM-GCD120HB57-110-ND [Qualified Pointing Straight Down] | Indoor Luminaires | High-Bay | High-Bay Luminaires for Commercial and Industrial Buildings | Standard | FALSE | [9 empty] | 42095 |  |  | NotYetVerified |  | 3 | 13666 | 113.88 | 120 | 20 | 0.9 | 5700 | 70
P6XMX1JK | Hangzhou ZGSM Technology Co. Ltd. | ZGSM | ZGSM-GCD120H57-60-ND [Qualified Pointing Straight Down] | Indoor Luminaires | High-Bay | High-Bay Luminaires for Commercial and Industrial Buildings | Standard | FALSE | [9 empty] | 42095 |  |  | NotYetVerified |  | 3 | 13302 | 110.85 | 120 | 20 | 0.9 | 5700 | 70
PBDPCBZS | Hangzhou ZGSM Technology Co. Ltd. | ZGSM | ZGSM-GCD120HB57-90-ND [Qualified Pointing Straight Down] | Indoor Luminaires | High-Bay | High-Bay Luminaires for Commercial and Industrial Buildings | Standard | FALSE | [9 empty] | 42095 |  |  | NotYetVerified |  | 3 | 13111 | 109.26 | 120 | 20 | 0.9 | 5700 | 70
P74Z41BM | Hangzhou ZGSM Technology Co. Ltd. | ZGSM | ZGSM-GCD80H57-110-ND [Qualified Pointing Straight Down] | Indoor Luminaires | High-Bay | Low-Bay Luminaires for Commercial and Industrial Buildings | Standard | FALSE | [9 empty] | 42095 |  |  | NotYetVerified |  | 3 | 8986 | 112.33 | 80 | 20 | 0.9 | 5700 | 70
PBNXMJQ8 | Hangzhou ZGSM Technology Co. Ltd. | ZGSM | ZGSM-GCD80HB57-110-ND [Qualified Pointing Straight Down] | Indoor Luminaires | High-Bay | Low-Bay Luminaires for Commercial and Industrial Buildings | Standard | FALSE | [9 empty] | 42095 |  |  | NotYetVerified |  | 3 | 8872 | 110.9 | 80 | 20 | 0.9 | 5700 | 70
PKJVF6RV | Hangzhou ZGSM Technology Co. Ltd. | ZGSM | ZGSM-GCD80H57-60-ND [Qualified Pointing Straight Down] | Indoor Luminaires | High-Bay | Low-Bay Luminaires for Commercial and Industrial Buildings | Standard | FALSE | [9 empty] | 42095 |  |  | NotYetVerified |  | 3 | 8683 | 108.54 | 80 | 20 | 0.9 | 5700 | 70
PHFPG4SX | Hangzhou ZGSM Technology Co. Ltd. | ZGSM | ZGSM-GCD80H57-90-ND [Qualified Pointing Straight Down] | Indoor Luminaires | High-Bay | Low-Bay Luminaires for Commercial and Industrial Buildings | Standard | FALSE | [9 empty] | 42095 |  |  | NotYetVerified |  | 3 | 8592 | 107.4 | 80 | 20 | 0.9 | 5700 | 70
P8N8T58B | Hangzhou ZGSM Technology Co. Ltd. | ZGSM | ZGSM-GCD80HB57-60-ND [Qualified Pointing Straight Down] | Indoor Luminaires | High-Bay | Low-Bay Luminaires for Commercial and Industrial Buildings | Standard | FALSE | [9 empty] | 42095 |  |  | NotYetVerified |  | 3 | 8554 | 106.93 | 80 | 20 | 0.9 | 5700 | 70
P1YXACHW | Hangzhou ZGSM Technology Co. Ltd. | ZGSM | ZGSM-GCD240H50-110-N [Qualified Pointing Straight Down] | Indoor Luminaires | High-Bay | High-Bay Luminaires for Commercial and Industrial Buildings | Standard | FALSE | [9 empty] | 42095 |  |  | NotYetVerified |  | 3 | 27006 | 112.53 | 240 | 20 | 0.9 | 5000 | 70
P7BAAUH2 | Hangzhou ZGSM Technology Co. Ltd. | ZGSM | ZGSM-GCD240HB50-110-N [Qualified Pointing Straight Down] | Indoor Luminaires | High-Bay | High-Bay Luminaires for Commercial and Industrial Buildings | Standard | FALSE | [9 empty] | 42095 |  |  | NotYetVerified |  | 3 | 26611 | 110.88 | 240 | 20 | 0.9 | 5000 | 70
PMBUSQ6X | Hangzhou ZGSM Technology Co. Ltd. | ZGSM | ZGSM-GCD240H50-90-N [Qualified Pointing Straight Down] | Indoor Luminaires | High-Bay | High-Bay Luminaires for Commercial and Industrial Buildings | Standard | FALSE | [9 empty] | 42095 |  |  | NotYetVerified |  | 3 | 26367 | 109.86 | 240 | 20 | 0.9 | 5000 | 70
PCYZQRDP | Hangzhou ZGSM Technology Co. Ltd. | ZGSM | ZGSM-GCD240HB50-90-N [Qualified Pointing Straight Down] | Indoor Luminaires | High-Bay | High-Bay Luminaires for Commercial and Industrial Buildings | Standard | FALSE | [9 empty] | 42095 |  |  | NotYetVerified |  | 3 | 25949 | 108.12 | 240 | 20 | 0.9 | 5000 | 70
P1TH5VCX | Hangzhou ZGSM Technology Co. Ltd. | ZGSM | ZGSM-GCD240H50-60-N [Qualified Pointing Straight Down] | Indoor Luminaires | High-Bay | High-Bay Luminaires for Commercial and Industrial Buildings | Standard | FALSE | [9 empty] | 42095 |  |  | NotYetVerified |  | 3 | 24884 | 103.68 | 240 | 20 | 0.9 | 5000 | 70
PTP3TV5G | Hangzhou ZGSM Technology Co. Ltd. | ZGSM | ZGSM-GCD240HB50-60-N [Qualified Pointing Straight Down] | Indoor Luminaires | High-Bay | High-Bay Luminaires for Commercial and Industrial Buildings | Standard | FALSE | [9 empty] | 42095 |  |  | NotYetVerified |  | 3 | 24467 | 101.95 | 240 | 20 | 0.9 | 5000 | 70
PEEDV4HS | Hangzhou ZGSM Technology Co. Ltd. | ZGSM | ZGSM-GCD200H50-110-N [Qualified Pointing Straight Down] | Indoor Luminaires | High-Bay | High-Bay Luminaires for Commercial and Industrial Buildings | Standard | FALSE | [9 empty] | 42095 |  |  | NotYetVerified |  | 3 | 21495 | 107.48 | 200 | 20 | 0.9 | 5000 | 70
PTSWBAD3 | Hangzhou ZGSM Technology Co. Ltd. | ZGSM | ZGSM-GCD200H50-90-N [Qualified Pointing Straight Down] | Indoor Luminaires | High-Bay | High-Bay Luminaires for Commercial and Industrial Buildings | Standard | FALSE | [9 empty] | 42095 |  |  | NotYetVerified |  | 3 | 21351 | 106.76 | 200 | 20 | 0.9 | 5000 | 70
PUKM3YMA | Hangzhou ZGSM Technology Co. Ltd. | ZGSM | ZGSM-GCD200HB50-110-N [Qualified Pointing Straight Down] | Indoor Luminaires | High-Bay | High-Bay Luminaires for Commercial and Industrial Buildings | Standard | FALSE | [9 empty] | 42095 |  |  | NotYetVerified |  | 3 | 21118 | 105.59 | 200 | 20 | 0.9 | 5000 | 70
PTAA3XUW | Hangzhou ZGSM Technology Co. Ltd. | ZGSM | ZGSM-GCD200H50-60-N [Qualified Pointing Straight Down] | Indoor Luminaires | High-Bay | High-Bay Luminaires for Commercial and Industrial Buildings | Standard | FALSE | [9 empty] | 42095 |  |  | NotYetVerified |  | 3 | 21108 | 105.54 | 200 | 20 | 0.9 | 5000 | 70
PH5F817X | Hangzhou ZGSM Technology Co. Ltd. | ZGSM | ZGSM-GCD200HB50-90-N [Qualified Pointing Straight Down] | Indoor Luminaires | High-Bay | High-Bay Luminaires for Commercial and Industrial Buildings | Standard | FALSE | [9 empty] | 42095 |  |  | NotYetVerified |  | 3 | 21032 | 105.16 | 200 | 20 | 0.9 | 5000 | 70
PDXM6Y87 | Hangzhou ZGSM Technology Co. Ltd. | ZGSM | ZGSM-GCD200HB50-60-N [Qualified Pointing Straight Down] | Indoor Luminaires | High-Bay | High-Bay Luminaires for Commercial and Industrial Buildings | Standard | FALSE | [9 empty] | 42095 |  |  | NotYetVerified |  | 3 | 20806 | 104.03 | 200 | 20 | 0.9 | 5000 | 70
PW4TBP89 | Hangzhou ZGSM Technology Co. Ltd. | ZGSM | ZGSM-GCD160H50-110-N [Qualified Pointing Straight Down] | Indoor Luminaires | High-Bay | High-Bay Luminaires for Commercial and Industrial Buildings | Standard | FALSE | [9 empty] | 42095 |  |  | NotYetVerified |  | 3 | 17711 | 110.69 | 160 | 20 | 0.9 | 5000 | 70
PHPWJFMD | Hangzhou ZGSM Technology Co. Ltd. | ZGSM | ZGSM-GCD160H50-90-N [Qualified Pointing Straight Down] | Indoor Luminaires | High-Bay | High-Bay Luminaires for Commercial and Industrial Buildings | Standard | FALSE | [9 empty] | 42095 |  |  | NotYetVerified |  | 3 | 17600 | 110 | 160 | 20 | 0.9 | 5000 | 70
P1MS7BGB | Hangzhou ZGSM Technology Co. Ltd. | ZGSM | ZGSM-GCD160HB50-110-N [Qualified Pointing Straight Down] | Indoor Luminaires | High-Bay | High-Bay Luminaires for Commercial and Industrial Buildings | Standard | FALSE | [9 empty] | 42095 |  |  | NotYetVerified |  | 3 | 17457 | 109.11 | 160 | 20 | 0.9 | 5000 | 70
P4YDYCBS | Hangzhou ZGSM Technology Co. Ltd. | ZGSM | ZGSM-GCD160HB50-90-N [Qualified Pointing Straight Down] | Indoor Luminaires | High-Bay | High-Bay Luminaires for Commercial and Industrial Buildings | Standard | FALSE | [9 empty] | 42095 |  |  | NotYetVerified |  | 3 | 17335 | 108.34 | 160 | 20 | 0.9 | 5000 | 70
PD9RNDGE | Hangzhou ZGSM Technology Co. Ltd. | ZGSM | ZGSM-GCD160H50-60-N [Qualified Pointing Straight Down] | Indoor Luminaires | High-Bay | High-Bay Luminaires for Commercial and Industrial Buildings | Standard | FALSE | [9 empty] | 42095 |  |  | NotYetVerified |  | 3 | 16852 | 105.32 | 160 | 20 | 0.9 | 5000 | 70
P4Q5HWZB | Hangzhou ZGSM Technology Co. Ltd. | ZGSM | ZGSM-GCD160HB50-60-N [Qualified Pointing Straight Down] | Indoor Luminaires | High-Bay | High-Bay Luminaires for Commercial and Industrial Buildings | Standard | FALSE | [9 empty] | 42095 |  |  | NotYetVerified |  | 3 | 16594 | 103.71 | 160 | 20 | 0.9 | 5000 | 70
P3BMCKFK | Hangzhou ZGSM Technology Co. Ltd. | ZGSM | ZGSM-GCD120H50-90-N [Qualified Pointing Straight Down] | Indoor Luminaires | High-Bay | High-Bay Luminaires for Commercial and Industrial Buildings | Standard | FALSE | [9 empty] | 42095 |  |  | NotYetVerified |  | 3 | 13296 | 110.8 | 120 | 20 | 0.9 | 5000 | 70
P6SUPR3F | Hangzhou ZGSM Technology Co. Ltd. | ZGSM | ZGSM-GCD120H50-110-N [Qualified Pointing Straight Down] | Indoor Luminaires | High-Bay | High-Bay Luminaires for Commercial and Industrial Buildings | Standard | FALSE | [9 empty] | 42095 |  |  | NotYetVerified |  | 3 | 13142 | 109.52 | 120 | 20 | 0.9 | 5000 | 70
P2V7U9D4 | Hangzhou ZGSM Technology Co. Ltd. | ZGSM | ZGSM-GCD120HB50-90-N [Qualified Pointing Straight Down] | Indoor Luminaires | High-Bay | High-Bay Luminaires for Commercial and Industrial Buildings | Standard | FALSE | [9 empty] | 42095 |  |  | NotYetVerified |  | 3 | 13109 | 109.24 | 120 | 20 | 0.9 | 5000 | 70
P2UAFJMG | Hangzhou ZGSM Technology Co. Ltd. | ZGSM | ZGSM-GCD120HB50-110-N [Qualified Pointing Straight Down] | Indoor Luminaires | High-Bay | High-Bay Luminaires for Commercial and Industrial Buildings | Standard | FALSE | [9 empty] | 42095 |  |  | NotYetVerified |  | 3 | 12951 | 107.93 | 120 | 20 | 0.9 | 5000 | 70
PC6AG4Z4 | Hangzhou ZGSM Technology Co. Ltd. | ZGSM | ZGSM-GCD120H50-60-N [Qualified Pointing Straight Down] | Indoor Luminaires | High-Bay | High-Bay Luminaires for Commercial and Industrial Buildings | Standard | FALSE | [9 empty] | 42095 |  |  | NotYetVerified |  | 3 | 12863 | 107.19 | 120 | 20 | 0.9 | 5000 | 70
P2TAWYSK | Hangzhou ZGSM Technology Co. Ltd. | ZGSM | ZGSM-GCD120HB50-60-N [Qualified Pointing Straight Down] | Indoor Luminaires | High-Bay | High-Bay Luminaires for Commercial and Industrial Buildings | Standard | FALSE | [9 empty] | 42095 |  |  | NotYetVerified |  | 3 | 12687 | 105.73 | 120 | 20 | 0.9 | 5000 | 70
PUR7B87S | Hangzhou ZGSM Technology Co. Ltd. | ZGSM | ZGSM-GCD80H50-110-N [Qualified Pointing Straight Down] | Indoor Luminaires | High-Bay | Low-Bay Luminaires for Commercial and Industrial Buildings | Standard | FALSE | [9 empty] | 42095 |  |  | NotYetVerified |  | 3 | 8643 | 108.03 | 80 | 20 | 0.9 | 5000 | 70
PP9784D4 | Hangzhou ZGSM Technology Co. Ltd. | ZGSM | ZGSM-GCD80HB50-110-N [Qualified Pointing Straight Down] | Indoor Luminaires | High-Bay | Low-Bay Luminaires for Commercial and Industrial Buildings | Standard | FALSE | [9 empty] | 42095 |  |  | NotYetVerified |  | 3 | 8527 | 106.59 | 80 | 20 | 0.9 | 5000 | 70
P9M6QFYZ | Hangzhou ZGSM Technology Co. Ltd. | ZGSM | ZGSM-GCD80H50-60-N [Qualified Pointing Straight Down] | Indoor Luminaires | High-Bay | Low-Bay Luminaires for Commercial and Industrial Buildings | Standard | FALSE | [9 empty] | 42095 |  |  | NotYetVerified |  | 3 | 8412 | 105.15 | 80 | 20 | 0.9 | 5000 | 70
PU856UW3 | Hangzhou ZGSM Technology Co. Ltd. | ZGSM | ZGSM-GCD80H50-90-N [Qualified Pointing Straight Down] | Indoor Luminaires | High-Bay | Low-Bay Luminaires for Commercial and Industrial Buildings | Standard | FALSE | [9 empty] | 42095 |  |  | NotYetVerified |  | 3 | 8347 | 104.33 | 80 | 20 | 0.9 | 5000 | 70
PZU3X4SR | Hangzhou ZGSM Technology Co. Ltd. | ZGSM | ZGSM-GCD80HB50-60-N [Qualified Pointing Straight Down] | Indoor Luminaires | High-Bay | Low-Bay Luminaires for Commercial and Industrial Buildings | Standard | FALSE | [9 empty] | 42095 |  |  | NotYetVerified |  | 3 | 8325 | 104.06 | 80 | 20 | 0.9 | 5000 | 70
PMREV7CM | Hangzhou ZGSM Technology Co. Ltd. | ZGSM | ZGSM-GCD80HB50-90-N [Qualified Pointing Straight Down] | Indoor Luminaires | High-Bay | Low-Bay Luminaires for Commercial and Industrial Buildings | Standard | FALSE | [9 empty] | 42095 |  |  | NotYetVerified |  | 3 | 8260 | 103.26 | 80 | 20 | 0.9 | 5000 | 70
PCSW2BKS | Hangzhou ZGSM Technology Co. Ltd. | ZGSM | ZGSM-GCD240HB50-110-ND [Qualified Pointing Straight Down] | Indoor Luminaires | High-Bay | High-Bay Luminaires for Commercial and Industrial Buildings | Standard | FALSE | [9 empty] | 42095 |  |  | NotYetVerified |  | 3 | 26611 | 110.88 | 240 | 20 | 0.9 | 5000 | 70
PXZAMF95 | Hangzhou ZGSM Technology Co. Ltd. | ZGSM | ZGSM-GCD240H50-110-ND [Qualified Pointing Straight Down] | Indoor Luminaires | High-Bay | High-Bay Luminaires for Commercial and Industrial Buildings | Standard | FALSE | [9 empty] | 42095 |  |  | NotYetVerified |  | 3 | 26367 | 109.86 | 240 | 20 | 0.9 | 5000 | 70
PS3HZXVU | Hangzhou ZGSM Technology Co. Ltd. | ZGSM | ZGSM-GCD240HB50-90-ND [Qualified Pointing Straight Down] | Indoor Luminaires | High-Bay | High-Bay Luminaires for Commercial and Industrial Buildings | Standard | FALSE | [9 empty] | 42095 |  |  | NotYetVerified |  | 3 | 25949 | 108.12 | 240 | 20 | 0.9 | 5000 | 70
PF4CN296 | Hangzhou ZGSM Technology Co. Ltd. | ZGSM | ZGSM-GCD240H50-60-ND [Qualified Pointing Straight Down] | Indoor Luminaires | High-Bay | High-Bay Luminaires for Commercial and Industrial Buildings | Standard | FALSE | [9 empty] | 42095 |  |  | NotYetVerified |  | 3 | 25835 | 107.64 | 240 | 20 | 0.9 | 5000 | 70
PZ3BE2P7 | Hangzhou ZGSM Technology Co. Ltd. | ZGSM | ZGSM-GCD240H50-90-ND [Qualified Pointing Straight Down] | Indoor Luminaires | High-Bay | High-Bay Luminaires for Commercial and Industrial Buildings | Standard | FALSE | [9 empty] | 42095 |  |  | NotYetVerified |  | 3 | 24884 | 103.68 | 240 | 20 | 0.9 | 5000 | 70
PYV92FFK | Hangzhou ZGSM Technology Co. Ltd. | ZGSM | ZGSM-GCD240HB50-60-ND [Qualified Pointing Straight Down] | Indoor Luminaires | High-Bay | High-Bay Luminaires for Commercial and Industrial Buildings | Standard | FALSE | [9 empty] | 42095 |  |  | NotYetVerified |  | 3 | 24467 | 101.95 | 240 | 20 | 0.9 | 5000 | 70
PXQVAX4N | Hangzhou ZGSM Technology Co. Ltd. | ZGSM | ZGSM-GCD200H50-110-ND [Qualified Pointing Straight Down] | Indoor Luminaires | High-Bay | High-Bay Luminaires for Commercial and Industrial Buildings | Standard | FALSE | [9 empty] | 42095 |  |  | NotYetVerified |  | 3 | 21351 | 106.76 | 200 | 20 | 0.9 | 5000 | 70
P424MT75 | Hangzhou ZGSM Technology Co. Ltd. | ZGSM | ZGSM-GCD200H50-90-ND [Qualified Pointing Straight Down] | Indoor Luminaires | High-Bay | High-Bay Luminaires for Commercial and Industrial Buildings | Standard | FALSE | [9 empty] | 42095 |  |  | NotYetVerified |  | 3 | 21108 | 105.54 | 200 | 20 | 0.9 | 5000 | 70
PRZF6HVK | Hangzhou ZGSM Technology Co. Ltd. | ZGSM | ZGSM-GCD200HB50-110-ND [Qualified Pointing Straight Down] | Indoor Luminaires | High-Bay | High-Bay Luminaires for Commercial and Industrial Buildings | Standard | FALSE | [9 empty] | 42095 |  |  | NotYetVerified |  | 3 | 21032 | 105.16 | 200 | 20 | 0.9 | 5000 | 70
PJ79QTPB | Hangzhou ZGSM Technology Co. Ltd. | ZGSM | ZGSM-GCD200HB50-90-ND [Qualified Pointing Straight Down] | Indoor Luminaires | High-Bay | High-Bay Luminaires for Commercial and Industrial Buildings | Standard | FALSE | [9 empty] | 42095 |  |  | NotYetVerified |  | 3 | 20806 | 104.03 | 200 | 20 | 0.9 | 5000 | 70
PRUJ37HZ | Hangzhou ZGSM Technology Co. Ltd. | ZGSM | ZGSM-GCD200H50-60-ND [Qualified Pointing Straight Down] | Indoor Luminaires | High-Bay | High-Bay Luminaires for Commercial and Industrial Buildings | Standard | FALSE | [9 empty] | 42095 |  |  | NotYetVerified |  | 3 | 20757 | 103.79 | 200 | 20 | 0.9 | 5000 | 70
PMEX1KTP | Hangzhou ZGSM Technology Co. Ltd. | ZGSM | ZGSM-GCD200HB50-60-ND [Qualified Pointing Straight Down] | Indoor Luminaires | High-Bay | High-Bay Luminaires for Commercial and Industrial Buildings | Standard | FALSE | [9 empty] | 42095 |  |  | NotYetVerified |  | 3 | 20411 | 102.06 | 200 | 20 | 0.9 | 5000 | 70
PTYKEXX2 | Hangzhou ZGSM Technology Co. Ltd. | ZGSM | ZGSM-GCD160H50-110-ND [Qualified Pointing Straight Down] | Indoor Luminaires | High-Bay | High-Bay Luminaires for Commercial and Industrial Buildings | Standard | FALSE | [9 empty] | 42095 |  |  | NotYetVerified |  | 3 | 17600 | 110 | 160 | 20 | 0.9 | 5000 | 70
PBT73CBK | Hangzhou ZGSM Technology Co. Ltd. | ZGSM | ZGSM-GCD160HB50-110-ND [Qualified Pointing Straight Down] | Indoor Luminaires | High-Bay | High-Bay Luminaires for Commercial and Industrial Buildings | Standard | FALSE | [9 empty] | 42095 |  |  | NotYetVerified |  | 3 | 17335 | 108.34 | 160 | 20 | 0.9 | 5000 | 70
P1PGXB45 | Hangzhou ZGSM Technology Co. Ltd. | ZGSM | ZGSM-GCD160H50-60-ND [Qualified Pointing Straight Down] | Indoor Luminaires | High-Bay | High-Bay Luminaires for Commercial and Industrial Buildings | Standard | FALSE | [9 empty] | 42095 |  |  | NotYetVerified |  | 3 | 17042 | 106.52 | 160 | 20 | 0.9 | 5000 | 70
PXA2T83D | Hangzhou ZGSM Technology Co. Ltd. | ZGSM | ZGSM-GCD160H50-90-ND [Qualified Pointing Straight Down] | Indoor Luminaires | High-Bay | High-Bay Luminaires for Commercial and Industrial Buildings | Standard | FALSE | [9 empty] | 42095 |  |  | NotYetVerified |  | 3 | 16852 | 105.32 | 160 | 20 | 0.9 | 5000 | 70
P3BXEXG1 | Hangzhou ZGSM Technology Co. Ltd. | ZGSM | ZGSM-GCD160HB50-60-ND [Qualified Pointing Straight Down] | Indoor Luminaires | High-Bay | High-Bay Luminaires for Commercial and Industrial Buildings | Standard | FALSE | [9 empty] | 42095 |  |  | NotYetVerified |  | 3 | 16791 | 104.95 | 160 | 20 | 0.9 | 5000 | 70
PASDUPKR | Hangzhou ZGSM Technology Co. Ltd. | ZGSM | ZGSM-GCD160HB50-90-ND [Qualified Pointing Straight Down] | Indoor Luminaires | High-Bay | High-Bay Luminaires for Commercial and Industrial Buildings | Standard | FALSE | [9 empty] | 42095 |  |  | NotYetVerified |  | 3 | 16594 | 103.71 | 160 | 20 | 0.9 | 5000 | 70
PXF7B6YH | Hangzhou ZGSM Technology Co. Ltd. | ZGSM | ZGSM-GCD120H50-90-ND [Qualified Pointing Straight Down] | Indoor Luminaires | High-Bay | High-Bay Luminaires for Commercial and Industrial Buildings | Standard | FALSE | [9 empty] | 42095 |  |  | NotYetVerified |  | 3 | 13296 | 110.8 | 120 | 20 | 0.9 | 5000 | 70
PKQ1ZDAR | Hangzhou ZGSM Technology Co. Ltd. | ZGSM | ZGSM-GCD120H50-110-ND [Qualified Pointing Straight Down] | Indoor Luminaires | High-Bay | High-Bay Luminaires for Commercial and Industrial Buildings | Standard | FALSE | [9 empty] | 42095 |  |  | NotYetVerified |  | 3 | 13142 | 109.52 | 120 | 20 | 0.9 | 5000 | 70
PE8UHDTU | Hangzhou ZGSM Technology Co. Ltd. | ZGSM | ZGSM-GCD120HB50-110-ND [Qualified Pointing Straight Down] | Indoor Luminaires | High-Bay | High-Bay Luminaires for Commercial and Industrial Buildings | Standard | FALSE | [9 empty] | 42095 |  |  | NotYetVerified |  | 3 | 13109 | 109.24 | 120 | 20 | 0.9 | 5000 | 70
PXB7C76P | Hangzhou ZGSM Technology Co. Ltd. | ZGSM | ZGSM-GCD120H50-60-ND [Qualified Pointing Straight Down] | Indoor Luminaires | High-Bay | High-Bay Luminaires for Commercial and Industrial Buildings | Standard | FALSE | [9 empty] | 42095 |  |  | NotYetVerified |  | 3 | 12863 | 107.19 | 120 | 20 | 0.9 | 5000 | 70
P8D5CH8C | Hangzhou ZGSM Technology Co. Ltd. | ZGSM | ZGSM-GCD120HB50-90-ND [Qualified Pointing Straight Down] | Indoor Luminaires | High-Bay | High-Bay Luminaires for Commercial and Industrial Buildings | Standard | FALSE | [9 empty] | 42095 |  |  | NotYetVerified |  | 3 | 12687 | 105.73 | 120 | 20 | 0.9 | 5000 | 70
PZA5AW7E | Hangzhou ZGSM Technology Co. Ltd. | ZGSM | ZGSM-GCD120HB50-60-ND [Qualified Pointing Straight Down] | Indoor Luminaires | High-Bay | High-Bay Luminaires for Commercial and Industrial Buildings | Standard | FALSE | [9 empty] | 42095 |  |  | NotYetVerified |  | 3 | 12462 | 103.85 | 120 | 20 | 0.9 | 5000 | 70
P61AEHG1 | Hangzhou ZGSM Technology Co. Ltd. | ZGSM | ZGSM-GCD80H50-110-ND [Qualified Pointing Straight Down] | Indoor Luminaires | High-Bay | Low-Bay Luminaires for Commercial and Industrial Buildings | Standard | FALSE | [9 empty] | 42095 |  |  | NotYetVerified |  | 3 | 8643 | 108.03 | 80 | 20 | 0.9 | 5000 | 70
PHDCRVC4 | Hangzhou ZGSM Technology Co. Ltd. | ZGSM | ZGSM-GCD80HB50-110-ND [Qualified Pointing Straight Down] | Indoor Luminaires | High-Bay | Low-Bay Luminaires for Commercial and Industrial Buildings | Standard | FALSE | [9 empty] | 42095 |  |  | NotYetVerified |  | 3 | 8527 | 106.59 | 80 | 20 | 0.9 | 5000 | 70
PWZBWSCT | Hangzhou ZGSM Technology Co. Ltd. | ZGSM | ZGSM-GCD80H50-60-ND [Qualified Pointing Straight Down] | Indoor Luminaires | High-Bay | Low-Bay Luminaires for Commercial and Industrial Buildings | Standard | FALSE | [9 empty] | 42095 |  |  | NotYetVerified |  | 3 | 8412 | 105.15 | 80 | 20 | 0.9 | 5000 | 70
PHPU9AGC | Hangzhou ZGSM Technology Co. Ltd. | ZGSM | ZGSM-GCD80H50-90-ND [Qualified Pointing Straight Down] | Indoor Luminaires | High-Bay | Low-Bay Luminaires for Commercial and Industrial Buildings | Standard | FALSE | [9 empty] | 42095 |  |  | NotYetVerified |  | 3 | 8347 | 104.33 | 80 | 20 | 0.9 | 5000 | 70
PJ7DCRTR | Hangzhou ZGSM Technology Co. Ltd. | ZGSM | ZGSM-GCD80HB50-60-ND [Qualified Pointing Straight Down] | Indoor Luminaires | High-Bay | Low-Bay Luminaires for Commercial and Industrial Buildings | Standard | FALSE | [9 empty] | 42095 |  |  | NotYetVerified |  | 3 | 8325 | 104.06 | 80 | 20 | 0.9 | 5000 | 70
PQ4D9PF3 | Hangzhou ZGSM Technology Co. Ltd. | ZGSM | ZGSM-GCD80HB50-90-ND [Qualified Pointing Straight Down] | Indoor Luminaires | High-Bay | Low-Bay Luminaires for Commercial and Industrial Buildings | Standard | FALSE | [9 empty] | 42095 |  |  | NotYetVerified |  | 3 | 8260 | 103.26 | 80 | 20 | 0.9 | 5000 | 70
PEH4HEBM | Hangzhou ZGSM Technology Co. Ltd. | ZGSM | ZGSM-GCD240H40-110-N [Qualified Pointing Straight Down] | Indoor Luminaires | High-Bay | High-Bay Luminaires for Commercial and Industrial Buildings | Standard | FALSE | [9 empty] | 42095 |  |  | NotYetVerified |  | 3 | 25835 | 107.64 | 240 | 20 | 0.9 | 4000 | 70
PH2PXQET | Hangzhou ZGSM Technology Co. Ltd. | ZGSM | ZGSM-GCD240HB40-110-N [Qualified Pointing Straight Down] | Indoor Luminaires | High-Bay | High-Bay Luminaires for Commercial and Industrial Buildings | Standard | FALSE | [9 empty] | 42095 |  |  | NotYetVerified |  | 3 | 25452 | 106.05 | 240 | 20 | 0.9 | 4000 | 70
PY2RFTSB | Hangzhou ZGSM Technology Co. Ltd. | ZGSM | ZGSM-GCD240H40-90-N [Qualified Pointing Straight Down] | Indoor Luminaires | High-Bay | High-Bay Luminaires for Commercial and Industrial Buildings | Standard | FALSE | [9 empty] | 42095 |  |  | NotYetVerified |  | 3 | 25172 | 104.88 | 240 | 20 | 0.9 | 4000 | 70
P3W9QYHB | Hangzhou ZGSM Technology Co. Ltd. | ZGSM | ZGSM-GCD240HB40-90-N [Qualified Pointing Straight Down] | Indoor Luminaires | High-Bay | High-Bay Luminaires for Commercial and Industrial Buildings | Standard | FALSE | [9 empty] | 42095 |  |  | NotYetVerified |  | 3 | 24797 | 103.32 | 240 | 20 | 0.9 | 4000 | 70
PVCD6W1G | Hangzhou ZGSM Technology Co. Ltd. | ZGSM | ZGSM-GCD240H40-60-N [Qualified Pointing Straight Down] | Indoor Luminaires | High-Bay | High-Bay Luminaires for Commercial and Industrial Buildings | Standard | FALSE | [9 empty] | 42095 |  |  | NotYetVerified |  | 3 | 24008 | 100.03 | 240 | 20 | 0.9 | 4000 | 70
PM9WCV4F | Hangzhou ZGSM Technology Co. Ltd. | ZGSM | ZGSM-GCD240HB40-60-N [Qualified Pointing Straight Down] | Indoor Luminaires | High-Bay | High-Bay Luminaires for Commercial and Industrial Buildings | Standard | FALSE | [9 empty] | 42095 |  |  | NotYetVerified |  | 3 | 23611 | 98.38 | 240 | 20 | 0.9 | 4000 | 70
PG6QVV56 | Hangzhou ZGSM Technology Co. Ltd. | ZGSM | ZGSM-GCD200H40-110-N [Qualified Pointing Straight Down] | Indoor Luminaires | High-Bay | High-Bay Luminaires for Commercial and Industrial Buildings | Standard | FALSE | [9 empty] | 42095 |  |  | NotYetVerified |  | 3 | 20757 | 103.79 | 200 | 20 | 0.9 | 4000 | 70
PREDN386 | Hangzhou ZGSM Technology Co. Ltd. | ZGSM | ZGSM-GCD200H40-90-N [Qualified Pointing Straight Down] | Indoor Luminaires | High-Bay | High-Bay Luminaires for Commercial and Industrial Buildings | Standard | FALSE | [9 empty] | 42095 |  |  | NotYetVerified |  | 3 | 20584 | 102.92 | 200 | 20 | 0.9 | 4000 | 70
P9V5NKN1 | Hangzhou ZGSM Technology Co. Ltd. | ZGSM | ZGSM-GCD200HB40-110-N [Qualified Pointing Straight Down] | Indoor Luminaires | High-Bay | High-Bay Luminaires for Commercial and Industrial Buildings | Standard | FALSE | [9 empty] | 42095 |  |  | NotYetVerified |  | 3 | 20411 | 102.06 | 200 | 20 | 0.9 | 4000 | 70
P2C91JUR | Hangzhou ZGSM Technology Co. Ltd. | ZGSM | ZGSM-GCD200HB40-90-N [Qualified Pointing Straight Down] | Indoor Luminaires | High-Bay | High-Bay Luminaires for Commercial and Industrial Buildings | Standard | FALSE | [9 empty] | 42095 |  |  | NotYetVerified |  | 3 | 20272 | 101.36 | 200 | 20 | 0.9 | 4000 | 70
P5RQ4HXU | Hangzhou ZGSM Technology Co. Ltd. | ZGSM | ZGSM-GCD200H40-60-N [Qualified Pointing Straight Down] | Indoor Luminaires | High-Bay | High-Bay Luminaires for Commercial and Industrial Buildings | Standard | FALSE | [9 empty] | 42095 |  |  | NotYetVerified |  | 3 | 20093 | 100.47 | 200 | 20 | 0.9 | 4000 | 70
PA99RBR1 | Hangzhou ZGSM Technology Co. Ltd. | ZGSM | ZGSM-GCD200HB40-60-N [Qualified Pointing Straight Down] | Indoor Luminaires | High-Bay | High-Bay Luminaires for Commercial and Industrial Buildings | Standard | FALSE | [9 empty] | 42095 |  |  | NotYetVerified |  | 3 | 19794 | 98.97 | 200 | 20 | 0.9 | 4000 | 70
PH3PWCMJ | Hangzhou ZGSM Technology Co. Ltd. | ZGSM | ZGSM-GCD160H40-110-N [Qualified Pointing Straight Down] | Indoor Luminaires | High-Bay | High-Bay Luminaires for Commercial and Industrial Buildings | Standard | FALSE | [9 empty] | 42095 |  |  | NotYetVerified |  | 3 | 17042 | 106.52 | 160 | 20 | 0.9 | 4000 | 70
PMT8NHYU | Hangzhou ZGSM Technology Co. Ltd. | ZGSM | ZGSM-GCD160H40-90-N [Qualified Pointing Straight Down] | Indoor Luminaires | High-Bay | High-Bay Luminaires for Commercial and Industrial Buildings | Standard | FALSE | [9 empty] | 42095 |  |  | NotYetVerified |  | 3 | 16880 | 105.5 | 160 | 20 | 0.9 | 4000 | 70
PSJ2UJXH | Hangzhou ZGSM Technology Co. Ltd. | ZGSM | ZGSM-GCD160HB40-110-N [Qualified Pointing Straight Down] | Indoor Luminaires | High-Bay | High-Bay Luminaires for Commercial and Industrial Buildings | Standard | FALSE | [9 empty] | 42095 |  |  | NotYetVerified |  | 3 | 16791 | 104.95 | 160 | 20 | 0.9 | 4000 | 70
P7M1HA68 | Hangzhou ZGSM Technology Co. Ltd. | ZGSM | ZGSM-GCD160HB40-90-N [Qualified Pointing Straight Down] | Indoor Luminaires | High-Bay | High-Bay Luminaires for Commercial and Industrial Buildings | Standard | FALSE | [9 empty] | 42095 |  |  | NotYetVerified |  | 3 | 16619 | 103.87 | 160 | 20 | 0.9 | 4000 | 70
P4EPVQNC | Hangzhou ZGSM Technology Co. Ltd. | ZGSM | ZGSM-GCD160H40-60-N [Qualified Pointing Straight Down] | Indoor Luminaires | High-Bay | High-Bay Luminaires for Commercial and Industrial Buildings | Standard | FALSE | [9 empty] | 42095 |  |  | NotYetVerified |  | 3 | 16261 | 101.63 | 160 | 20 | 0.9 | 4000 | 70
PYW1VQPR | Hangzhou ZGSM Technology Co. Ltd. | ZGSM | ZGSM-GCD160HB40-60-N [Qualified Pointing Straight Down] | Indoor Luminaires | High-Bay | High-Bay Luminaires for Commercial and Industrial Buildings | Standard | FALSE | [9 empty] | 42095 |  |  | NotYetVerified |  | 3 | 16007 | 100.04 | 160 | 20 | 0.9 | 4000 | 70
PPDH5QG7 | Hangzhou ZGSM Technology Co. Ltd. | ZGSM | ZGSM-GCD120H40-90-N [Qualified Pointing Straight Down] | Indoor Luminaires | High-Bay | High-Bay Luminaires for Commercial and Industrial Buildings | Standard | FALSE | [9 empty] | 42095 |  |  | NotYetVerified |  | 3 | 12750 | 106.25 | 120 | 20 | 0.9 | 4000 | 70
PW9WBJP3 | Hangzhou ZGSM Technology Co. Ltd. | ZGSM | ZGSM-GCD120H40-110-N [Qualified Pointing Straight Down] | Indoor Luminaires | High-Bay | High-Bay Luminaires for Commercial and Industrial Buildings | Standard | FALSE | [9 empty] | 42095 |  |  | NotYetVerified |  | 3 | 12639 | 105.32 | 120 | 20 | 0.9 | 4000 | 70
PKUY3CVV | Hangzhou ZGSM Technology Co. Ltd. | ZGSM | ZGSM-GCD120HB40-90-N [Qualified Pointing Straight Down] | Indoor Luminaires | High-Bay | High-Bay Luminaires for Commercial and Industrial Buildings | Standard | FALSE | [9 empty] | 42095 |  |  | NotYetVerified |  | 3 | 12574 | 104.78 | 120 | 20 | 0.9 | 4000 | 70
P34Y98N3 | Hangzhou ZGSM Technology Co. Ltd. | ZGSM | ZGSM-GCD120HB40-110-N [Qualified Pointing Straight Down] | Indoor Luminaires | High-Bay | High-Bay Luminaires for Commercial and Industrial Buildings | Standard | FALSE | [9 empty] | 42095 |  |  | NotYetVerified |  | 3 | 12462 | 103.85 | 120 | 20 | 0.9 | 4000 | 70
P8PGGUNU | Hangzhou ZGSM Technology Co. Ltd. | ZGSM | ZGSM-GCD120H40-60-N [Qualified Pointing Straight Down] | Indoor Luminaires | High-Bay | High-Bay Luminaires for Commercial and Industrial Buildings | Standard | FALSE | [9 empty] | 42095 |  |  | NotYetVerified |  | 3 | 12439 | 103.66 | 120 | 20 | 0.9 | 4000 | 70
PHFHD5PP | Hangzhou ZGSM Technology Co. Ltd. | ZGSM | ZGSM-GCD120HB40-60-N [Qualified Pointing Straight Down] | Indoor Luminaires | High-Bay | High-Bay Luminaires for Commercial and Industrial Buildings | Standard | FALSE | [9 empty] | 42095 |  |  | NotYetVerified |  | 3 | 12278 | 102.31 | 120 | 20 | 0.9 | 4000 | 70
PPC892V9 | Hangzhou ZGSM Technology Co. Ltd. | ZGSM | ZGSM-GCD80H40-110-N [Qualified Pointing Straight Down] | Indoor Luminaires | High-Bay | Low-Bay Luminaires for Commercial and Industrial Buildings | Standard | FALSE | [9 empty] | 42095 |  |  | NotYetVerified |  | 3 | 8313 | 103.91 | 80 | 20 | 0.9 | 4000 | 70
PFKT1RDC | Hangzhou ZGSM Technology Co. Ltd. | ZGSM | ZGSM-GCD80HB40-110-N [Qualified Pointing Straight Down] | Indoor Luminaires | High-Bay | Low-Bay Luminaires for Commercial and Industrial Buildings | Standard | FALSE | [9 empty] | 42095 |  |  | NotYetVerified |  | 3 | 8196 | 102.45 | 80 | 20 | 0.9 | 4000 | 70
PUFUVUPN | Hangzhou ZGSM Technology Co. Ltd. | ZGSM | ZGSM-GCD80H40-60-N [Qualified Pointing Straight Down] | Indoor Luminaires | High-Bay | Low-Bay Luminaires for Commercial and Industrial Buildings | Standard | FALSE | [9 empty] | 42095 |  |  | NotYetVerified |  | 3 | 8149 | 101.86 | 80 | 20 | 0.9 | 4000 | 70
PSRXD145 | Hangzhou ZGSM Technology Co. Ltd. | ZGSM | ZGSM-GCD80H40-90-N [Qualified Pointing Straight Down] | Indoor Luminaires | High-Bay | Low-Bay Luminaires for Commercial and Industrial Buildings | Standard | FALSE | [9 empty] | 42095 |  |  | NotYetVerified |  | 3 | 8108 | 101.36 | 80 | 20 | 0.9 | 4000 | 70
PGPHJJH1 | Hangzhou ZGSM Technology Co. Ltd. | ZGSM | ZGSM-GCD80HB40-60-N [Qualified Pointing Straight Down] | Indoor Luminaires | High-Bay | Low-Bay Luminaires for Commercial and Industrial Buildings | Standard | FALSE | [9 empty] | 42095 |  |  | NotYetVerified |  | 3 | 8102 | 101.27 | 80 | 20 | 0.9 | 4000 | 70
P32YGJUP | Hangzhou ZGSM Technology Co. Ltd. | ZGSM | ZGSM-GCD80HB40-90-N [Qualified Pointing Straight Down] | Indoor Luminaires | High-Bay | Low-Bay Luminaires for Commercial and Industrial Buildings | Standard | FALSE | [9 empty] | 42095 |  |  | NotYetVerified |  | 3 | 8061 | 100.76 | 80 | 20 | 0.9 | 4000 | 70
PRBN1UTZ | Hangzhou ZGSM Technology Co. Ltd. | ZGSM | ZGSM-GCD240HB40-110-ND [Qualified Pointing Straight Down] | Indoor Luminaires | High-Bay | High-Bay Luminaires for Commercial and Industrial Buildings | Standard | FALSE | [9 empty] | 42095 |  |  | NotYetVerified |  | 3 | 25452 | 106.05 | 240 | 20 | 0.9 | 4000 | 70
PD9HZJZN | Hangzhou ZGSM Technology Co. Ltd. | ZGSM | ZGSM-GCD240H40-110-ND [Qualified Pointing Straight Down] | Indoor Luminaires | High-Bay | High-Bay Luminaires for Commercial and Industrial Buildings | Standard | FALSE | [9 empty] | 42095 |  |  | NotYetVerified |  | 3 | 25172 | 104.88 | 240 | 20 | 0.9 | 4000 | 70
P2BTQPTM | Hangzhou ZGSM Technology Co. Ltd. | ZGSM | ZGSM-GCD240HB40-90-ND [Qualified Pointing Straight Down] | Indoor Luminaires | High-Bay | High-Bay Luminaires for Commercial and Industrial Buildings | Standard | FALSE | [9 empty] | 42095 |  |  | NotYetVerified |  | 3 | 24797 | 103.32 | 240 | 20 | 0.9 | 4000 | 70
P1KANV1S | Hangzhou ZGSM Technology Co. Ltd. | ZGSM | ZGSM-GCD240H40-60-ND [Qualified Pointing Straight Down] | Indoor Luminaires | High-Bay | High-Bay Luminaires for Commercial and Industrial Buildings | Standard | FALSE | [9 empty] | 42095 |  |  | NotYetVerified |  | 3 | 24714 | 102.97 | 240 | 20 | 0.9 | 4000 | 70
PBHG1W5N | Hangzhou ZGSM Technology Co. Ltd. | ZGSM | ZGSM-GCD240H40-90-ND [Qualified Pointing Straight Down] | Indoor Luminaires | High-Bay | High-Bay Luminaires for Commercial and Industrial Buildings | Standard | FALSE | [9 empty] | 42095 |  |  | NotYetVerified |  | 3 | 24008 | 100.03 | 240 | 20 | 0.9 | 4000 | 70
P6CCHZNF | Hangzhou ZGSM Technology Co. Ltd. | ZGSM | ZGSM-GCD240HB40-60-ND [Qualified Pointing Straight Down] | Indoor Luminaires | High-Bay | High-Bay Luminaires for Commercial and Industrial Buildings | Standard | FALSE | [9 empty] | 42095 |  |  | NotYetVerified |  | 3 | 23611 | 98.38 | 240 | 20 | 0.9 | 4000 | 70
P2SNMB37 | Hangzhou ZGSM Technology Co. Ltd. | ZGSM | ZGSM-GCD200H40-110-ND [Qualified Pointing Straight Down] | Indoor Luminaires | High-Bay | High-Bay Luminaires for Commercial and Industrial Buildings | Standard | FALSE | [9 empty] | 42095 |  |  | NotYetVerified |  | 3 | 20584 | 102.92 | 200 | 20 | 0.9 | 4000 | 70
P6VE1VPM | Hangzhou ZGSM Technology Co. Ltd. | ZGSM | ZGSM-GCD200HB40-110-ND [Qualified Pointing Straight Down] | Indoor Luminaires | High-Bay | High-Bay Luminaires for Commercial and Industrial Buildings | Standard | FALSE | [9 empty] | 42095 |  |  | NotYetVerified |  | 3 | 20272 | 101.36 | 200 | 20 | 0.9 | 4000 | 70
P31QMNP4 | Hangzhou ZGSM Technology Co. Ltd. | ZGSM | ZGSM-GCD200H40-90-ND [Qualified Pointing Straight Down] | Indoor Luminaires | High-Bay | High-Bay Luminaires for Commercial and Industrial Buildings | Standard | FALSE | [9 empty] | 42095 |  |  | NotYetVerified |  | 3 | 20093 | 100.47 | 200 | 20 | 0.9 | 4000 | 70
P9G432D8 | Hangzhou ZGSM Technology Co. Ltd. | ZGSM | ZGSM-GCD200H40-60-ND [Qualified Pointing Straight Down] | Indoor Luminaires | High-Bay | High-Bay Luminaires for Commercial and Industrial Buildings | Standard | FALSE | [9 empty] | 42095 |  |  | NotYetVerified |  | 3 | 20045 | 100.22 | 200 | 20 | 0.9 | 4000 | 70
PZV7E5M8 | Hangzhou ZGSM Technology Co. Ltd. | ZGSM | ZGSM-GCD200HB40-90-ND [Qualified Pointing Straight Down] | Indoor Luminaires | High-Bay | High-Bay Luminaires for Commercial and Industrial Buildings | Standard | FALSE | [9 empty] | 42095 |  |  | NotYetVerified |  | 3 | 19794 | 98.97 | 200 | 20 | 0.9 | 4000 | 70
PWDKY9AP | Hangzhou ZGSM Technology Co. Ltd. | ZGSM | ZGSM-GCD200HB40-60-ND [Qualified Pointing Straight Down] | Indoor Luminaires | High-Bay | High-Bay Luminaires for Commercial and Industrial Buildings | Standard | FALSE | [9 empty] | 42095 |  |  | NotYetVerified |  | 3 | 19728 | 98.64 | 200 | 20 | 0.9 | 4000 | 70
P97N1GE6 | Hangzhou ZGSM Technology Co. Ltd. | ZGSM | ZGSM-GCD160H40-110-ND [Qualified Pointing Straight Down] | Indoor Luminaires | High-Bay | High-Bay Luminaires for Commercial and Industrial Buildings | Standard | FALSE | [9 empty] | 42095 |  |  | NotYetVerified |  | 3 | 16880 | 105.5 | 160 | 20 | 0.9 | 4000 | 70
P3X8FU67 | Hangzhou ZGSM Technology Co. Ltd. | ZGSM | ZGSM-GCD160HB40-110-ND [Qualified Pointing Straight Down] | Indoor Luminaires | High-Bay | High-Bay Luminaires for Commercial and Industrial Buildings | Standard | FALSE | [9 empty] | 42095 |  |  | NotYetVerified |  | 3 | 16619 | 103.87 | 160 | 20 | 0.9 | 4000 | 70
P7R8VHY2 | Hangzhou ZGSM Technology Co. Ltd. | ZGSM | ZGSM-GCD160H40-60-ND [Qualified Pointing Straight Down] | Indoor Luminaires | High-Bay | High-Bay Luminaires for Commercial and Industrial Buildings | Standard | FALSE | [9 empty] | 42095 |  |  | NotYetVerified |  | 3 | 16399 | 102.49 | 160 | 20 | 0.9 | 4000 | 70
PPW9NGXD | Hangzhou ZGSM Technology Co. Ltd. | ZGSM | ZGSM-GCD160H40-90-ND [Qualified Pointing Straight Down] | Indoor Luminaires | High-Bay | High-Bay Luminaires for Commercial and Industrial Buildings | Standard | FALSE | [9 empty] | 42095 |  |  | NotYetVerified |  | 3 | 16261 | 101.63 | 160 | 20 | 0.9 | 4000 | 70
PEFNMA8Q | Hangzhou ZGSM Technology Co. Ltd. | ZGSM | ZGSM-GCD160HB40-60-ND [Qualified Pointing Straight Down] | Indoor Luminaires | High-Bay | High-Bay Luminaires for Commercial and Industrial Buildings | Standard | FALSE | [9 empty] | 42095 |  |  | NotYetVerified |  | 3 | 16151 | 100.94 | 160 | 20 | 0.9 | 4000 | 70
P7N832BG | Hangzhou ZGSM Technology Co. Ltd. | ZGSM | ZGSM-GCD160HB40-90-ND [Qualified Pointing Straight Down] | Indoor Luminaires | High-Bay | High-Bay Luminaires for Commercial and Industrial Buildings | Standard | FALSE | [9 empty] | 42095 |  |  | NotYetVerified |  | 3 | 16007 | 100.04 | 160 | 20 | 0.9 | 4000 | 70
PHRAUJBX | Hangzhou ZGSM Technology Co. Ltd. | ZGSM | ZGSM-GCD120H40-90-ND [Qualified Pointing Straight Down] | Indoor Luminaires | High-Bay | High-Bay Luminaires for Commercial and Industrial Buildings | Standard | FALSE | [9 empty] | 42095 |  |  | NotYetVerified |  | 3 | 12750 | 106.25 | 120 | 20 | 0.9 | 4000 | 70
P6W7NH3K | Hangzhou ZGSM Technology Co. Ltd. | ZGSM | ZGSM-GCD120H40-110-ND [Qualified Pointing Straight Down] | Indoor Luminaires | High-Bay | High-Bay Luminaires for Commercial and Industrial Buildings | Standard | FALSE | [9 empty] | 42095 |  |  | NotYetVerified |  | 3 | 12639 | 105.32 | 120 | 20 | 0.9 | 4000 | 70
P3KWSR5K | Hangzhou ZGSM Technology Co. Ltd. | ZGSM | ZGSM-GCD120HB40-110-ND [Qualified Pointing Straight Down] | Indoor Luminaires | High-Bay | High-Bay Luminaires for Commercial and Industrial Buildings | Standard | FALSE | [9 empty] | 42095 |  |  | NotYetVerified |  | 3 | 12574 | 104.78 | 120 | 20 | 0.9 | 4000 | 70
PZAWSQUM | Hangzhou ZGSM Technology Co. Ltd. | ZGSM | ZGSM-GCD120H40-60-ND [Qualified Pointing Straight Down] | Indoor Luminaires | High-Bay | High-Bay Luminaires for Commercial and Industrial Buildings | Standard | FALSE | [9 empty] | 42095 |  |  | NotYetVerified |  | 3 | 12439 | 103.66 | 120 | 20 | 0.9 | 4000 | 70
PNJHDCNZ | Hangzhou ZGSM Technology Co. Ltd. | ZGSM | ZGSM-GCD120HB40-90-ND [Qualified Pointing Straight Down] | Indoor Luminaires | High-Bay | High-Bay Luminaires for Commercial and Industrial Buildings | Standard | FALSE | [9 empty] | 42095 |  |  | NotYetVerified |  | 3 | 12278 | 102.31 | 120 | 20 | 0.9 | 4000 | 70
PEB4XSMS | Hangzhou ZGSM Technology Co. Ltd. | ZGSM | ZGSM-GCD120HB40-60-ND [Qualified Pointing Straight Down] | Indoor Luminaires | High-Bay | High-Bay Luminaires for Commercial and Industrial Buildings | Standard | FALSE | [9 empty] | 42095 |  |  | NotYetVerified |  | 3 | 11992 | 99.93 | 120 | 20 | 0.9 | 4000 | 70
P18BSWQ2 | Hangzhou ZGSM Technology Co. Ltd. | ZGSM | ZGSM-GCD80H40-110-ND [Qualified Pointing Straight Down] | Indoor Luminaires | High-Bay | Low-Bay Luminaires for Commercial and Industrial Buildings | Standard | FALSE | [9 empty] | 42095 |  |  | NotYetVerified |  | 3 | 8313 | 103.91 | 80 | 20 | 0.9 | 4000 | 70
PXR6FBSZ | Hangzhou ZGSM Technology Co. Ltd. | ZGSM | ZGSM-GCD80HB40-110-ND [Qualified Pointing Straight Down] | Indoor Luminaires | High-Bay | Low-Bay Luminaires for Commercial and Industrial Buildings | Standard | FALSE | [9 empty] | 42095 |  |  | NotYetVerified |  | 3 | 8196 | 102.45 | 80 | 20 | 0.9 | 4000 | 70
PHX6MM4V | Hangzhou ZGSM Technology Co. Ltd. | ZGSM | ZGSM-GCD80H40-60-ND [Qualified Pointing Straight Down] | Indoor Luminaires | High-Bay | Low-Bay Luminaires for Commercial and Industrial Buildings | Standard | FALSE | [9 empty] | 42095 |  |  | NotYetVerified |  | 3 | 8149 | 101.86 | 80 | 20 | 0.9 | 4000 | 70
PUKTB4N8 | Hangzhou ZGSM Technology Co. Ltd. | ZGSM | ZGSM-GCD80H40-90-ND [Qualified Pointing Straight Down] | Indoor Luminaires | High-Bay | Low-Bay Luminaires for Commercial and Industrial Buildings | Standard | FALSE | [9 empty] | 42095 |  |  | NotYetVerified |  | 3 | 8108 | 101.36 | 80 | 20 | 0.9 | 4000 | 70
PHJ3C7D2 | Hangzhou ZGSM Technology Co. Ltd. | ZGSM | ZGSM-GCD80HB40-60-ND [Qualified Pointing Straight Down] | Indoor Luminaires | High-Bay | Low-Bay Luminaires for Commercial and Industrial Buildings | Standard | FALSE | [9 empty] | 42095 |  |  | NotYetVerified |  | 3 | 8102 | 101.27 | 80 | 20 | 0.9 | 4000 | 70
PY3RVAXU | Hangzhou ZGSM Technology Co. Ltd. | ZGSM | ZGSM-GCD80HB40-90-ND [Qualified Pointing Straight Down] | Indoor Luminaires | High-Bay | Low-Bay Luminaires for Commercial and Industrial Buildings | Standard | FALSE | [9 empty] | 42095 |  |  | NotYetVerified |  | 3 | 8061 | 100.76 | 80 | 20 | 0.9 | 4000 | 70
PYMT3APX | Hangzhou ZGSM Technology Co. Ltd. | ZGSM | ZGSM-GCD240H30-110-N [Qualified Pointing Straight Down] | Indoor Luminaires | High-Bay | High-Bay Luminaires for Commercial and Industrial Buildings | Standard | FALSE | [9 empty] | 42095 |  |  | NotYetVerified |  | 3 | 24714 | 102.97 | 240 | 20 | 0.9 | 3000 | 70
PP3NMHDH | Hangzhou ZGSM Technology Co. Ltd. | ZGSM | ZGSM-GCD240HB30-110-N [Qualified Pointing Straight Down] | Indoor Luminaires | High-Bay | High-Bay Luminaires for Commercial and Industrial Buildings | Standard | FALSE | [9 empty] | 42095 |  |  | NotYetVerified |  | 3 | 24343 | 101.43 | 240 | 20 | 0.9 | 3000 | 70
PJUVWA15 | Hangzhou ZGSM Technology Co. Ltd. | ZGSM | ZGSM-GCD240H30-90-N [Qualified Pointing Straight Down] | Indoor Luminaires | High-Bay | High-Bay Luminaires for Commercial and Industrial Buildings | Standard | FALSE | [9 empty] | 42095 |  |  | NotYetVerified |  | 3 | 24032 | 100.13 | 240 | 20 | 0.9 | 3000 | 70
PVFGB318 | Hangzhou ZGSM Technology Co. Ltd. | ZGSM | ZGSM-GCD240HB30-90-N [Qualified Pointing Straight Down] | Indoor Luminaires | High-Bay | High-Bay Luminaires for Commercial and Industrial Buildings | Standard | FALSE | [9 empty] | 42095 |  |  | NotYetVerified |  | 3 | 23697 | 98.74 | 240 | 20 | 0.9 | 3000 | 70
PG42UX3R | Hangzhou ZGSM Technology Co. Ltd. | ZGSM | ZGSM-GCD240H30-60-N [Qualified Pointing Straight Down] | Indoor Luminaires | High-Bay | High-Bay Luminaires for Commercial and Industrial Buildings | Standard | FALSE | [9 empty] | 42095 |  |  | NotYetVerified |  | 3 | 23162 | 96.51 | 240 | 20 | 0.9 | 3000 | 70
P16YDVPP | Hangzhou ZGSM Technology Co. Ltd. | ZGSM | ZGSM-GCD240HB30-60-N [Qualified Pointing Straight Down] | Indoor Luminaires | High-Bay | High-Bay Luminaires for Commercial and Industrial Buildings | Standard | FALSE | [9 empty] | 42095 |  |  | NotYetVerified |  | 3 | 22785 | 94.94 | 240 | 20 | 0.9 | 3000 | 70
PWP5GXQ9 | Hangzhou ZGSM Technology Co. Ltd. | ZGSM | ZGSM-GCD200H30-110-N [Qualified Pointing Straight Down] | Indoor Luminaires | High-Bay | High-Bay Luminaires for Commercial and Industrial Buildings | Standard | FALSE | [9 empty] | 42095 |  |  | NotYetVerified |  | 3 | 20045 | 100.22 | 200 | 20 | 0.9 | 3000 | 70
P8JWGQFK | Hangzhou ZGSM Technology Co. Ltd. | ZGSM | ZGSM-GCD200H30-90-N [Qualified Pointing Straight Down] | Indoor Luminaires | High-Bay | High-Bay Luminaires for Commercial and Industrial Buildings | Standard | FALSE | [9 empty] | 42095 |  |  | NotYetVerified |  | 3 | 19845 | 99.23 | 200 | 20 | 0.9 | 3000 | 70
PTFFQEGA | Hangzhou ZGSM Technology Co. Ltd. | ZGSM | ZGSM-GCD200HB30-110-N [Qualified Pointing Straight Down] | Indoor Luminaires | High-Bay | High-Bay Luminaires for Commercial and Industrial Buildings | Standard | FALSE | [9 empty] | 42095 |  |  | NotYetVerified |  | 3 | 19728 | 98.64 | 200 | 20 | 0.9 | 3000 | 70
P2M91XQP | Hangzhou ZGSM Technology Co. Ltd. | ZGSM | ZGSM-GCD200HB30-90-N [Qualified Pointing Straight Down] | Indoor Luminaires | High-Bay | High-Bay Luminaires for Commercial and Industrial Buildings | Standard | FALSE | [9 empty] | 42095 |  |  | NotYetVerified |  | 3 | 19539 | 97.7 | 200 | 20 | 0.9 | 3000 | 70
PYWV74S2 | Hangzhou ZGSM Technology Co. Ltd. | ZGSM | ZGSM-GCD200H30-60-N [Qualified Pointing Straight Down] | Indoor Luminaires | High-Bay | High-Bay Luminaires for Commercial and Industrial Buildings | Standard | FALSE | [9 empty] | 42095 |  |  | NotYetVerified |  | 3 | 19128 | 95.64 | 200 | 20 | 0.9 | 3000 | 70
PYTK24DB | Hangzhou ZGSM Technology Co. Ltd. | ZGSM | ZGSM-GCD200HB30-60-N [Qualified Pointing Straight Down] | Indoor Luminaires | High-Bay | High-Bay Luminaires for Commercial and Industrial Buildings | Standard | FALSE | [9 empty] | 42095 |  |  | NotYetVerified |  | 3 | 18830 | 94.15 | 200 | 20 | 0.9 | 3000 | 70
PT9DVX7G | Hangzhou ZGSM Technology Co. Ltd. | ZGSM | ZGSM-GCD160H30-110-N [Qualified Pointing Straight Down] | Indoor Luminaires | High-Bay | High-Bay Luminaires for Commercial and Industrial Buildings | Standard | FALSE | [9 empty] | 42095 |  |  | NotYetVerified |  | 3 | 16399 | 102.49 | 160 | 20 | 0.9 | 3000 | 70
PKX4ZBVJ | Hangzhou ZGSM Technology Co. Ltd. | ZGSM | ZGSM-GCD160H30-90-N [Qualified Pointing Straight Down] | Indoor Luminaires | High-Bay | High-Bay Luminaires for Commercial and Industrial Buildings | Standard | FALSE | [9 empty] | 42095 |  |  | NotYetVerified |  | 3 | 16190 | 101.19 | 160 | 20 | 0.9 | 3000 | 70
PDDUGS5B | Hangzhou ZGSM Technology Co. Ltd. | ZGSM | ZGSM-GCD160HB30-110-N [Qualified Pointing Straight Down] | Indoor Luminaires | High-Bay | High-Bay Luminaires for Commercial and Industrial Buildings | Standard | FALSE | [9 empty] | 42095 |  |  | NotYetVerified |  | 3 | 16151 | 100.94 | 160 | 20 | 0.9 | 3000 | 70
P85UZNKA | Hangzhou ZGSM Technology Co. Ltd. | ZGSM | ZGSM-GCD160HB30-90-N [Qualified Pointing Straight Down] | Indoor Luminaires | High-Bay | High-Bay Luminaires for Commercial and Industrial Buildings | Standard | FALSE | [9 empty] | 42095 |  |  | NotYetVerified |  | 3 | 15933 | 99.58 | 160 | 20 | 0.9 | 3000 | 70
P81HDR2B | Hangzhou ZGSM Technology Co. Ltd. | ZGSM | ZGSM-GCD160H30-60-N [Qualified Pointing Straight Down] | Indoor Luminaires | High-Bay | High-Bay Luminaires for Commercial and Industrial Buildings | Standard | FALSE | [9 empty] | 42095 |  |  | NotYetVerified |  | 3 | 15691 | 98.07 | 160 | 20 | 0.9 | 3000 | 70
PENCBNRX | Hangzhou ZGSM Technology Co. Ltd. | ZGSM | ZGSM-GCD160HB30-60-N [Qualified Pointing Straight Down] | Indoor Luminaires | High-Bay | High-Bay Luminaires for Commercial and Industrial Buildings | Standard | FALSE | [9 empty] | 42095 |  |  | NotYetVerified |  | 3 | 15440 | 96.5 | 160 | 20 | 0.9 | 3000 | 70
PV28SGHT | Hangzhou ZGSM Technology Co. Ltd. | ZGSM | ZGSM-GCD120H30-90-N [Qualified Pointing Straight Down] | Indoor Luminaires | High-Bay | High-Bay Luminaires for Commercial and Industrial Buildings | Standard | FALSE | [9 empty] | 42095 |  |  | NotYetVerified |  | 3 | 12226 | 101.88 | 120 | 20 | 0.9 | 3000 | 70
PZKQGDVD | Hangzhou ZGSM Technology Co. Ltd. | ZGSM | ZGSM-GCD120H30-110-N [Qualified Pointing Straight Down] | Indoor Luminaires | High-Bay | High-Bay Luminaires for Commercial and Industrial Buildings | Standard | FALSE | [9 empty] | 42095 |  |  | NotYetVerified |  | 3 | 12155 | 101.29 | 120 | 20 | 0.9 | 3000 | 70
PTBX4VXQ | Hangzhou ZGSM Technology Co. Ltd. | ZGSM | ZGSM-GCD120HB30-90-N [Qualified Pointing Straight Down] | Indoor Luminaires | High-Bay | High-Bay Luminaires for Commercial and Industrial Buildings | Standard | FALSE | [9 empty] | 42095 |  |  | NotYetVerified |  | 3 | 12061 | 100.51 | 120 | 20 | 0.9 | 3000 | 70
PJJZ273N | Hangzhou ZGSM Technology Co. Ltd. | ZGSM | ZGSM-GCD120H30-60-N [Qualified Pointing Straight Down] | Indoor Luminaires | High-Bay | High-Bay Luminaires for Commercial and Industrial Buildings | Standard | FALSE | [9 empty] | 42095 |  |  | NotYetVerified |  | 3 | 12029 | 100.24 | 120 | 20 | 0.9 | 3000 | 70
PFQQ3D2S | Hangzhou ZGSM Technology Co. Ltd. | ZGSM | ZGSM-GCD120HB30-110-N [Qualified Pointing Straight Down] | Indoor Luminaires | High-Bay | High-Bay Luminaires for Commercial and Industrial Buildings | Standard | FALSE | [9 empty] | 42095 |  |  | NotYetVerified |  | 3 | 11992 | 99.93 | 120 | 20 | 0.9 | 3000 | 70
PB72EAX1 | Hangzhou ZGSM Technology Co. Ltd. | ZGSM | ZGSM-GCD120HB30-60-N [Qualified Pointing Straight Down] | Indoor Luminaires | High-Bay | High-Bay Luminaires for Commercial and Industrial Buildings | Standard | FALSE | [9 empty] | 42095 |  |  | NotYetVerified |  | 3 | 11881 | 99.01 | 120 | 20 | 0.9 | 3000 | 70
PN3ZRP5M | Hangzhou ZGSM Technology Co. Ltd. | ZGSM | ZGSM-GCD80H30-110-N [Qualified Pointing Straight Down] | Indoor Luminaires | High-Bay | Low-Bay Luminaires for Commercial and Industrial Buildings | Standard | FALSE | [9 empty] | 42095 |  |  | NotYetVerified |  | 3 | 7995 | 99.94 | 80 | 20 | 0.9 | 3000 | 70
PNZASWMJ | Hangzhou ZGSM Technology Co. Ltd. | ZGSM | ZGSM-GCD80H30-60-N [Qualified Pointing Straight Down] | Indoor Luminaires | High-Bay | Low-Bay Luminaires for Commercial and Industrial Buildings | Standard | FALSE | [9 empty] | 42095 |  |  | NotYetVerified |  | 3 | 7894 | 98.68 | 80 | 20 | 0.9 | 3000 | 70
PT2HGGC5 | Hangzhou ZGSM Technology Co. Ltd. | ZGSM | ZGSM-GCD80HB30-60-N [Qualified Pointing Straight Down] | Indoor Luminaires | High-Bay | Low-Bay Luminaires for Commercial and Industrial Buildings | Standard | FALSE | [9 empty] | 42095 |  |  | NotYetVerified |  | 3 | 7885 | 98.56 | 80 | 20 | 0.9 | 3000 | 70
PPNZHE15 | Hangzhou ZGSM Technology Co. Ltd. | ZGSM | ZGSM-GCD80HB30-110-N [Qualified Pointing Straight Down] | Indoor Luminaires | High-Bay | Low-Bay Luminaires for Commercial and Industrial Buildings | Standard | FALSE | [9 empty] | 42095 |  |  | NotYetVerified |  | 3 | 7877 | 98.46 | 80 | 20 | 0.9 | 3000 | 70
P8NWXR2P | Hangzhou ZGSM Technology Co. Ltd. | ZGSM | ZGSM-GCD80H30-90-N [Qualified Pointing Straight Down] | Indoor Luminaires | High-Bay | Low-Bay Luminaires for Commercial and Industrial Buildings | Standard | FALSE | [9 empty] | 42095 |  |  | NotYetVerified |  | 3 | 7877 | 98.46 | 80 | 20 | 0.9 | 3000 | 70
PWB74YTC | Hangzhou ZGSM Technology Co. Ltd. | ZGSM | ZGSM-GCD80HB30-90-N [Qualified Pointing Straight Down] | Indoor Luminaires | High-Bay | Low-Bay Luminaires for Commercial and Industrial Buildings | Standard | FALSE | [9 empty] | 42095 |  |  | NotYetVerified |  | 3 | 7866 | 98.33 | 80 | 20 | 0.9 | 3000 | 70
PGRFVB71 | Hangzhou ZGSM Technology Co. Ltd. | ZGSM | ZGSM-GCD240HB30-110-ND [Qualified Pointing Straight Down] | Indoor Luminaires | High-Bay | High-Bay Luminaires for Commercial and Industrial Buildings | Standard | FALSE | [9 empty] | 42095 |  |  | NotYetVerified |  | 3 | 24343 | 101.43 | 240 | 20 | 0.9 | 3000 | 70
PC8EXNHB | Hangzhou ZGSM Technology Co. Ltd. | ZGSM | ZGSM-GCD240H30-110-ND [Qualified Pointing Straight Down] | Indoor Luminaires | High-Bay | High-Bay Luminaires for Commercial and Industrial Buildings | Standard | FALSE | [9 empty] | 42095 |  |  | NotYetVerified |  | 3 | 24032 | 100.13 | 240 | 20 | 0.9 | 3000 | 70
PJHPD1TP | Hangzhou ZGSM Technology Co. Ltd. | ZGSM | ZGSM-GCD240HB30-90-ND [Qualified Pointing Straight Down] | Indoor Luminaires | High-Bay | High-Bay Luminaires for Commercial and Industrial Buildings | Standard | FALSE | [9 empty] | 42095 |  |  | NotYetVerified |  | 3 | 23697 | 98.74 | 240 | 20 | 0.9 | 3000 | 70
PY81N77R | Hangzhou ZGSM Technology Co. Ltd. | ZGSM | ZGSM-GCD240H30-60-ND [Qualified Pointing Straight Down] | Indoor Luminaires | High-Bay | High-Bay Luminaires for Commercial and Industrial Buildings | Standard | FALSE | [9 empty] | 42095 |  |  | NotYetVerified |  | 3 | 23642 | 98.51 | 240 | 20 | 0.9 | 3000 | 70
PQFV4RQR | Hangzhou ZGSM Technology Co. Ltd. | ZGSM | ZGSM-GCD240HB30-60-ND [Qualified Pointing Straight Down] | Indoor Luminaires | High-Bay | High-Bay Luminaires for Commercial and Industrial Buildings | Standard | FALSE | [9 empty] | 42095 |  |  | NotYetVerified |  | 3 | 23283 | 97.01 | 240 | 20 | 0.9 | 3000 | 70
P695N3BK | Hangzhou ZGSM Technology Co. Ltd. | ZGSM | ZGSM-GCD240H30-90-ND [Qualified Pointing Straight Down] | Indoor Luminaires | High-Bay | High-Bay Luminaires for Commercial and Industrial Buildings | Standard | FALSE | [9 empty] | 42095 |  |  | NotYetVerified |  | 3 | 23162 | 96.51 | 240 | 20 | 0.9 | 3000 | 70
PQ6QVQF9 | Hangzhou ZGSM Technology Co. Ltd. | ZGSM | ZGSM-GCD200H30-110-ND [Qualified Pointing Straight Down] | Indoor Luminaires | High-Bay | High-Bay Luminaires for Commercial and Industrial Buildings | Standard | FALSE | [9 empty] | 42095 |  |  | NotYetVerified |  | 3 | 19845 | 99.23 | 200 | 20 | 0.9 | 3000 | 70
PB3MQ9UE | Hangzhou ZGSM Technology Co. Ltd. | ZGSM | ZGSM-GCD200HB30-110-ND [Qualified Pointing Straight Down] | Indoor Luminaires | High-Bay | High-Bay Luminaires for Commercial and Industrial Buildings | Standard | FALSE | [9 empty] | 42095 |  |  | NotYetVerified |  | 3 | 19539 | 97.7 | 200 | 20 | 0.9 | 3000 | 70
P55JN212 | Hangzhou ZGSM Technology Co. Ltd. | ZGSM | ZGSM-GCD200H30-60-ND [Qualified Pointing Straight Down] | Indoor Luminaires | High-Bay | High-Bay Luminaires for Commercial and Industrial Buildings | Standard | FALSE | [9 empty] | 42095 |  |  | NotYetVerified |  | 3 | 19357 | 96.79 | 200 | 20 | 0.9 | 3000 | 70
PEBNS4WD | Hangzhou ZGSM Technology Co. Ltd. | ZGSM | ZGSM-GCD200H30-90-ND [Qualified Pointing Straight Down] | Indoor Luminaires | High-Bay | High-Bay Luminaires for Commercial and Industrial Buildings | Standard | FALSE | [9 empty] | 42095 |  |  | NotYetVerified |  | 3 | 19128 | 95.64 | 200 | 20 | 0.9 | 3000 | 70
P9WA4S8E | Hangzhou ZGSM Technology Co. Ltd. | ZGSM | ZGSM-GCD200HB30-60-ND [Qualified Pointing Straight Down] | Indoor Luminaires | High-Bay | High-Bay Luminaires for Commercial and Industrial Buildings | Standard | FALSE | [9 empty] | 42095 |  |  | NotYetVerified |  | 3 | 19068 | 95.34 | 200 | 20 | 0.9 | 3000 | 70
PNCHMN2X | Hangzhou ZGSM Technology Co. Ltd. | ZGSM | ZGSM-GCD160H30-110-ND [Qualified Pointing Straight Down] | Indoor Luminaires | High-Bay | High-Bay Luminaires for Commercial and Industrial Buildings | Standard | FALSE | [9 empty] | 42095 |  |  | NotYetVerified |  | 3 | 16190 | 101.19 | 160 | 20 | 0.9 | 3000 | 70
PNZRBJSR | Hangzhou ZGSM Technology Co. Ltd. | ZGSM | ZGSM-GCD160HB30-110-ND [Qualified Pointing Straight Down] | Indoor Luminaires | High-Bay | High-Bay Luminaires for Commercial and Industrial Buildings | Standard | FALSE | [9 empty] | 42095 |  |  | NotYetVerified |  | 3 | 15933 | 99.58 | 160 | 20 | 0.9 | 3000 | 70
PA9W5PMQ | Hangzhou ZGSM Technology Co. Ltd. | ZGSM | ZGSM-GCD160H30-60-ND [Qualified Pointing Straight Down] | Indoor Luminaires | High-Bay | High-Bay Luminaires for Commercial and Industrial Buildings | Standard | FALSE | [9 empty] | 42095 |  |  | NotYetVerified |  | 3 | 15780 | 98.63 | 160 | 20 | 0.9 | 3000 | 70
PFNA5QXY | Hangzhou ZGSM Technology Co. Ltd. | ZGSM | ZGSM-GCD160H30-90-ND [Qualified Pointing Straight Down] | Indoor Luminaires | High-Bay | High-Bay Luminaires for Commercial and Industrial Buildings | Standard | FALSE | [9 empty] | 42095 |  |  | NotYetVerified |  | 3 | 15691 | 98.07 | 160 | 20 | 0.9 | 3000 | 70
PVG5H4AS | Hangzhou ZGSM Technology Co. Ltd. | ZGSM | ZGSM-GCD160HB30-60-ND [Qualified Pointing Straight Down] | Indoor Luminaires | High-Bay | High-Bay Luminaires for Commercial and Industrial Buildings | Standard | FALSE | [9 empty] | 42095 |  |  | NotYetVerified |  | 3 | 15535 | 97.09 | 160 | 20 | 0.9 | 3000 | 70
PHCVUSD9 | Hangzhou ZGSM Technology Co. Ltd. | ZGSM | ZGSM-GCD160HB30-90-ND [Qualified Pointing Straight Down] | Indoor Luminaires | High-Bay | High-Bay Luminaires for Commercial and Industrial Buildings | Standard | FALSE | [9 empty] | 42095 |  |  | NotYetVerified |  | 3 | 15440 | 96.5 | 160 | 20 | 0.9 | 3000 | 70
PZNX6627 | Hangzhou ZGSM Technology Co. Ltd. | ZGSM | ZGSM-GCD120H30-90-ND [Qualified Pointing Straight Down] | Indoor Luminaires | High-Bay | High-Bay Luminaires for Commercial and Industrial Buildings | Standard | FALSE | [9 empty] | 42095 |  |  | NotYetVerified |  | 3 | 12226 | 101.88 | 120 | 20 | 0.9 | 3000 | 70
PGFPC8CC | Hangzhou ZGSM Technology Co. Ltd. | ZGSM | ZGSM-GCD120H30-110-ND [Qualified Pointing Straight Down] | Indoor Luminaires | High-Bay | High-Bay Luminaires for Commercial and Industrial Buildings | Standard | FALSE | [9 empty] | 42095 |  |  | NotYetVerified |  | 3 | 12155 | 101.29 | 120 | 20 | 0.9 | 3000 | 70
PKTN1U1B | Hangzhou ZGSM Technology Co. Ltd. | ZGSM | ZGSM-GCD120HB30-110-ND [Qualified Pointing Straight Down] | Indoor Luminaires | High-Bay | High-Bay Luminaires for Commercial and Industrial Buildings | Standard | FALSE | [9 empty] | 42095 |  |  | NotYetVerified |  | 3 | 12061 | 100.51 | 120 | 20 | 0.9 | 3000 | 70
P7KAHEYM | Hangzhou ZGSM Technology Co. Ltd. | ZGSM | ZGSM-GCD120H30-60-ND [Qualified Pointing Straight Down] | Indoor Luminaires | High-Bay | High-Bay Luminaires for Commercial and Industrial Buildings | Standard | FALSE | [9 empty] | 42095 |  |  | NotYetVerified |  | 3 | 12029 | 100.24 | 120 | 20 | 0.9 | 3000 | 70
P7MMTFQP | Hangzhou ZGSM Technology Co. Ltd. | ZGSM | ZGSM-GCD120HB30-90-ND [Qualified Pointing Straight Down] | Indoor Luminaires | High-Bay | High-Bay Luminaires for Commercial and Industrial Buildings | Standard | FALSE | [9 empty] | 42095 |  |  | NotYetVerified |  | 3 | 11881 | 99.01 | 120 | 20 | 0.9 | 3000 | 70
PKGH63HJ | Hangzhou ZGSM Technology Co. Ltd. | ZGSM | ZGSM-GCD80H30-110-ND [Qualified Pointing Straight Down] | Indoor Luminaires | High-Bay | Low-Bay Luminaires for Commercial and Industrial Buildings | Standard | FALSE | [9 empty] | 42095 |  |  | NotYetVerified |  | 3 | 7995 | 99.94 | 80 | 20 | 0.9 | 3000 | 70
PMTXMRC3 | Hangzhou ZGSM Technology Co. Ltd. | ZGSM | ZGSM-GCD80H30-60-ND [Qualified Pointing Straight Down] | Indoor Luminaires | High-Bay | Low-Bay Luminaires for Commercial and Industrial Buildings | Standard | FALSE | [9 empty] | 42095 |  |  | NotYetVerified |  | 3 | 7894 | 98.68 | 80 | 20 | 0.9 | 3000 | 70
P79C4F64 | Hangzhou ZGSM Technology Co. Ltd. | ZGSM | ZGSM-GCD80HB30-60-ND [Qualified Pointing Straight Down] | Indoor Luminaires | High-Bay | Low-Bay Luminaires for Commercial and Industrial Buildings | Standard | FALSE | [9 empty] | 42095 |  |  | NotYetVerified |  | 3 | 7885 | 98.56 | 80 | 20 | 0.9 | 3000 | 70
PYTH3N1E | Hangzhou ZGSM Technology Co. Ltd. | ZGSM | ZGSM-GCD80HB30-110-ND [Qualified Pointing Straight Down] | Indoor Luminaires | High-Bay | Low-Bay Luminaires for Commercial and Industrial Buildings | Standard | FALSE | [9 empty] | 42095 |  |  | NotYetVerified |  | 3 | 7877 | 98.46 | 80 | 20 | 0.9 | 3000 | 70
PKV3XAJQ | Hangzhou ZGSM Technology Co. Ltd. | ZGSM | ZGSM-GCD80H30-90-ND [Qualified Pointing Straight Down] | Indoor Luminaires | High-Bay | Low-Bay Luminaires for Commercial and Industrial Buildings | Standard | FALSE | [9 empty] | 42095 |  |  | NotYetVerified |  | 3 | 7877 | 98.46 | 80 | 20 | 0.9 | 3000 | 70
PZEC4ZMP | Flex Lighting Solutions | Flextronics | ES2-XBDB-AAX-(A thru F) | Indoor Luminaires | High-Bay | High-Bay Luminaires for Commercial and Industrial Buildings | Standard | FALSE | [9 empty] | 42095 |  |  | NotYetVerified | ES2-(UL or CE)-4M-50-BAFN-CA-XXX-(120V thru 277V) | 3 | 26134.94 | 114.93 | 227.4 | 13.3 | 0.945 | 5191 | 75
PK96S3Y6 | Flex Lighting Solutions | Flextronics | ES2-XBDB-CAX-(A thru F) | Indoor Luminaires | High-Bay | High-Bay Luminaires for Commercial and Industrial Buildings | Standard | FALSE | [9 empty] | 42095 |  |  | NotYetVerified | ES2-(UL or CE)-4M-50-AISLE-CA-XXX-(120V thru 277V) | 3 | 24193.17 | 106.39 | 227.4 | 13.3 | 0.945 | 5191 | 75
PCCVH4A5 | Dialight | Durosite | HB1C4Y | Indoor Luminaires | High-Bay | High-Bay Luminaires for Commercial and Industrial Buildings | Standard | FALSE | [9 empty] | 42095 |  |  | NotYetVerified |  | 3 | 11800 | 79 | 150 |  | 0.9 |  | 70
P4UPTX16 | Universal Lighting Technologies | Everline | VTL4-8K840-U | Indoor Luminaires | High-Bay | Low-Bay Luminaires for Commercial and Industrial Buildings | Standard | TRUE | 9739.45 | 114.58 | 83.34 | 10.3 | 0.9833 | 4060.8 | 82.1 | 5 | 60000 | 42094 |  |  | NotYetVerified |  | 3 | 9778 | 115.03 | 85 | 10.3 | 0.9833 | 4060.8 | 82.1
P5Z6ZFA1 | Universal Lighting Technologies | Everline | VTL4-40L840-U | Indoor Luminaires | High-Bay | Low-Bay Luminaires for Commercial and Industrial Buildings | Standard | TRUE | 5512.6 | 103.39 | 53.315 | 8.04 | 0.9771 | 4039.1 | 82.3 | 5 | 60000 | 42094 |  |  | NotYetVerified |  | 3 | 5668 | 106.31 | 53.315 | 8.04 | 0.9771 | 4039.1 | 82.3
P4X4P9SK | Universal Lighting Technologies | Everline | VTL4-5K835-U | Indoor Luminaires | High-Bay | Low-Bay Luminaires for Commercial and Industrial Buildings | Standard | TRUE | 5594.44 | 111.91 | 49.99 | 8.47 | 0.9755 | 3499 | 81.7 | 5 | 50000 | 42094 |  |  | NotYetVerified |  | 3 | 5620 | 112.42 | 49.99 | 8.47 | 0.9755 | 3499.3 | 81.7
P53U9AZ6 | Shanghai Supertek Lighting Co. Ltd | SUPERTEK | HB43A-280 | Indoor Luminaires | High-Bay | High-Bay Luminaires for Commercial and Industrial Buildings | Standard | TRUE | 26828.2 | 95.71 | 280.3 | 13.84 | 0.941 | 5230 | 73.6 | 5 | 50000 | 42094 |  |  | NotYetVerified |  | 3
P1H2HA2A | Zon Led | Zon | TTNJ250 | Indoor Luminaires | High-Bay | High-Bay Luminaires for Commercial and Industrial Buildings | Standard | TRUE | 25390 | 97.46 | 260.51 | 21.36 | 0.938 | 5391 | 83.6 | 5 |  | 42094 |  |  | NotYetVerified | Only qualified when directed straight down | 3 | 25390 | 97.46 | 260.5 | 12.63 | 0.99 | 5391 | 85
PMQV5WDQ | Zon Led | Zon | TTNJ100 | Indoor Luminaires | High-Bay | High-Bay Luminaires for Commercial and Industrial Buildings | Standard | TRUE | 13830 | 121.46 | 113.86 | 21.78 | 0.929 | 5281 | 73.3 | 5 |  | 42094 |  |  | NotYetVerified | Only qualified when directed straight down | 3 | 13820 | 121.46 | 113.86 | 13.1 | 0.99 | 5281 | 85
PGMDVU2V | Zon Led | Zon | TTNJ600 | Indoor Luminaires | High-Bay | High-Bay Luminaires for Commercial and Industrial Buildings | Standard | TRUE | 60280 | 91.39 | 659.6 | 22.51 | 0.918 | 5488 | 85.5 | 5 |  | 42094 |  |  | NotYetVerified | Only qualified when directed straight down | 3 | 60280 | 91.39 | 659.6 | 13.59 | 0.99 | 5488 | 85.5
PDWT1DFA | Shanghai Supertek Lighting Co. Ltd | SUPERTEK | HB13A-200 | Indoor Luminaires | High-Bay | High-Bay Luminaires for Commercial and Industrial Buildings | Standard | TRUE | 21795.8 | 108.27 | 201.3 | 10.82 | 0.918 | 5498 | 82.2 | 5 | 50000 | 42094 |  |  | NotYetVerified |  | 3
P3WS5CCR | Shanghai Supertek Lighting Co. Ltd | SUPERTEK | HB11A-100 | Indoor Luminaires | High-Bay | High-Bay Luminaires for Commercial and Industrial Buildings | Standard | TRUE | 10095 | 106.94 | 94.4 | 12.37 | 0.916 | 5494 | 82.2 | 5 | 50000 | 42094 |  |  | NotYetVerified |  | 3
PNTM6ZBC | Shanghai Supertek Lighting Co. Ltd | SUPERTEK | HB12A-150 | Indoor Luminaires | High-Bay | High-Bay Luminaires for Commercial and Industrial Buildings | Standard | TRUE | 15669.7 | 111.12 | 141 | 13.92 | 0.914 | 5498 | 82.2 | 5 | 50000 | 42094 |  |  | NotYetVerified |  | 3
PUJTBP94 | Zon Led | Zon | TTNJ500 | Indoor Luminaires | High-Bay | High-Bay Luminaires for Commercial and Industrial Buildings | Standard | FALSE | [9 empty] | 42094 |  |  | NotYetVerified | Only qualified when directed straight down | 3 | 56903 | 103.46 | 550 | 13.03 | 0.99 | 5321 | 85.2
P45EJWUB | Zon Led | Zon | TTNJ400 | Indoor Luminaires | High-Bay | High-Bay Luminaires for Commercial and Industrial Buildings | Standard | FALSE | [9 empty] | 42094 |  |  | NotYetVerified | Only qualified when directed straight down | 3 | 45522 | 103.46 | 440 | 13.03 | 0.99 | 5321 | 85.2
PK4916XF | Zon Led | Zon | TTNJ300 | Indoor Luminaires | High-Bay | High-Bay Luminaires for Commercial and Industrial Buildings | Standard | FALSE | [9 empty] | 42094 |  |  | NotYetVerified | Only qualified when directed straight down | 3 | 34142 | 103.46 | 330 | 13.03 | 0.99 | 5321 | 85.2
P5MP8BUP | Zon Led | Zon | TTNJ200 | Indoor Luminaires | High-Bay | High-Bay Luminaires for Commercial and Industrial Buildings | Standard | FALSE | [9 empty] | 42094 |  |  | NotYetVerified | Only qualified when directed straight down | 3 | 22761 | 103.46 | 220 | 13.03 | 0.99 | 5321 | 85.2
PGVV2G3R | Zon Led | Zon | TTNJ160 | Indoor Luminaires | High-Bay | High-Bay Luminaires for Commercial and Industrial Buildings | Standard | FALSE | [9 empty] | 42094 |  |  | NotYetVerified | Only qualified when directed straight down | 3 | 18209 | 103.46 | 176 | 13.03 | 0.99 | 5321 | 85.2
PVM917113 | Acuity Brands Lighting | Holophane | PHS 24000LM 40K 80CRI XX XX XX | Indoor Luminaires | High-Bay | High-Bay Luminaires for Commercial and Industrial Buildings | Standard | TRUE | 21176.57 | 91.07 | 232.52 | 12.62 | 0.968 | 4029 | 82.3 | 5 | 154000 | 42093 |  |  | NotYetVerified |  | 3 | 24000 | 91.07 | 232.52 |  |  | 4029 | 82.3
PNXFUWEZ | Enpac Industries Inc DBA VM5 Lighting Solutions | VM5 Lighting Solutions | MVT-30-75-C | Indoor Luminaires | High-Bay | Low-Bay Luminaires for Commercial and Industrial Buildings | Standard | TRUE | 6536.5 | 86.07 | 75.94 | 15.62 | 0.949 | 2957 | 82.9 | 5 | 50000 | 42090 |  |  | NotYetVerified |  | 3 | 7250 | 97 | 75 |  | 0.98 | 3000 | 80
P9W4MF8C | Enpac Industries Inc DBA VM5 Lighting Solutions | VM5 Lighting Solutions | MVT-30-75-F | Indoor Luminaires | High-Bay | Low-Bay Luminaires for Commercial and Industrial Buildings | Standard | TRUE | 6173.5 | 82.76 | 74.59 | 15.62 | 0.949 | 2942 | 83.3 | 5 | 50000 | 42090 |  |  | NotYetVerified |  | 3 |  | 94 | 75 |  | 0.98 | 3000 | 80
PN827HVV | Enpac Industries Inc DBA VM5 Lighting Solutions | VM5 Lighting Solutions | MVT-30-48-C | Indoor Luminaires | High-Bay | Low-Bay Luminaires for Commercial and Industrial Buildings | Standard | TRUE | 4609 | 98.38 | 47.39 | 15.36 | 0.9121 | 2811 | 84.7 | 5 |  | 42090 |  |  | NotYetVerified |  | 3 | 4600 | 90 | 48 |  |  | 2700 | 80
PYQM88MW | ATG Electronics Corp. | ATG Electronics | CPPG60-LB40K | Indoor Luminaires | High-Bay | Low-Bay Luminaires for Commercial and Industrial Buildings | Standard | TRUE | 4928.94 | 88.02 | 56 | 15 | 0.885 | 4141 | 84.8 | 5 | 50000 | 42090 |  |  | NotYetVerified |  | 3 | 5000 | 90 | 60 | 20 | 0.9 | 4000 | 85
P4XTPFFN | Enpac Industries Inc DBA VM5 Lighting Solutions | VM5 Lighting Solutions | MVT-50-75-C | Indoor Luminaires | High-Bay | Low-Bay Luminaires for Commercial and Industrial Buildings | Standard | FALSE | [9 empty] | 42090 |  |  | NotYetVerified |  | 3 | 7250 | 97 | 75 |  | 0.98 | 5000 | 80
P184PYTN | Enpac Industries Inc DBA VM5 Lighting Solutions | VM5 Lighting Solutions | MVT-50-75-F | Indoor Luminaires | High-Bay | Low-Bay Luminaires for Commercial and Industrial Buildings | Standard | FALSE | [9 empty] | 42090 |  |  | NotYetVerified |  | 3 | 7050 | 94 | 75 |  | 0.98 | 5000 | 80
PMR852J4 | Enpac Industries Inc DBA VM5 Lighting Solutions | VM5 Lighting Solutions | MVT-50-48-F | Indoor Luminaires | High-Bay | Low-Bay Luminaires for Commercial and Industrial Buildings | Standard | FALSE | [9 empty] | 42090 |  |  | NotYetVerified |  | 3 | 4600 | 90 | 48 |  |  | 5000 | 80
PXWT7N3S | Enpac Industries Inc DBA VM5 Lighting Solutions | VM5 Lighting Solutions | MVT-40-75-C | Indoor Luminaires | High-Bay | Low-Bay Luminaires for Commercial and Industrial Buildings | Standard | FALSE | [9 empty] | 42090 |  |  | NotYetVerified |  | 3 | 7250 | 97 | 75 |  | 0.98 | 4000 | 80
PDP9912U | Enpac Industries Inc DBA VM5 Lighting Solutions | VM5 Lighting Solutions | MVT-40-75-F | Indoor Luminaires | High-Bay | Low-Bay Luminaires for Commercial and Industrial Buildings | Standard | FALSE | [9 empty] | 42090 |  |  | NotYetVerified |  | 3 | 7050 | 94 | 75 |  | 0.98 | 4000 | 80
PWSPFV4V | Enpac Industries Inc DBA VM5 Lighting Solutions | VM5 Lighting Solutions | MVT-40-48-F | Indoor Luminaires | High-Bay | Low-Bay Luminaires for Commercial and Industrial Buildings | Standard | FALSE | [9 empty] | 42090 |  |  | NotYetVerified |  | 3 | 4600 | 90 | 48 |  |  | 4000 | 80
PPP2M9P6 | ATG Electronics Corp. | ATG Electronics | CPPG60-LB50K | Indoor Luminaires | High-Bay | Low-Bay Luminaires for Commercial and Industrial Buildings | Standard | FALSE | [9 empty] | 42090 | Dimmable | Continuous Below 10 | NotYetVerified |  | 3 | 5000 | 90 | 60 | 20 | 0.9 | 5000 | 85
P6M9TS6F | Zhongshan Luxmode Industrial Co. LTD | Luxmode | LHB13(4000K) | Indoor Luminaires | High-Bay | High-Bay Luminaires for Commercial and Industrial Buildings | Standard | TRUE | 11103.37 | 96.33 | 115.26 | 7.71 | 0.979 | 3939 | 84.1 | 5 | 50000 | 42089 |  |  | NotYetVerified |  | 3 | 11500 | 99.8 | 115.26 | 7.71 | 0.996 | 4000 | 84.1
PHXV1S71 | Zhongshan Luxmode Industrial Co. LTD | Luxmode | LHB14(4000K) | Indoor Luminaires | High-Bay | High-Bay Luminaires for Commercial and Industrial Buildings | Standard | TRUE | 15996.15 | 93.99 | 173.4 | 7.71 | 0.979 | 3929 | 84.2 | 5 | 50000 | 42089 |  |  | NotYetVerified |  | 3 | 16800 | 93.99 | 170.91 | 7.71 | 0.996 | 3929 | 84.2
PMY95EZT | E-Lite Semiconductor Inc. | E-LITE | EO-LC-150 | Indoor Luminaires | High-Bay | High-Bay Luminaires for Commercial and Industrial Buildings | Standard | TRUE | 14929 | 101.56 | 149.3 | 7.6 | 0.949 | 5294 | 84.2 | 5 | 50000 | 42089 |  |  | NotYetVerified |  | 3 | 14929 | 101.56 | 147 | 4.95 | 0.997 | 5294 | 84
P88A4KMP | Self Electronics Co.Ltd | Self | PATH-4730K | Indoor Luminaires | High-Bay | Low-Bay Luminaires for Commercial and Industrial Buildings | Standard | TRUE | 4944.9 | 100.24 | 49.33 | 10.94 | 0.937 | 3027 | 83.2 | 5 | 50000 | 42089 |  |  | NotYetVerified |  | 3 | 4944 | 100 | 48 | 10.94 | 0.937 | 3000 | 84
PAESB9H1 | Etlin-Daniels | ETLIN-DANIELS | HBR-150U41N-GY | Indoor Luminaires | High-Bay | High-Bay Luminaires for Commercial and Industrial Buildings | Standard | TRUE | 11791 | 80.23 | 147 | 12.61 | 0.9338 | 4127 | 75.3 | 5 | 50000 | 42089 |  |  | NotYetVerified |  | 3 | 12781 | 85.21 | 150 |  | 0.9 | 4100 | 75
PVQM9NSF | E-Lite Semiconductor Inc. | E-LITE | EO-LC-100 | Indoor Luminaires | High-Bay | High-Bay Luminaires for Commercial and Industrial Buildings | Standard | TRUE | 9871.67 | 100.63 | 98.1 | 15.96 | 0.896 | 5292 | 83.6 | 5 | 50000 | 42089 |  |  | NotYetVerified |  | 3 | 9871.67 | 100.63 | 98.1 | 6.15 | 0.993 | 5292 | 84
PXYM1NFX | Self Electronics Co.Ltd | Self | PATH-9550K | Indoor Luminaires | High-Bay | Low-Bay Luminaires for Commercial and Industrial Buildings | Standard | FALSE | [9 empty] | 42089 |  |  | NotYetVerified |  | 3 | 10308 | 108 | 96 |  | 0.937 | 5000 | 84
PSBZWHPJ | Self Electronics Co.Ltd | Self | PATH-4750K | Indoor Luminaires | High-Bay | Low-Bay Luminaires for Commercial and Industrial Buildings | Standard | FALSE | [9 empty] | 42089 |  |  | NotYetVerified |  | 3 | 5154 | 108 | 48 |  | 0.937 | 5000 | 84
P7X2UR8A | Self Electronics Co.Ltd | Self | PATH-9545K | Indoor Luminaires | High-Bay | Low-Bay Luminaires for Commercial and Industrial Buildings | Standard | FALSE | [9 empty] | 42089 |  |  | NotYetVerified |  | 3 | 10203 | 106 | 96 |  | 0.937 | 4500 | 84
PNBNC26Q | Self Electronics Co.Ltd | Self | PATH-4745K | Indoor Luminaires | High-Bay | Low-Bay Luminaires for Commercial and Industrial Buildings | Standard | FALSE | [9 empty] | 42089 |  |  | NotYetVerified |  | 3 | 5101 | 106 | 48 |  | 0.937 | 4500 | 84
PVUYYHEW | Self Electronics Co.Ltd | Self | PATH-9540K | Indoor Luminaires | High-Bay | Low-Bay Luminaires for Commercial and Industrial Buildings | Standard | FALSE | [9 empty] | 42089 |  |  | NotYetVerified |  | 3 | 10098 | 104 | 96 |  | 0.937 | 4000 | 84
PCY4H8H7 | Self Electronics Co.Ltd | Self | PATH-4740K | Indoor Luminaires | High-Bay | Low-Bay Luminaires for Commercial and Industrial Buildings | Standard | FALSE | [9 empty] | 42089 |  |  | NotYetVerified |  | 3 | 5049 | 104 | 48 |  | 0.937 | 4000 | 84
P8QCM32N | Self Electronics Co.Ltd | Self | PATH-9535K | Indoor Luminaires | High-Bay | Low-Bay Luminaires for Commercial and Industrial Buildings | Standard | FALSE | [9 empty] | 42089 |  |  | NotYetVerified |  | 3 | 9993 | 102 | 96 |  | 0.937 | 3500 | 84
PTZN892R | Self Electronics Co.Ltd | Self | PATH-4735K | Indoor Luminaires | High-Bay | Low-Bay Luminaires for Commercial and Industrial Buildings | Standard | FALSE | [9 empty] | 42089 |  |  | NotYetVerified |  | 3 | 4996 | 102 | 48 |  | 0.937 | 3500 | 84
PRRJZVR3 | Self Electronics Co.Ltd | Self | PATH-9530K | Indoor Luminaires | High-Bay | Low-Bay Luminaires for Commercial and Industrial Buildings | Standard | FALSE | [9 empty] | 42089 |  |  | NotYetVerified |  | 3 | 9888 | 100 | 96 |  | 0.937 | 3000 | 84
PJFD7YDB | Zhongshan Luxmode Industrial Co. LTD | Luxmode | LHB14(5000K) | Indoor Luminaires | High-Bay | High-Bay Luminaires for Commercial and Industrial Buildings | Standard | FALSE | [9 empty] | 42089 |  |  | NotYetVerified |  | 3 | 16800 | 105 | 160 | 7.71 | 0.996 | 5000 | 84.2
P2XV7N49 | Zhongshan Luxmode Industrial Co. LTD | Luxmode | LHB13(5000K) | Indoor Luminaires | High-Bay | High-Bay Luminaires for Commercial and Industrial Buildings | Standard | FALSE | [9 empty] | 42089 |  |  | NotYetVerified |  | 3 | 11500 | 105 | 110 | 7.71 | 0.996 | 5000 | 84.1
PZTR3DPQ | E-Lite Semiconductor Inc. | E-LITE | EO-LC-100T | Indoor Luminaires | High-Bay | High-Bay Luminaires for Commercial and Industrial Buildings | Standard | FALSE | [9 empty] | 42089 |  |  | NotYetVerified |  | 3 | 10000 | 100 | 100 | 6.15 | 0.993 | 5000 | 84
PA9F66J4 | E-Lite Semiconductor Inc. | E-LITE | EO-LC-150T | Indoor Luminaires | High-Bay | High-Bay Luminaires for Commercial and Industrial Buildings | Standard | FALSE | [9 empty] | 42089 |  |  | NotYetVerified |  | 3 | 15000 | 100 | 150 | 4.95 | 0.997 | 5000 | 84
PFGUSG9H | Etlin-Daniels | ETLIN-DANIELS | HBR-150U55N-GY | Indoor Luminaires | High-Bay | High-Bay Luminaires for Commercial and Industrial Buildings | Standard | FALSE | [9 empty] | 42089 | Not Yet Verified | Not Yet Verified | NotYetVerified |  | 3 | 13293 | 88.62 | 150 |  | 0.9 | 5500 | 69
PHZUCGPV | RLE Industries LLC | Robert Lighting | MLEDLB2-N | Indoor Luminaires | High-Bay | High-Bay Luminaires for Commercial and Industrial Buildings | Standard | TRUE | 14202 | 104.8 | 136.6 | 10.79 | 0.975 | 4146 | 83.3 | 5 |  | 42088 |  |  | NotYetVerified |  | 3 | [5 empty] | 4000
P5PG15Y4 | Neutex Lighting | Neutex Advanced Energy Group Inc. | NTX-HBY300XSY (5000K) | Indoor Luminaires | High-Bay | High-Bay Luminaires for Commercial and Industrial Buildings | Standard | TRUE | 23586.72 | 79.31 | 297.39 | 5.84 | 0.9622 | 5226 | 78.2 | 5 | 50000 | 42088 |  |  | NotYetVerified |  | 3 | 23586.7 | 80 | 300 | 5.8 | 0.95 | 5000 | 78
P3X3X1JS | TYC Lighting | TYC Lighting | MX898D-LD150W (301-P-150) | Indoor Luminaires | High-Bay | High-Bay Luminaires for Commercial and Industrial Buildings | Standard | TRUE | 13172.47 | 90.32 | 146.3 | 11.5 | 0.96 | 5222 | 84.6 | 5 |  | 42088 |  |  | NotYetVerified |  | 3 |  |  | 150 |  |  | 5000
PMB8CTX9 | Neutex Lighting | Neutex Advanced Energy Group Inc. | NTX-HBY240XSY (5000K) | Indoor Luminaires | High-Bay | High-Bay Luminaires for Commercial and Industrial Buildings | Standard | TRUE | 18763.87 | 78.66 | 238 | 11.52 | 0.95 | 5298 | 78.4 | 5 | 35000 | 42088 |  |  | NotYetVerified |  | 3 | 18763.87 | 78.66 | 238 | 11.5 | 0.95 | 5000 | 78
PCJ24PXX | TYC Lighting | TYC Lighting | MX898D-LD240W (301-P-240) | Indoor Luminaires | High-Bay | High-Bay Luminaires for Commercial and Industrial Buildings | Standard | TRUE | 20343.02 | 84.9 | 239.6 | 11.81 | 0.943 | 5212 | 84.2 | 5 |  | 42088 |  |  | NotYetVerified |  | 3 |  |  | 240 |  |  | 5000
PFH71QQV | Spectrum Lighting | GV Series | GC2208LEDGV113W35KEX/XX/TJL/XX | Indoor Luminaires | High-Bay | High-Bay Luminaires for Commercial and Industrial Buildings | Standard | TRUE | 10246 | 87.65 | 113.3 | 14.9 | 0.929 | 3518 | 83.4 | 5 | 60000 | 42088 |  |  | NotYetVerified |  | 3 | 10456 | 91.8 | 113 |  |  | 3500
P14P31HN | Neutex Lighting | Neutex Advanced Energy Group Inc. | NTX-HBY100XSY (5000K) | Indoor Luminaires | High-Bay | High-Bay Luminaires for Commercial and Industrial Buildings | Standard | TRUE | 9061.25 | 89.11 | 101.69 | 7.19 | 0.9013 | 5298 | 71.6 | 5 | 35000 | 42088 |  |  | NotYetVerified |  | 3 | 9061.25 | 89.11 | 101.7 | 8 | 0.9 | 5000 | 72
PVNUEA33 | Spectrum Lighting | GV Series | GC2208LEDGV113W35KDO10X/XX/TJL/XX | Indoor Luminaires | High-Bay | High-Bay Luminaires for Commercial and Industrial Buildings | Standard | FALSE | [9 empty] | 42088 |  |  | NotYetVerified |  | 3 | 10456 | 91.8 | 113 |  |  | 3500
PFYEHB45 | Spectrum Lighting | GV Series | GC2208LEDGV113W35KDS10X/XX/TJL/XX | Indoor Luminaires | High-Bay | High-Bay Luminaires for Commercial and Industrial Buildings | Standard | FALSE | [9 empty] | 42088 |  |  | NotYetVerified |  | 3 | 10456 | 91.8 | 113 |  |  | 3500
P7TXNSJ3 | Sunpark | SUNPARK | HB8D-220 (4000K) | Indoor Luminaires | High-Bay | High-Bay Luminaires for Commercial and Industrial Buildings | Standard | TRUE | 21986.43 | 97.01 | 226.64 | 7.38 | 0.979 | 3914 | 84.1 | 5 | 50000 | 42087 |  |  | NotYetVerified |  | 3 | 21986.43 | 97.01 | 226.64 | 7.38 | 0.996 | 3914 | 84
P4YGDA8C | Sunpark | SUNPARK | HB6D-160 (4000K) | Indoor Luminaires | High-Bay | High-Bay Luminaires for Commercial and Industrial Buildings | Standard | TRUE | 16328.42 | 95.09 | 171.72 | 7.36 | 0.979 | 3899 | 84 | 5 | 50000 | 42087 |  |  | NotYetVerified |  | 3 | 16328.42 | 95.09 | 171.72 | 7.36 | 0.996 | 3899 | 84
PY5ZUEVD | Universal Lighting Technologies | Everline | VTL8-10K835-U | Indoor Luminaires | High-Bay | High-Bay Luminaires for Commercial and Industrial Buildings | Standard | TRUE | 10840 | 108.48 | 99.92 | 8.28 | 0.9758 | 3460 | 81.62 | 5 | 50000 | 42087 |  |  | NotYetVerified |  | 3 | 10840 | 108.48 | 99.92 | 8.28 | 0.9758 | 3460 | 81.62
P6TUF4BT | Universal Lighting Technologies | Everline | VTL4-5K840-U | Indoor Luminaires | High-Bay | Low-Bay Luminaires for Commercial and Industrial Buildings | Standard | TRUE | 6099 | 120.4 | 50.65 | 7.94 | 0.9756 | 3966 | 83.22 | 5 | 50000 | 42087 |  |  | NotYetVerified |  | 3 | 6099 | 120.4 | 50.654 | 7.94 | 0.9756 | 3966 | 83.22
PZ45FXKR | Mobern Lighting Co | Mobern Lighting | FHBC48-LEDH118DMV50 | Indoor Luminaires | High-Bay | High-Bay Luminaires for Commercial and Industrial Buildings | Standard | TRUE | 13507 | 114 | 118.47 | 15 | 0.97 | 5136 | 84 | 5 | 50000 | 42087 |  |  | NotYetVerified |  | 3 | 13500 | 114 | 118 |  |  | 5000 | 84
PE6PN8C7 | US Energy Sciences INC | US Energy Sciences INC | MHN-04X04-WAH-NCL | Indoor Luminaires | High-Bay | High-Bay Luminaires for Commercial and Industrial Buildings | Standard | TRUE | 11082 | 99.2 | 111.8 | 14.8 | 0.969 | 4031 | 82 | 5 | 50000 | 42087 |  |  | NotYetVerified |  | 3 | 11497 | 119 | 146 | 14.8 | 0.969 | 4000 | 80
PGAFY2YT | Sunpark | SUNPARK | HB8D-220 (5000K) | Indoor Luminaires | High-Bay | High-Bay Luminaires for Commercial and Industrial Buildings | Standard | FALSE | [9 empty] | 42087 |  |  | NotYetVerified |  | 3 | 23100 | 105 | 220 | 7.38 | 0.996 | 5000 | 84
PA8P5BWU | Sunpark | SUNPARK | HB6D-160 (5000K) | Indoor Luminaires | High-Bay | High-Bay Luminaires for Commercial and Industrial Buildings | Standard | FALSE | [9 empty] | 42087 |  |  | NotYetVerified |  | 3 | 16800 | 105 | 165 | 7.36 | 0.996 | 5000 | 84
PMDZFW3Q | QSSI | Duraguard | HB44QF1X169U5KG** | Indoor Luminaires | High-Bay | High-Bay Luminaires for Commercial and Industrial Buildings | Standard | FALSE | [9 empty] | 42087 |  |  | NotYetVerified |  | 3 | 16440 | 93.12 | 176.53 | 12.66 | 0.9321 | 5204 | 72.66
PYW181NX | Universal Lighting Technologies | Everline | VTL4-5K850-U | Indoor Luminaires | High-Bay | Low-Bay Luminaires for Commercial and Industrial Buildings | Standard | FALSE | [9 empty] | 42087 | Dimmable | Continuous Below 10 | NotYetVerified |  | 3 | 6463 | 126.29 | 51.175 | 8.16 | 0.9766 | 4994 | 82.27
P7KCUJJY | Universal Lighting Technologies | Everline | VTL8-10K850-U | Indoor Luminaires | High-Bay | High-Bay Luminaires for Commercial and Industrial Buildings | Standard | FALSE | [9 empty] | 42087 | Dimmable | Continuous Below 10 | NotYetVerified |  | 3 | 12390 | 112.27 | 101.33 | 8.09 | 0.9762 | 4977 | 82.54
PCB8JB74 | Universal Lighting Technologies | Everline | VTL8-7K840-U | Indoor Luminaires | High-Bay | Low-Bay Luminaires for Commercial and Industrial Buildings | Standard | FALSE | [9 empty] | 42087 | Dimmable | Continuous Below 10 | NotYetVerified |  | 3 | 8529 | 110.56 | 77.14 | 8.65 | 0.9666 | 4005 | 82.3
P93JAAZM | Universal Lighting Technologies | Everline | VTL8-10K840-U | Indoor Luminaires | High-Bay | High-Bay Luminaires for Commercial and Industrial Buildings | Standard | FALSE | [9 empty] | 42087 | Dimmable | Continuous Below 10 | NotYetVerified |  | 3 | 11420 | 114.38 | 99.84 | 7.89 | 0.9755 | 3988 | 82.72
PB9XQ8XG | ESL Vision | ESL Vision LLC | ESL-GAR-90W-R140 | Indoor Luminaires | High-Bay | Low-Bay Luminaires for Commercial and Industrial Buildings | Standard | TRUE | 7815.06 | 88.14 | 88.67 | 17.33 | 0.928 | 3967 | 84.6 | 5 | 50000 | 42086 |  |  | NotYetVerified |  | 3 | 7815 | 88 | 88 |  |  | 4000 | 85
PMSD36VK | Light Corporation | DayStar | DS062.50K.70.CL.[OMITTED].XXX.XXX | Indoor Luminaires | High-Bay | Low-Bay Luminaires for Commercial and Industrial Buildings | Standard | TRUE | 6502 | 112.79 | 57.65 | 8.97 | 0.919 | 5069 | 74 | 10 | 75000 | 42086 |  |  | NotYetVerified |  | 3 | 6502 | 112.79 | 57.65 | 8.97 | 0.919 | 5069 | 74
P1T9ASAU | ESL Vision | ESL Vision LLC | ESL-GAR-60W-R140 | Indoor Luminaires | High-Bay | Low-Bay Luminaires for Commercial and Industrial Buildings | Standard | TRUE | 5189.58 | 88.79 | 58.45 | 15.3 | 0.913 | 3962 | 84.7 | 5 | 50000 | 42086 |  |  | NotYetVerified |  | 3 | 5100 | 89 | 60 |  |  | 4000 | 85
PYBJHVDP | Light Corporation | DayStar | DS244.50K.80.CL.KL1.FM.OS.GH.NS.XXX.XXX | Indoor Luminaires | High-Bay | High-Bay Luminaires for Commercial and Industrial Buildings | Standard | FALSE | [9 empty] | 42086 |  |  | NotYetVerified |  | 3 | 23940 | 104.76 | 228.52 | 10.27 | 0.924 | 5232 | 82.27
PXJRNA4N | Light Corporation | DayStar | DS244.50K.80.CL.KL1.FM.BN.WS.XXX.XXX | Indoor Luminaires | High-Bay | High-Bay Luminaires for Commercial and Industrial Buildings | Standard | FALSE | [9 empty] | 42086 |  |  | NotYetVerified |  | 3 | 23940 | 104.76 | 228.52 | 10.27 | 0.924 | 5232 | 82.27
PRBVKHQA | Light Corporation | DayStar | DS244.50K.80.CL.KL1.FM.OS.LH.NS.XXX.XXX | Indoor Luminaires | High-Bay | High-Bay Luminaires for Commercial and Industrial Buildings | Standard | FALSE | [9 empty] | 42086 |  |  | NotYetVerified |  | 3 | 23940 | 104.76 | 228.52 | 10.27 | 0.924 | 5232 | 82.27
PQA4YWTB | Light Corporation | DayStar | DS244.50K.80.CL.KL1.FM.OS.LH.WS.XXX.XXX | Indoor Luminaires | High-Bay | High-Bay Luminaires for Commercial and Industrial Buildings | Standard | FALSE | [9 empty] | 42086 |  |  | NotYetVerified |  | 3 | 23940 | 104.76 | 228.52 | 10.27 | 0.924 | 5232 | 82.27
PQ2Z8NYQ | Light Corporation | DayStar | DS244.50K.80.CL.KL1.FM.OS.GH.WS.XXX.XXX | Indoor Luminaires | High-Bay | High-Bay Luminaires for Commercial and Industrial Buildings | Standard | FALSE | [9 empty] | 42086 |  |  | NotYetVerified |  | 3 | 23940 | 104.76 | 228.52 | 10.27 | 0.924 | 5232 | 82.27
PJH7AXFG | Light Corporation | DayStar | DS244.50K.80.CL.KL1.FM.BN.XXX.XXX | Indoor Luminaires | High-Bay | High-Bay Luminaires for Commercial and Industrial Buildings | Standard | FALSE | [9 empty] | 42086 |  |  | NotYetVerified |  | 3 | 23940 | 104.76 | 228.52 | 10.27 | 0.924 | 5232 | 82.27
PJ36G8VY | Light Corporation | DayStar | DS244.50K.80.CL.KL1.FM.OS.GH.XXX.XXX | Indoor Luminaires | High-Bay | High-Bay Luminaires for Commercial and Industrial Buildings | Standard | FALSE | [9 empty] | 42086 |  |  | NotYetVerified |  | 3 | 23940 | 104.76 | 228.52 | 10.27 | 0.924 | 5232 | 82.27
P9N5HTC6 | Light Corporation | DayStar | DS244.50K.80.CL.KL1.FM.OS.LH.XXX.XXX | Indoor Luminaires | High-Bay | High-Bay Luminaires for Commercial and Industrial Buildings | Standard | FALSE | [9 empty] | 42086 |  |  | NotYetVerified |  | 3 | 23940 | 104.76 | 228.52 | 10.27 | 0.924 | 5232 | 82.27
P15V6V6H | Light Corporation | DayStar | DS244.50K.80.CL.KL1.FM.BN.NS.XXX.XXX | Indoor Luminaires | High-Bay | High-Bay Luminaires for Commercial and Industrial Buildings | Standard | FALSE | [9 empty] | 42086 |  |  | NotYetVerified |  | 3 | 23940 | 104.76 | 228.52 | 10.27 | 0.924 | 5232 | 82.27
PSSV2QFP | Light Corporation | DayStar | DS364.50K.80.CL.KL1.FM.OS.GH.NS.XXX.XXX | Indoor Luminaires | High-Bay | High-Bay Luminaires for Commercial and Industrial Buildings | Standard | FALSE | [9 empty] | 42086 |  |  | NotYetVerified |  | 3 | 35540 | 103.34 | 343.91 | 11.58 | 0.922 | 5231 | 82.5
PSMGHXA2 | Light Corporation | DayStar | DS364.50K.80.CL.KL1.FM.BN.WS.XXX.XXX | Indoor Luminaires | High-Bay | High-Bay Luminaires for Commercial and Industrial Buildings | Standard | FALSE | [9 empty] | 42086 |  |  | NotYetVerified |  | 3 | 35540 | 103.34 | 343.91 | 11.58 | 0.922 | 5231 | 82.5
PPS74HA6 | Light Corporation | DayStar | DS364.50K.80.CL.KL1.FM.OS.LH.NS.XXX.XXX | Indoor Luminaires | High-Bay | High-Bay Luminaires for Commercial and Industrial Buildings | Standard | FALSE | [9 empty] | 42086 |  |  | NotYetVerified |  | 3 | 35540 | 103.34 | 343.91 | 11.58 | 0.922 | 5231 | 82.5
PDS4WTDF | Light Corporation | DayStar | DS364.50K.80.CL.KL1.FM.OS.LH.XXX.XXX | Indoor Luminaires | High-Bay | High-Bay Luminaires for Commercial and Industrial Buildings | Standard | FALSE | [9 empty] | 42086 |  |  | NotYetVerified |  | 3 | 35540 | 103.34 | 343.91 | 11.58 | 0.922 | 5231 | 82.5
PDGVDZAM | Light Corporation | DayStar | DS364.50K.80.CL.KL1.FM.OS.LH.WS.XXX.XXX | Indoor Luminaires | High-Bay | High-Bay Luminaires for Commercial and Industrial Buildings | Standard | FALSE | [9 empty] | 42086 |  |  | NotYetVerified |  | 3 | 35540 | 103.34 | 343.91 | 11.58 | 0.922 | 5231 | 82.5
PA1D4YVE | Light Corporation | DayStar | DS364.50K.80.CL.KL1.FM.OS.GH.WS.XXX.XXX | Indoor Luminaires | High-Bay | High-Bay Luminaires for Commercial and Industrial Buildings | Standard | FALSE | [9 empty] | 42086 |  |  | NotYetVerified |  | 3 | 35540 | 103.34 | 343.91 | 11.58 | 0.922 | 5231 | 82.5
P9BYQTNN | Light Corporation | DayStar | DS364.50K.80.CL.KL1.FM.OS.GH.XXX.XXX | Indoor Luminaires | High-Bay | High-Bay Luminaires for Commercial and Industrial Buildings | Standard | FALSE | [9 empty] | 42086 |  |  | NotYetVerified |  | 3 | 35540 | 103.34 | 343.91 | 11.58 | 0.922 | 5231 | 82.5
P6E69WCP | Light Corporation | DayStar | DS364.50K.80.CL.KL1.FM.BN.XXX.XXX | Indoor Luminaires | High-Bay | High-Bay Luminaires for Commercial and Industrial Buildings | Standard | FALSE | [9 empty] | 42086 |  |  | NotYetVerified |  | 3 | 35540 | 103.34 | 343.91 | 11.58 | 0.922 | 5231 | 82.5
P421JEKZ | Light Corporation | DayStar | DS364.50K.80.CL.KL1.FM.BN.NS.XXX.XXX | Indoor Luminaires | High-Bay | High-Bay Luminaires for Commercial and Industrial Buildings | Standard | FALSE | [9 empty] | 42086 |  |  | NotYetVerified |  | 3 | 35540 | 103.34 | 343.91 | 11.58 | 0.922 | 5231 | 82.5
PYSMZRZR | Light Corporation | DayStar | DS182.50K.80.CL.KL1.FM.BN.NS.XXX.XXX | Indoor Luminaires | High-Bay | High-Bay Luminaires for Commercial and Industrial Buildings | Standard | FALSE | [9 empty] | 42086 |  |  | NotYetVerified |  | 3 | 18050 | 105.87 | 170.5 | 9.6 | 0.914 | 5220 | 82.3
PRR9H5NW | Light Corporation | DayStar | DS182.50K.80.CL.KL1.FM.OS.LH.WS.XXX.XXX | Indoor Luminaires | High-Bay | High-Bay Luminaires for Commercial and Industrial Buildings | Standard | FALSE | [9 empty] | 42086 |  |  | NotYetVerified |  | 3 | 18050 | 105.87 | 170.5 | 9.6 | 0.914 | 5220 | 82.3
PQYQUSVM | Light Corporation | DayStar | DS182.50K.80.CL.KL1.FM.BN.XXX.XXX | Indoor Luminaires | High-Bay | High-Bay Luminaires for Commercial and Industrial Buildings | Standard | FALSE | [9 empty] | 42086 |  |  | NotYetVerified |  | 3 | 18050 | 105.87 | 170.5 | 9.6 | 0.914 | 5220 | 82.3
PN2MJEBD | Light Corporation | DayStar | DS182.50K.80.CL.KL1.FM.OS.GH.WS.XXX.XXX | Indoor Luminaires | High-Bay | High-Bay Luminaires for Commercial and Industrial Buildings | Standard | FALSE | [9 empty] | 42086 |  |  | NotYetVerified |  | 3 | 18050 | 105.87 | 170.5 | 9.6 | 0.914 | 5220 | 82.3
PGG9UHZ8 | Light Corporation | DayStar | DS182.50K.80.CL.KL1.FM.OS.GH.XXX.XXX | Indoor Luminaires | High-Bay | High-Bay Luminaires for Commercial and Industrial Buildings | Standard | FALSE | [9 empty] | 42086 |  |  | NotYetVerified |  | 3 | 18050 | 105.87 | 170.5 | 9.6 | 0.914 | 5220 | 82.3
PDHQ782K | Light Corporation | DayStar | DS182.50K.80.CL.KL1.FM.BN.WS.XXX.XXX | Indoor Luminaires | High-Bay | High-Bay Luminaires for Commercial and Industrial Buildings | Standard | FALSE | [9 empty] | 42086 |  |  | NotYetVerified |  | 3 | 18050 | 105.87 | 170.5 | 9.6 | 0.914 | 5220 | 82.3
PCAZ2P9T | Light Corporation | DayStar | DS182.50K.80.CL.KL1.FM.OS.GH.NS.XXX.XXX | Indoor Luminaires | High-Bay | High-Bay Luminaires for Commercial and Industrial Buildings | Standard | FALSE | [9 empty] | 42086 |  |  | NotYetVerified |  | 3 | 18050 | 105.87 | 170.5 | 9.6 | 0.914 | 5220 | 82.3
PBAKGFNH | Light Corporation | DayStar | DS182.50K.80.CL.KL1.FM.OS.LH.NS.XXX.XXX | Indoor Luminaires | High-Bay | High-Bay Luminaires for Commercial and Industrial Buildings | Standard | FALSE | [9 empty] | 42086 |  |  | NotYetVerified |  | 3 | 18050 | 105.87 | 170.5 | 9.6 | 0.914 | 5220 | 82.3
P4UN1X5T | Light Corporation | DayStar | DS182.50K.80.CL.KL1.FM.OS.LH.XXX.XXX | Indoor Luminaires | High-Bay | High-Bay Luminaires for Commercial and Industrial Buildings | Standard | FALSE | [9 empty] | 42086 |  |  | NotYetVerified |  | 3 | 18050 | 105.87 | 170.5 | 9.6 | 0.914 | 5220 | 82.3
PY949QXX | Light Corporation | DayStar | DS242.50K.70.CL.KL1.FM.OS.GH.NS.XXX.XXX | Indoor Luminaires | High-Bay | High-Bay Luminaires for Commercial and Industrial Buildings | Standard | FALSE | [9 empty] | 42086 |  |  | NotYetVerified |  | 3 | 24220 | 105.6 | 229.35 | 9.9 | 0.919 | 5204 | 75
PUVH49FV | Light Corporation | DayStar | DS242.50K.70.CL.KL1.FM.BN.WS.XXX.XXX | Indoor Luminaires | High-Bay | High-Bay Luminaires for Commercial and Industrial Buildings | Standard | FALSE | [9 empty] | 42086 |  |  | NotYetVerified |  | 3 | 24220 | 105.6 | 229.35 | 9.9 | 0.919 | 5204 | 75
PKR757VJ | Light Corporation | DayStar | DS242.50K.70.CL.KL1.FM.BN.XXX.XXX | Indoor Luminaires | High-Bay | High-Bay Luminaires for Commercial and Industrial Buildings | Standard | FALSE | [9 empty] | 42086 |  |  | NotYetVerified |  | 3 | 24220 | 105.6 | 229.35 | 9.9 | 0.919 | 5204 | 75
PG3CXDWK | Light Corporation | DayStar | DS242.50K.70.CL.KL1.FM.BN.NS.XXX.XXX | Indoor Luminaires | High-Bay | High-Bay Luminaires for Commercial and Industrial Buildings | Standard | FALSE | [9 empty] | 42086 |  |  | NotYetVerified |  | 3 | 24220 | 105.6 | 229.35 | 9.9 | 0.919 | 5204 | 75
P8VSX99S | Light Corporation | DayStar | DS242.50K.70.CL.KL1.FM.OS.GH.XXX.XXX | Indoor Luminaires | High-Bay | High-Bay Luminaires for Commercial and Industrial Buildings | Standard | FALSE | [9 empty] | 42086 |  |  | NotYetVerified |  | 3 | 24220 | 105.6 | 229.35 | 9.9 | 0.919 | 5204 | 75
P5QH8W2T | Light Corporation | DayStar | DS242.50K.70.CL.KL1.FM.OS.LH.WS.XXX.XXX | Indoor Luminaires | High-Bay | High-Bay Luminaires for Commercial and Industrial Buildings | Standard | FALSE | [9 empty] | 42086 |  |  | NotYetVerified |  | 3 | 24220 | 105.6 | 229.35 | 9.9 | 0.919 | 5204 | 75
P4WPV4UN | Light Corporation | DayStar | DS242.50K.70.CL.KL1.FM.OS.GH.WS.XXX.XXX | Indoor Luminaires | High-Bay | High-Bay Luminaires for Commercial and Industrial Buildings | Standard | FALSE | [9 empty] | 42086 |  |  | NotYetVerified |  | 3 | 24220 | 105.6 | 229.35 | 9.9 | 0.919 | 5204 | 75
P3XEE18Y | Light Corporation | DayStar | DS242.50K.70.CL.KL1.FM.OS.LH.XXX.XXX | Indoor Luminaires | High-Bay | High-Bay Luminaires for Commercial and Industrial Buildings | Standard | FALSE | [9 empty] | 42086 |  |  | NotYetVerified |  | 3 | 24220 | 105.6 | 229.35 | 9.9 | 0.919 | 5204 | 75
P15HKV1M | Light Corporation | DayStar | DS242.50K.70.CL.KL1.FM.OS.LH.NS.XXX.XXX | Indoor Luminaires | High-Bay | High-Bay Luminaires for Commercial and Industrial Buildings | Standard | FALSE | [9 empty] | 42086 |  |  | NotYetVerified |  | 3 | 24220 | 105.6 | 229.35 | 9.9 | 0.919 | 5204 | 75
PHMCBK2M | Light Corporation | DayStar | DS242.50K.70.CL.[OMITTED].XXX.XXX | Indoor Luminaires | High-Bay | High-Bay Luminaires for Commercial and Industrial Buildings | Standard | FALSE | [9 empty] | 42086 |  |  | NotYetVerified |  | 3 | 24220 | 105.6 | 229.35 | 9.9 | 0.919 | 5204 | 75
PJKK1FBG | Light Corporation | DayStar | DS124.50K.80.CL.KL1.FM.OS.LH.WS.XXX.XXX | Indoor Luminaires | High-Bay | High-Bay Luminaires for Commercial and Industrial Buildings | Standard | FALSE | [9 empty] | 42086 |  |  | NotYetVerified |  | 3 | 12250 | 105.72 | 115.87 | 9.67 | 0.93 | 5188 | 82.2
PHDY7XQB | Light Corporation | DayStar | DS124.50K.80.CL.KL1.FM.BN.NS.XXX.XXX | Indoor Luminaires | High-Bay | High-Bay Luminaires for Commercial and Industrial Buildings | Standard | FALSE | [9 empty] | 42086 |  |  | NotYetVerified |  | 3 | 12250 | 105.72 | 115.87 | 9.67 | 0.93 | 5188 | 82.2
PHAWJ1UW | Light Corporation | DayStar | DS124.50K.80.CL.KL1.FM.OS.LH.NS.XXX.XXX | Indoor Luminaires | High-Bay | High-Bay Luminaires for Commercial and Industrial Buildings | Standard | FALSE | [9 empty] | 42086 |  |  | NotYetVerified |  | 3 | 12250 | 105.72 | 115.87 | 9.67 | 0.93 | 5188 | 82.2
PENH175Y | Light Corporation | DayStar | DS124.50K.80.CL.KL1.FM.OS.GH.XXX.XXX | Indoor Luminaires | High-Bay | High-Bay Luminaires for Commercial and Industrial Buildings | Standard | FALSE | [9 empty] | 42086 |  |  | NotYetVerified |  | 3 | 12250 | 105.72 | 115.87 | 9.67 | 0.93 | 5188 | 82.2
PC9DKEQR | Light Corporation | DayStar | DS124.50K.80.CL.KL1.FM.OS.LH.XXX.XXX | Indoor Luminaires | High-Bay | High-Bay Luminaires for Commercial and Industrial Buildings | Standard | FALSE | [9 empty] | 42086 |  |  | NotYetVerified |  | 3 | 12250 | 105.72 | 115.87 | 9.67 | 0.93 | 5188 | 82.2
PA65H8TF | Light Corporation | DayStar | DS124.50K.80.CL.KL1.FM.OS.GH.NS.XXX.XXX | Indoor Luminaires | High-Bay | High-Bay Luminaires for Commercial and Industrial Buildings | Standard | FALSE | [9 empty] | 42086 |  |  | NotYetVerified |  | 3 | 12250 | 105.72 | 115.87 | 9.67 | 0.93 | 5188 | 82.2
P94QS4CV | Light Corporation | DayStar | DS124.50K.80.CL.KL1.FM.OS.GH.WS.XXX.XXX | Indoor Luminaires | High-Bay | High-Bay Luminaires for Commercial and Industrial Buildings | Standard | FALSE | [9 empty] | 42086 |  |  | NotYetVerified |  | 3 | 12250 | 105.72 | 115.87 | 9.67 | 0.93 | 5188 | 82.2
P3F3RQDU | Light Corporation | DayStar | DS124.50K.80.CL.KL1.FM.BN.WS.XXX.XXX | Indoor Luminaires | High-Bay | High-Bay Luminaires for Commercial and Industrial Buildings | Standard | FALSE | [9 empty] | 42086 |  |  | NotYetVerified |  | 3 | 12250 | 105.72 | 115.87 | 9.67 | 0.93 | 5188 | 82.2
P2XUBYA1 | Light Corporation | DayStar | DS124.50K.80.CL.KL1.FM.BN.XXX.XXX | Indoor Luminaires | High-Bay | High-Bay Luminaires for Commercial and Industrial Buildings | Standard | FALSE | [9 empty] | 42086 |  |  | NotYetVerified |  | 3 | 12250 | 105.72 | 115.87 | 9.67 | 0.93 | 5188 | 82.2
PYX75PFU | Light Corporation | DayStar | DS484.50K.70.CL.KL1.FM.OS.LH.WS.XXX.XXX | Indoor Luminaires | High-Bay | High-Bay Luminaires for Commercial and Industrial Buildings | Standard | FALSE | [9 empty] | 42086 |  |  | NotYetVerified |  | 3 | 50660 | 108.02 | 469 | 10.02 | 0.922 | 5135 | 74.7
PW84DM23 | Light Corporation | DayStar | DS484.50K.70.CL.KL1.FM.OS.LH.NS.XXX.XXX | Indoor Luminaires | High-Bay | High-Bay Luminaires for Commercial and Industrial Buildings | Standard | FALSE | [9 empty] | 42086 |  |  | NotYetVerified |  | 3 | 50660 | 108.02 | 469 | 10.02 | 0.922 | 5135 | 74.7
PQSR2K82 | Light Corporation | DayStar | DS484.50K.70.CL.KL1.FM.OS.GH.NS.XXX.XXX | Indoor Luminaires | High-Bay | High-Bay Luminaires for Commercial and Industrial Buildings | Standard | FALSE | [9 empty] | 42086 |  |  | NotYetVerified |  | 3 | 50660 | 108.02 | 469 | 10.02 | 0.922 | 5135 | 74.7
PFFWG24A | Light Corporation | DayStar | DS484.50K.70.CL.KL1.FM.OS.GH.XXX.XXX | Indoor Luminaires | High-Bay | High-Bay Luminaires for Commercial and Industrial Buildings | Standard | FALSE | [9 empty] | 42086 |  |  | NotYetVerified |  | 3 | 50660 | 108.02 | 469 | 10.02 | 0.922 | 5135 | 74.7
PEWZ56K8 | Light Corporation | DayStar | DS484.50K.70.CL.KL1.FM.BN.WS.XXX.XXX | Indoor Luminaires | High-Bay | High-Bay Luminaires for Commercial and Industrial Buildings | Standard | FALSE | [9 empty] | 42086 |  |  | NotYetVerified |  | 3 | 50660 | 108.02 | 469 | 10.02 | 0.922 | 5135 | 74.7
PB1ZW8WX | Light Corporation | DayStar | DS484.50K.70.CL.KL1.FM.OS.LH.XXX.XXX | Indoor Luminaires | High-Bay | High-Bay Luminaires for Commercial and Industrial Buildings | Standard | FALSE | [9 empty] | 42086 |  |  | NotYetVerified |  | 3 | 50660 | 108.02 | 469 | 10.02 | 0.922 | 5135 | 74.7
PA9F8TF7 | Light Corporation | DayStar | DS484.50K.70.CL.KL1.FM.OS.GH.WS.XXX.XXX | Indoor Luminaires | High-Bay | High-Bay Luminaires for Commercial and Industrial Buildings | Standard | FALSE | [9 empty] | 42086 |  |  | NotYetVerified |  | 3 | 50660 | 108.02 | 469 | 10.02 | 0.922 | 5135 | 74.7
P94HEXHF | Light Corporation | DayStar | DS484.50K.70.CL.KL1.FM.BN.XXX.XXX | Indoor Luminaires | High-Bay | High-Bay Luminaires for Commercial and Industrial Buildings | Standard | FALSE | [9 empty] | 42086 |  |  | NotYetVerified |  | 3 | 50660 | 108.02 | 469 | 10.02 | 0.922 | 5135 | 74.7
P8NSHA37 | Light Corporation | DayStar | DS484.50K.70.CL.KL1.FM.BN.NS.XXX.XXX | Indoor Luminaires | High-Bay | High-Bay Luminaires for Commercial and Industrial Buildings | Standard | FALSE | [9 empty] | 42086 |  |  | NotYetVerified |  | 3 | 50660 | 108.02 | 469 | 10.02 | 0.922 | 5135 | 74.7
P3HXZ9X1 | Light Corporation | DayStar | DS484.50K.70.CL.[OMITTED].XXX.XXX | Indoor Luminaires | High-Bay | High-Bay Luminaires for Commercial and Industrial Buildings | Standard | FALSE | [9 empty] | 42086 |  |  | NotYetVerified |  | 3 | 50660 | 108.02 | 469 | 10.02 | 0.922 | 5135 | 74.7
PXT7NEBD | Light Corporation | DayStar | DS604.50K.70.CL.KL1.FM.BN.XXX.XXX | Indoor Luminaires | High-Bay | High-Bay Luminaires for Commercial and Industrial Buildings | Standard | FALSE | [9 empty] | 42086 |  |  | NotYetVerified |  | 3 | 62650 | 108.05 | 579.8 | 9.78 | 0.92 | 5132 | 74.7
PTXX8F9M | Light Corporation | DayStar | DS604.50K.70.CL.KL1.FM.BN.WS.XXX.XXX | Indoor Luminaires | High-Bay | High-Bay Luminaires for Commercial and Industrial Buildings | Standard | FALSE | [9 empty] | 42086 |  |  | NotYetVerified |  | 3 | 62650 | 108.05 | 579.8 | 9.78 | 0.92 | 5132 | 74.7
PQ7W3GN3 | Light Corporation | DayStar | DS604.50K.70.CL.KL1.FM.BN.NS.XXX.XXX | Indoor Luminaires | High-Bay | High-Bay Luminaires for Commercial and Industrial Buildings | Standard | FALSE | [9 empty] | 42086 |  |  | NotYetVerified |  | 3 | 62650 | 108.05 | 579.8 | 9.78 | 0.92 | 5132 | 74.7
PQ71GZZJ | Light Corporation | DayStar | DS604.50K.70.CL.KL1.FM.OS.GH.WS.XXX.XXX | Indoor Luminaires | High-Bay | High-Bay Luminaires for Commercial and Industrial Buildings | Standard | FALSE | [9 empty] | 42086 |  |  | NotYetVerified |  | 3 | 62650 | 108.05 | 579.8 | 9.78 | 0.92 | 5132 | 74.7
PP42YF4M | Light Corporation | DayStar | DS604.50K.70.CL.KL1.FM.OS.LH.NS.XXX.XXX | Indoor Luminaires | High-Bay | High-Bay Luminaires for Commercial and Industrial Buildings | Standard | FALSE | [9 empty] | 42086 |  |  | NotYetVerified |  | 3 | 62650 | 108.05 | 579.8 | 9.78 | 0.92 | 5132 | 74.7
PMHCDAPF | Light Corporation | DayStar | DS604.50K.70.CL.KL1.FM.OS.GH.XXX.XXX | Indoor Luminaires | High-Bay | High-Bay Luminaires for Commercial and Industrial Buildings | Standard | FALSE | [9 empty] | 42086 |  |  | NotYetVerified |  | 3 | 62650 | 108.05 | 579.8 | 9.78 | 0.92 | 5132 | 74.7
PK4HDY8Z | Light Corporation | DayStar | DS604.50K.70.CL.KL1.FM.OS.LH.WS.XXX.XXX | Indoor Luminaires | High-Bay | High-Bay Luminaires for Commercial and Industrial Buildings | Standard | FALSE | [9 empty] | 42086 |  |  | NotYetVerified |  | 3 | 62650 | 108.05 | 579.8 | 9.78 | 0.92 | 5132 | 74.7
P1MBG31P | Light Corporation | DayStar | DS604.50K.70.CL.KL1.FM.OS.LH.XXX.XXX | Indoor Luminaires | High-Bay | High-Bay Luminaires for Commercial and Industrial Buildings | Standard | FALSE | [9 empty] | 42086 |  |  | NotYetVerified |  | 3 | 62650 | 108.05 | 579.8 | 9.78 | 0.92 | 5132 | 74.7
P1G6DSS9 | Light Corporation | DayStar | DS604.50K.70.CL.KL1.FM.OS.GH.NS.XXX.XXX | Indoor Luminaires | High-Bay | High-Bay Luminaires for Commercial and Industrial Buildings | Standard | FALSE | [9 empty] | 42086 |  |  | NotYetVerified |  | 3 | 62650 | 108.05 | 579.8 | 9.78 | 0.92 | 5132 | 74.7
P6AS15EE | Light Corporation | DayStar | DS604.50K.70.CL.[OMITTED].XXX.XXX | Indoor Luminaires | High-Bay | High-Bay Luminaires for Commercial and Industrial Buildings | Standard | FALSE | [9 empty] | 42086 |  |  | NotYetVerified |  | 3 | 62650 | 108.05 | 579.8 | 9.78 | 0.92 | 5132 | 74.7
PZ1Z164C | Light Corporation | DayStar | DS182.50K.70.CL.KL1.FM.BN.XXX.XXX | Indoor Luminaires | High-Bay | High-Bay Luminaires for Commercial and Industrial Buildings | Standard | FALSE | [9 empty] | 42086 |  |  | NotYetVerified |  | 3 | 19110 | 110.06 | 173.64 | 9.87 | 0.92 | 5119 | 74.5
PWJRGF7X | Light Corporation | DayStar | DS182.50K.70.CL.KL1.FM.OS.LH.WS.XXX.XXX | Indoor Luminaires | High-Bay | High-Bay Luminaires for Commercial and Industrial Buildings | Standard | FALSE | [9 empty] | 42086 |  |  | NotYetVerified |  | 3 | 19110 | 110.06 | 173.64 | 9.87 | 0.92 | 5119 | 74.5
PVNR67MX | Light Corporation | DayStar | DS182.50K.70.CL.KL1.FM.OS.GH.WS.XXX.XXX | Indoor Luminaires | High-Bay | High-Bay Luminaires for Commercial and Industrial Buildings | Standard | FALSE | [9 empty] | 42086 |  |  | NotYetVerified |  | 3 | 19110 | 110.06 | 173.64 | 9.87 | 0.92 | 5119 | 74.5
PNDQKYXE | Light Corporation | DayStar | DS182.50K.70.CL.KL1.FM.OS.GH.XXX.XXX | Indoor Luminaires | High-Bay | High-Bay Luminaires for Commercial and Industrial Buildings | Standard | FALSE | [9 empty] | 42086 |  |  | NotYetVerified |  | 3 | 19110 | 110.06 | 173.64 | 9.87 | 0.92 | 5119 | 74.5
PCSCB1VB | Light Corporation | DayStar | DS182.50K.70.CL.KL1.FM.OS.GH.NS.XXX.XXX | Indoor Luminaires | High-Bay | High-Bay Luminaires for Commercial and Industrial Buildings | Standard | FALSE | [9 empty] | 42086 |  |  | NotYetVerified |  | 3 | 19110 | 110.06 | 173.64 | 9.87 | 0.92 | 5119 | 74.5
P7B7HX2N | Light Corporation | DayStar | DS182.50K.70.CL.KL1.FM.BN.WS.XXX.XXX | Indoor Luminaires | High-Bay | High-Bay Luminaires for Commercial and Industrial Buildings | Standard | FALSE | [9 empty] | 42086 |  |  | NotYetVerified |  | 3 | 19110 | 110.06 | 173.64 | 9.87 | 0.92 | 5119 | 74.5
P7AG62ZP | Light Corporation | DayStar | DS182.50K.70.CL.KL1.FM.OS.LH.XXX.XXX | Indoor Luminaires | High-Bay | High-Bay Luminaires for Commercial and Industrial Buildings | Standard | FALSE | [9 empty] | 42086 |  |  | NotYetVerified |  | 3 | 19110 | 110.06 | 173.64 | 9.87 | 0.92 | 5119 | 74.5
P3K6BFMM | Light Corporation | DayStar | DS182.50K.70.CL.KL1.FM.OS.LH.NS.XXX.XXX | Indoor Luminaires | High-Bay | High-Bay Luminaires for Commercial and Industrial Buildings | Standard | FALSE | [9 empty] | 42086 |  |  | NotYetVerified |  | 3 | 19110 | 110.06 | 173.64 | 9.87 | 0.92 | 5119 | 74.5
P172RKBW | Light Corporation | DayStar | DS182.50K.70.CL.KL1.FM.BN.NS.XXX.XXX | Indoor Luminaires | High-Bay | High-Bay Luminaires for Commercial and Industrial Buildings | Standard | FALSE | [9 empty] | 42086 |  |  | NotYetVerified |  | 3 | 19110 | 110.06 | 173.64 | 9.87 | 0.92 | 5119 | 74.5
PXXZ1VU6 | Light Corporation | DayStar | DS244.50K.70.CL.KL1.FM.OS.LH.XXX.XXX | Indoor Luminaires | High-Bay | High-Bay Luminaires for Commercial and Industrial Buildings | Standard | FALSE | [9 empty] | 42086 |  |  | NotYetVerified |  | 3 | 25370 | 109.86 | 230.93 | 10.14 | 0.92 | 5112 | 74.5
PTD1XAN6 | Light Corporation | DayStar | DS244.50K.70.CL.KL1.FM.OS.GH.NS.XXX.XXX | Indoor Luminaires | High-Bay | High-Bay Luminaires for Commercial and Industrial Buildings | Standard | FALSE | [9 empty] | 42086 |  |  | NotYetVerified |  | 3 | 25370 | 109.86 | 230.93 | 10.14 | 0.92 | 5112 | 74.5
PT1T8MC3 | Light Corporation | DayStar | DS244.50K.70.CL.KL1.FM.OS.LH.WS.XXX.XXX | Indoor Luminaires | High-Bay | High-Bay Luminaires for Commercial and Industrial Buildings | Standard | FALSE | [9 empty] | 42086 |  |  | NotYetVerified |  | 3 | 25370 | 109.86 | 230.93 | 10.14 | 0.92 | 5112 | 74.5
PPER3QH3 | Light Corporation | DayStar | DS244.50K.70.CL.KL1.FM.BN.WS.XXX.XXX | Indoor Luminaires | High-Bay | High-Bay Luminaires for Commercial and Industrial Buildings | Standard | FALSE | [9 empty] | 42086 |  |  | NotYetVerified |  | 3 | 25370 | 109.86 | 230.93 | 10.14 | 0.92 | 5112 | 74.5
PMN8VA9B | Light Corporation | DayStar | DS244.50K.70.CL.KL1.FM.BN.NS.XXX.XXX | Indoor Luminaires | High-Bay | High-Bay Luminaires for Commercial and Industrial Buildings | Standard | FALSE | [9 empty] | 42086 |  |  | NotYetVerified |  | 3 | 25370 | 109.86 | 230.93 | 10.14 | 0.92 | 5112 | 74.5
PGQVHUX6 | Light Corporation | DayStar | DS244.50K.70.CL.KL1.FM.OS.GH.WS.XXX.XXX | Indoor Luminaires | High-Bay | High-Bay Luminaires for Commercial and Industrial Buildings | Standard | FALSE | [9 empty] | 42086 |  |  | NotYetVerified |  | 3 | 25370 | 109.86 | 230.93 | 10.14 | 0.92 | 5112 | 74.5
PG3YZ763 | Light Corporation | DayStar | DS244.50K.70.CL.KL1.FM.BN.XXX.XXX | Indoor Luminaires | High-Bay | High-Bay Luminaires for Commercial and Industrial Buildings | Standard | FALSE | [9 empty] | 42086 |  |  | NotYetVerified |  | 3 | 25370 | 109.86 | 230.93 | 10.14 | 0.92 | 5112 | 74.5
PE5824QK | Light Corporation | DayStar | DS244.50K.70.CL.KL1.FM.OS.LH.NS.XXX.XXX | Indoor Luminaires | High-Bay | High-Bay Luminaires for Commercial and Industrial Buildings | Standard | FALSE | [9 empty] | 42086 |  |  | NotYetVerified |  | 3 | 25370 | 109.86 | 230.93 | 10.14 | 0.92 | 5112 | 74.5
P6J8G8VZ | Light Corporation | DayStar | DS244.50K.70.CL.KL1.FM.OS.GH.XXX.XXX | Indoor Luminaires | High-Bay | High-Bay Luminaires for Commercial and Industrial Buildings | Standard | FALSE | [9 empty] | 42086 |  |  | NotYetVerified |  | 3 | 25370 | 109.86 | 230.93 | 10.14 | 0.92 | 5112 | 74.5
PYZZERH2 | Light Corporation | DayStar | DS364.50K.70.CL.KL1.FM.OS.LH.WS.XXX.XXX | Indoor Luminaires | High-Bay | High-Bay Luminaires for Commercial and Industrial Buildings | Standard | FALSE | [9 empty] | 42086 |  |  | NotYetVerified |  | 3 | 38180 | 109.05 | 350.1 | 9.63 | 0.92 | 5106 | 74.5
PT2QYE8J | Light Corporation | DayStar | DS364.50K.70.CL.KL1.FM.BN.NS.XXX.XXX | Indoor Luminaires | High-Bay | High-Bay Luminaires for Commercial and Industrial Buildings | Standard | FALSE | [9 empty] | 42086 |  |  | NotYetVerified |  | 3 | 38180 | 109.05 | 350.1 | 9.63 | 0.92 | 5106 | 74.5
PQB8RT3H | Light Corporation | DayStar | DS364.50K.70.CL.KL1.FM.BN.WS.XXX.XXX | Indoor Luminaires | High-Bay | High-Bay Luminaires for Commercial and Industrial Buildings | Standard | FALSE | [9 empty] | 42086 |  |  | NotYetVerified |  | 3 | 38180 | 109.05 | 350.1 | 9.63 | 0.92 | 5106 | 74.5
PKFXDR19 | Light Corporation | DayStar | DS364.50K.70.CL.KL1.FM.OS.LH.XXX.XXX | Indoor Luminaires | High-Bay | High-Bay Luminaires for Commercial and Industrial Buildings | Standard | FALSE | [9 empty] | 42086 |  |  | NotYetVerified |  | 3 | 38180 | 109.05 | 350.1 | 9.63 | 0.92 | 5106 | 74.5
PBGGZHY7 | Light Corporation | DayStar | DS364.50K.70.CL.KL1.FM.OS.GH.WS.XXX.XXX | Indoor Luminaires | High-Bay | High-Bay Luminaires for Commercial and Industrial Buildings | Standard | FALSE | [9 empty] | 42086 |  |  | NotYetVerified |  | 3 | 38180 | 109.05 | 350.1 | 9.63 | 0.92 | 5106 | 74.5
P9Y8MYP9 | Light Corporation | DayStar | DS364.50K.70.CL.KL1.FM.OS.GH.XXX.XXX | Indoor Luminaires | High-Bay | High-Bay Luminaires for Commercial and Industrial Buildings | Standard | FALSE | [9 empty] | 42086 |  |  | NotYetVerified |  | 3 | 38180 | 109.05 | 350.1 | 9.63 | 0.92 | 5106 | 74.5
P95HD144 | Light Corporation | DayStar | DS364.50K.70.CL.KL1.FM.OS.LH.NS.XXX.XXX | Indoor Luminaires | High-Bay | High-Bay Luminaires for Commercial and Industrial Buildings | Standard | FALSE | [9 empty] | 42086 |  |  | NotYetVerified |  | 3 | 38180 | 109.05 | 350.1 | 9.63 | 0.92 | 5106 | 74.5
P4MYA34H | Light Corporation | DayStar | DS364.50K.70.CL.KL1.FM.BN.XXX.XXX | Indoor Luminaires | High-Bay | High-Bay Luminaires for Commercial and Industrial Buildings | Standard | FALSE | [9 empty] | 42086 |  |  | NotYetVerified |  | 3 | 38180 | 109.05 | 350.1 | 9.63 | 0.92 | 5106 | 74.5
P15J2FNF | Light Corporation | DayStar | DS364.50K.70.CL.KL1.FM.OS.GH.NS.XXX.XXX | Indoor Luminaires | High-Bay | High-Bay Luminaires for Commercial and Industrial Buildings | Standard | FALSE | [9 empty] | 42086 |  |  | NotYetVerified |  | 3 | 38180 | 109.05 | 350.1 | 9.63 | 0.92 | 5106 | 74.5
PUV12JMH | Light Corporation | DayStar | DS122.50K.70.CL.KL1.FM.OS.LH.WS.XXX.XXX | Indoor Luminaires | High-Bay | High-Bay Luminaires for Commercial and Industrial Buildings | Standard | FALSE | [9 empty] | 42086 |  |  | NotYetVerified |  | 3 | 12660 | 110.33 | 114.75 | 9.54 | 0.92 | 5094 | 74.2
PRBPTNZ2 | Light Corporation | DayStar | DS122.50K.70.CL.KL1.FM.BN.NS.XXX.XXX | Indoor Luminaires | High-Bay | High-Bay Luminaires for Commercial and Industrial Buildings | Standard | FALSE | [9 empty] | 42086 |  |  | NotYetVerified |  | 3 | 12660 | 110.33 | 114.75 | 9.54 | 0.92 | 5094 | 74.2
PQ32F1J3 | Light Corporation | DayStar | DS122.50K.70.CL.KL1.FM.BN.WS.XXX.XXX | Indoor Luminaires | High-Bay | High-Bay Luminaires for Commercial and Industrial Buildings | Standard | FALSE | [9 empty] | 42086 |  |  | NotYetVerified |  | 3 | 12660 | 110.33 | 114.75 | 9.54 | 0.92 | 5094 | 74.2
PG4CRKQA | Light Corporation | DayStar | DS122.50K.70.CL.KL1.FM.OS.GH.NS.XXX.XXX | Indoor Luminaires | High-Bay | High-Bay Luminaires for Commercial and Industrial Buildings | Standard | FALSE | [9 empty] | 42086 |  |  | NotYetVerified |  | 3 | 12660 | 110.33 | 114.75 | 9.54 | 0.92 | 5094 | 74.2
PDTMJ6MG | Light Corporation | DayStar | DS122.50K.70.CL.KL1.FM.OS.GH.WS.XXX.XXX | Indoor Luminaires | High-Bay | High-Bay Luminaires for Commercial and Industrial Buildings | Standard | FALSE | [9 empty] | 42086 |  |  | NotYetVerified |  | 3 | 12660 | 110.33 | 114.75 | 9.54 | 0.92 | 5094 | 74.2
PAF587KU | Light Corporation | DayStar | DS122.50K.70.CL.KL1.FM.OS.GH.XXX.XXX | Indoor Luminaires | High-Bay | High-Bay Luminaires for Commercial and Industrial Buildings | Standard | FALSE | [9 empty] | 42086 |  |  | NotYetVerified |  | 3 | 12660 | 110.33 | 114.75 | 9.54 | 0.92 | 5094 | 74.2
P7JTHSQ4 | Light Corporation | DayStar | DS122.50K.70.CL.KL1.FM.OS.LH.NS.XXX.XXX | Indoor Luminaires | High-Bay | High-Bay Luminaires for Commercial and Industrial Buildings | Standard | FALSE | [9 empty] | 42086 |  |  | NotYetVerified |  | 3 | 12660 | 110.33 | 114.75 | 9.54 | 0.92 | 5094 | 74.2
P4ZQZZV6 | Light Corporation | DayStar | DS122.50K.70.CL.KL1.FM.BN.XXX.XXX | Indoor Luminaires | High-Bay | High-Bay Luminaires for Commercial and Industrial Buildings | Standard | FALSE | [9 empty] | 42086 |  |  | NotYetVerified |  | 3 | 12660 | 110.33 | 114.75 | 9.54 | 0.92 | 5094 | 74.2
P19C6JF8 | Light Corporation | DayStar | DS122.50K.70.CL.KL1.FM.OS.LH.XXX.XXX | Indoor Luminaires | High-Bay | High-Bay Luminaires for Commercial and Industrial Buildings | Standard | FALSE | [9 empty] | 42086 |  |  | NotYetVerified |  | 3 | 12660 | 110.33 | 114.75 | 9.54 | 0.92 | 5094 | 74.2
PP1AZ92H | Light Corporation | DayStar | DS122.50K.70.CL.[OMITTED].XXX.XXX | Indoor Luminaires | High-Bay | High-Bay Luminaires for Commercial and Industrial Buildings | Standard | FALSE | [9 empty] | 42086 |  |  | NotYetVerified |  | 3 | 12660 | 110.33 | 114.75 | 9.54 | 0.92 | 5094 | 74.2
PXX3W4QB | Light Corporation | DayStar | DS124.50K.70.CL.KL1.FM.BN.WS.XXX.XXX | Indoor Luminaires | High-Bay | High-Bay Luminaires for Commercial and Industrial Buildings | Standard | FALSE | [9 empty] | 42086 |  |  | NotYetVerified |  | 3 | 12920 | 111.79 | 115.57 | 9.3 | 0.92 | 5083 | 74
PSX7BZ81 | Light Corporation | DayStar | DS124.50K.70.CL.KL1.FM.BN.XXX.XXX | Indoor Luminaires | High-Bay | High-Bay Luminaires for Commercial and Industrial Buildings | Standard | FALSE | [9 empty] | 42086 |  |  | NotYetVerified |  | 3 | 12920 | 111.79 | 115.57 | 9.3 | 0.92 | 5083 | 74
PRCY4ZFN | Light Corporation | DayStar | DS124.50K.70.CL.KL1.FM.BN.NS.XXX.XXX | Indoor Luminaires | High-Bay | High-Bay Luminaires for Commercial and Industrial Buildings | Standard | FALSE | [9 empty] | 42086 |  |  | NotYetVerified |  | 3 | 12920 | 111.79 | 115.57 | 9.3 | 0.92 | 5083 | 74
PMMAJYTM | Light Corporation | DayStar | DS124.50K.70.CL.KL1.FM.OS.GH.NS.XXX.XXX | Indoor Luminaires | High-Bay | High-Bay Luminaires for Commercial and Industrial Buildings | Standard | FALSE | [9 empty] | 42086 |  |  | NotYetVerified |  | 3 | 12920 | 111.79 | 115.57 | 9.3 | 0.92 | 5083 | 74
PHP3CY5D | Light Corporation | DayStar | DS124.50K.70.CL.KL1.FM.OS.LH.WS.XXX.XXX | Indoor Luminaires | High-Bay | High-Bay Luminaires for Commercial and Industrial Buildings | Standard | FALSE | [9 empty] | 42086 |  |  | NotYetVerified |  | 3 | 12920 | 111.79 | 115.57 | 9.3 | 0.92 | 5083 | 74
P9QUHXJ6 | Light Corporation | DayStar | DS124.50K.70.CL.KL1.FM.OS.GH.XXX.XXX | Indoor Luminaires | High-Bay | High-Bay Luminaires for Commercial and Industrial Buildings | Standard | FALSE | [9 empty] | 42086 |  |  | NotYetVerified |  | 3 | 12920 | 111.79 | 115.57 | 9.3 | 0.92 | 5083 | 74
P7XPRF53 | Light Corporation | DayStar | DS124.50K.70.CL.KL1.FM.OS.LH.XXX.XXX | Indoor Luminaires | High-Bay | High-Bay Luminaires for Commercial and Industrial Buildings | Standard | FALSE | [9 empty] | 42086 |  |  | NotYetVerified |  | 3 | 12920 | 111.79 | 115.57 | 9.3 | 0.92 | 5083 | 74
P7QZ773W | Light Corporation | DayStar | DS124.50K.70.CL.KL1.FM.OS.GH.WS.XXX.XXX | Indoor Luminaires | High-Bay | High-Bay Luminaires for Commercial and Industrial Buildings | Standard | FALSE | [9 empty] | 42086 |  |  | NotYetVerified |  | 3 | 12920 | 111.79 | 115.57 | 9.3 | 0.92 | 5083 | 74
P3GXA8VS | Light Corporation | DayStar | DS124.50K.70.CL.KL1.FM.OS.LH.NS.XXX.XXX | Indoor Luminaires | High-Bay | High-Bay Luminaires for Commercial and Industrial Buildings | Standard | FALSE | [9 empty] | 42086 |  |  | NotYetVerified |  | 3 | 12920 | 111.79 | 115.57 | 9.3 | 0.92 | 5083 | 74
PYXJ55W4 | Light Corporation | DayStar | DS062.50K.70.CL.KL1.FM.BN.WS.XXX.XXX | Indoor Luminaires | High-Bay | Low-Bay Luminaires for Commercial and Industrial Buildings | Standard | FALSE | [9 empty] | 42086 |  |  | NotYetVerified |  | 3 | 6502 | 112.79 | 57.65 | 8.97 | 0.919 | 5069 | 74
PX3PVH98 | Light Corporation | DayStar | DS062.50K.70.CL.KL1.FM.OS.LH.WS.XXX.XXX | Indoor Luminaires | High-Bay | Low-Bay Luminaires for Commercial and Industrial Buildings | Standard | FALSE | [9 empty] | 42086 |  |  | NotYetVerified |  | 3 | 6502 | 112.79 | 57.65 | 8.97 | 0.919 | 5069 | 74
PWJ12FHS | Light Corporation | DayStar | DS062.50K.70.CL.KL1.FM.OS.GH.NS.XXX.XXX | Indoor Luminaires | High-Bay | Low-Bay Luminaires for Commercial and Industrial Buildings | Standard | FALSE | [9 empty] | 42086 |  |  | NotYetVerified |  | 3 | 6502 | 112.79 | 57.65 | 8.97 | 0.919 | 5069 | 74
PUXR35GH | Light Corporation | DayStar | DS062.50K.70.CL.KL1.FM.BN.NS.XXX.XXX | Indoor Luminaires | High-Bay | Low-Bay Luminaires for Commercial and Industrial Buildings | Standard | FALSE | [9 empty] | 42086 |  |  | NotYetVerified |  | 3 | 6502 | 112.79 | 57.65 | 8.97 | 0.919 | 5069 | 74
PR3UQF6H | Light Corporation | DayStar | DS062.50K.70.CL.KL1.FM.OS.GH.WS.XXX.XXX | Indoor Luminaires | High-Bay | Low-Bay Luminaires for Commercial and Industrial Buildings | Standard | FALSE | [9 empty] | 42086 |  |  | NotYetVerified |  | 3 | 6502 | 112.79 | 57.65 | 8.97 | 0.919 | 5069 | 74
PBBZUTXK | Light Corporation | DayStar | DS062.50K.70.CL.KL1.FM.BN.XXX.XXX | Indoor Luminaires | High-Bay | Low-Bay Luminaires for Commercial and Industrial Buildings | Standard | FALSE | [9 empty] | 42086 |  |  | NotYetVerified |  | 3 | 6502 | 112.79 | 57.65 | 8.97 | 0.919 | 5069 | 74
P7852QCX | Light Corporation | DayStar | DS062.50K.70.CL.KL1.FM.OS.LH.XXX.XXX | Indoor Luminaires | High-Bay | Low-Bay Luminaires for Commercial and Industrial Buildings | Standard | FALSE | [9 empty] | 42086 |  |  | NotYetVerified |  | 3 | 6502 | 112.79 | 57.65 | 8.97 | 0.919 | 5069 | 74
P547A9SH | Light Corporation | DayStar | DS062.50K.70.CL.KL1.FM.OS.LH.NS.XXX.XXX | Indoor Luminaires | High-Bay | Low-Bay Luminaires for Commercial and Industrial Buildings | Standard | FALSE | [9 empty] | 42086 |  |  | NotYetVerified |  | 3 | 6502 | 112.79 | 57.65 | 8.97 | 0.919 | 5069 | 74
P4P6F7QM | Light Corporation | DayStar | DS062.50K.70.CL.KL1.FM.OS.GH.XXX.XXX | Indoor Luminaires | High-Bay | Low-Bay Luminaires for Commercial and Industrial Buildings | Standard | FALSE | [9 empty] | 42086 |  |  | NotYetVerified |  | 3 | 6502 | 112.79 | 57.65 | 8.97 | 0.919 | 5069 | 74
PVQ55GNR | ESL Vision | ESL Vision LLC | ESL-GAR-90W-R150 | Indoor Luminaires | High-Bay | Low-Bay Luminaires for Commercial and Industrial Buildings | Standard | FALSE | [9 empty] | 42086 |  |  | NotYetVerified |  | 3 | 8242.13 | 92 | 89.62 |  |  | 5000 | 86
P1GH3ENJ | ESL Vision | ESL Vision LLC | ESL-GAR-60W-R150 | Indoor Luminaires | High-Bay | Low-Bay Luminaires for Commercial and Industrial Buildings | Standard | FALSE | [9 empty] | 42086 |  |  | NotYetVerified |  | 3 | 5326.48 | 93.53 | 57 |  |  | 5000 | 85
PS63ZTQH | XIAMEN XINDECO OPTOELECTRONICS CO.LTD | XINDECO OPTOELE | 991725001 | Indoor Luminaires | High-Bay | High-Bay Luminaires for Commercial and Industrial Buildings | Standard | TRUE | 17201 | 116.1 | 148.2 | 17.35 | 0.949 | 3094 | 82.9 | 5 | 50000 | 42084 |  |  | No |  | 4.1 | 17201 | 116.1 | 148.2 | 17.35 | 0.95 | 3000 | 82.9
PVKRSYEX | XIAMEN XINDECO OPTOELECTRONICS CO.LTD | XINDECO OPTOELE | 991725021 | Indoor Luminaires | High-Bay | High-Bay Luminaires for Commercial and Industrial Buildings | Standard | FALSE | [9 empty] | 42084 |  |  | No |  | 4.1 | 17997 | 124.6 | 144.5 | 17.35 | 0.95 | 5000 | 83.6
PCKCQS25 | XIAMEN XINDECO OPTOELECTRONICS CO.LTD | XINDECO OPTOELE | 991725011 | Indoor Luminaires | High-Bay | High-Bay Luminaires for Commercial and Industrial Buildings | Standard | FALSE | [9 empty] | 42084 |  |  | No |  | 4.1 | 17201 | 116.1 | 148.2 | 17.35 | 0.95 | 4000 | 82.9
PTC2XRSD | Cree Inc. | E-Conolight | E-PB1L11NU | Indoor Luminaires | High-Bay | High-Bay Luminaires for Commercial and Industrial Buildings | Standard | TRUE | 10932.5 | 99.36 | 110.21 | 11.19 | 0.918 | 3891 | 75 | 5 | 50000 | 42083 |  |  | NotYetVerified |  | 3 | 11215 | 102 | 110 | 10.89 | 0.993 | 4000 | 70
PDEQXJAR | Cree Inc. | E-Conolight | E-PB1L22NU | Indoor Luminaires | High-Bay | High-Bay Luminaires for Commercial and Industrial Buildings | Standard | TRUE | 20059.6 | 92.47 | 217.2 | 10.88 | 0.917 | 4043 | 76 | 5 | 50000 | 42083 |  |  | NotYetVerified |  | 3 | 20503 | 93 | 220 | 10.89 | 0.992 | 4000 | 70
PTQYJFUH | Cree Inc. | E-Conolight | E-AB1L22NU | Indoor Luminaires | High-Bay | High-Bay Luminaires for Commercial and Industrial Buildings | Standard | FALSE | [9 empty] | 42083 |  |  | NotYetVerified |  | 3 | 20736 | 94 | 220 | 10.88 | 0.992 | 4000 | 70
PSREDFFD | Cree Inc. | E-Conolight | E-AB1L11NU | Indoor Luminaires | High-Bay | High-Bay Luminaires for Commercial and Industrial Buildings | Standard | FALSE | [9 empty] | 42083 |  |  | NotYetVerified |  | 3 | 11263 | 102 | 110 | 10.88 | 0.993 | 4000 | 70
PW623CKW | Universal Lighting Technologies | Everline | VTL4-6K840-U | Indoor Luminaires | High-Bay | Low-Bay Luminaires for Commercial and Industrial Buildings | Standard | TRUE | 7182 | 120.87 | 59.418 | 8.12 | 0.9801 | 4046.7 | 82.3 | 5 | 60000 | 42082 |  |  | NotYetVerified |  | 3
P25W3BK8 | Universal Lighting Technologies | Everline | VTL4-10K840-U | Indoor Luminaires | High-Bay | High-Bay Luminaires for Commercial and Industrial Buildings | Standard | TRUE | 11476.1 | 106.51 | 107.74 | 8.43 | 0.9782 | 4059.5 | 82.4 | 5 | 60000 | 42082 |  |  | NotYetVerified |  | 3
PSVJ125P | Universal Lighting Technologies | Everline | VTL8-20K840-U | Indoor Luminaires | High-Bay | High-Bay Luminaires for Commercial and Industrial Buildings | Standard | TRUE | 21800 | 100.93 | 215.99 | 8.12 | 0.978 | 4042 | 82.67 | 5 | 60000 | 42082 |  |  | NotYetVerified |  | 3
PX23EVND | Ra Energy | e3 Light | E3P-404 | Indoor Luminaires | High-Bay | Low-Bay Luminaires for Commercial and Industrial Buildings | Standard | TRUE | 5245 | 88.09 | 59.54 | 8.56 | 0.955 | 4136 | 83.1 | 5 | 158000 | 42082 |  |  | NotYetVerified |  | 3 | 5245 |  |  |  |  | 4000
PR14CYTH | Ra Energy | e3 Light | E3PEN-LB | Indoor Luminaires | High-Bay | Low-Bay Luminaires for Commercial and Industrial Buildings | Standard | TRUE | 5256 | 89.43 | 58.77 | 8.45 | 0.953 | 3496 | 84.2 | 5 |  | 42082 |  |  | NotYetVerified |  | 3
PF6YP6CU | Beghelli North America | Beghelli | BL736LED150WWBDWT40120-277V | Indoor Luminaires | High-Bay | High-Bay Luminaires for Commercial and Industrial Buildings | Standard | TRUE | 14600 | 94.69 | 154.18 | 12.07 | 0.9366 | 4101 | 81.33 | 5 | 50000 | 42082 |  |  | NotYetVerified |  | 3 | 14600 | 95 | 154 | 12.07 | 0.9366 | 4000 | 81
PDSTWVV8 | QSSI | Duraguard | HB45QF1X273U5KG** | Indoor Luminaires | High-Bay | High-Bay Luminaires for Commercial and Industrial Buildings | Standard | FALSE | [9 empty] | 42082 |  |  | NotYetVerified |  | 3 | 27880 | 94.08 | 296.32 | 16.73 | 0.9361 | 5000 | 73.24
PSMZM9T3 | Universal Lighting Technologies | Everline | VTL8-12K840-U | Indoor Luminaires | High-Bay | High-Bay Luminaires for Commercial and Industrial Buildings | Standard | FALSE | [9 empty] | 42082 | Dimmable | Continuous Below 10 | NotYetVerified |  | 3 | 13280 | 110.58 | 120.9 | 8.04 | 0.9804 | 4007 | 82.83
PBWZARGM | Flex Lighting Solutions | Flextronics | ES3V-AECC-ABB | Indoor Luminaires | High-Bay | High-Bay Luminaires for Commercial and Industrial Buildings | Premium | TRUE | 11197 | 110.9 | 101 | 13.7 | 0.934 | 4023 | 82.2 | 5 | 200000 | 42081 | Dimmable | Continuous Above 10 | NotYetVerified | ES3V-UL-4MS-40-WIDE-FP-LV | 3 | 11410 | 113 | 101 | 13 | 1 | 4023 | 82
PRQDJCRS | Flex Lighting Solutions | Flextronics | ES3V-ADCC-ABB | Indoor Luminaires | High-Bay | Low-Bay Luminaires for Commercial and Industrial Buildings | Premium | TRUE | 5666 | 112 | 50.6 | 9.86 | 0.927 | 4022 | 82.2 | 5 | 200000 | 42081 |  |  | NotYetVerified | ES3V-UL-2MS-40-WIDE-FP-LV | 3 | 5666 | 112 | 51 | 9 | 1 | 4022 | 82
P1X1CCE4 | Flex Lighting Solutions | Flextronics | ES3P-AECC-ABB | Indoor Luminaires | High-Bay | High-Bay Luminaires for Commercial and Industrial Buildings | Premium | TRUE | 11040 | 125.2 | 88.2 | 14.75 | 0.918 | 4004 | 82.1 | 5 | 200000 | 42081 | Dimmable | Continuous Above 10 | NotYetVerified | ES3P-UL-4MS-40-WIDE-FP-LV | 3 | 11040 | 125 | 88 | 15 | 1 | 4004 | 82
PV7ECTMW | Flex Lighting Solutions | Flextronics | ES3P-ADCC-ABB | Indoor Luminaires | High-Bay | Low-Bay Luminaires for Commercial and Industrial Buildings | Premium | TRUE | 5461 | 124.7 | 44.2 | 10.38 | 0.908 | 4007 | 82.2 | 5 | 200000 | 42081 |  |  | NotYetVerified | ES3P-UL-2MS-40-WIDE-FP-LV | 3 | 5461 | 125 | 44 | 10 | 1 | 4002 | 82
PV2MPBKN | Flex Lighting Solutions | Flextronics | ES3P-ABDC-AAB | Indoor Luminaires | High-Bay | High-Bay Luminaires for Commercial and Industrial Buildings | Premium | FALSE | [9 empty] | 42081 |  |  | NotYetVerified | ES3P-UL-4M-50-WIDE-CA-LV | 3 | 26670 | 151 | 176 | 15 | 1 | 5032 | 82
PX38YMYR | Flex Lighting Solutions | Flextronics | ES3P-ABDC-ABB | Indoor Luminaires | High-Bay | High-Bay Luminaires for Commercial and Industrial Buildings | Premium | FALSE | [9 empty] | 42081 |  |  | NotYetVerified | ES3P-UL-4M-50-WIDE-FP-LV | 3 | 24238 | 137 | 176 | 15 | 1 | 5032 | 82
PXGQ8ZEP | Flex Lighting Solutions | Flextronics | ES3P-AEDC-AAB | Indoor Luminaires | High-Bay | High-Bay Luminaires for Commercial and Industrial Buildings | Premium | FALSE | [9 empty] | 42081 |  |  | NotYetVerified | ES3P-UL-4MS-50-WIDE-CA-LV | 3 | 13335 | 151 | 88 | 15 | 1 | 5032 | 82
PGUZTAUZ | Flex Lighting Solutions | Flextronics | ES3P-AEDC-ABB | Indoor Luminaires | High-Bay | High-Bay Luminaires for Commercial and Industrial Buildings | Premium | FALSE | [9 empty] | 42081 |  |  | NotYetVerified | ES3P-UL-4MS-50-WIDE-FP-LV | 3 | 12119 | 137 | 88 | 15 | 1 | 5032 | 82
P1289PER | Flex Lighting Solutions | Flextronics | ES3V-ABDC-AAB | Indoor Luminaires | High-Bay | High-Bay Luminaires for Commercial and Industrial Buildings | Premium | FALSE | [9 empty] | 42081 | Dimmable | Continuous Above 10 | NotYetVerified | ES3V-UL-4M-50-WIDE-CA-LV | 3 | 27126 | 134 | 202 | 13 | 1 | 5032 | 82
PEW4Z4V6 | Flex Lighting Solutions | Flextronics | ES3V-ABDC-ABB | Indoor Luminaires | High-Bay | High-Bay Luminaires for Commercial and Industrial Buildings | Premium | FALSE | [9 empty] | 42081 |  |  | NotYetVerified | ES3V-UL-4M-50-WIDE-FP-LV | 3 | 24652 | 122 | 202 | 13 | 1 | 5032 | 82
PSFSKPYJ | Flex Lighting Solutions | Flextronics | ES3P-AADC-AAH | Indoor Luminaires | High-Bay | High-Bay Luminaires for Commercial and Industrial Buildings | Premium | FALSE | [9 empty] | 42081 |  |  | NotYetVerified | ES3P-UL-2M-50-WIDE-CA-HV | 3 | 13634 | 146 | 93 | 13 | 1 | 5032 | 82
PMK76Y1X | Flex Lighting Solutions | Flextronics | ES3V-AEDC-AAB | Indoor Luminaires | High-Bay | High-Bay Luminaires for Commercial and Industrial Buildings | Premium | FALSE | [9 empty] | 42081 |  |  | NotYetVerified | ES3V-UL-4MS-50-WIDE-CA-LV | 3 | 13563 | 134 | 101 | 13 | 1 | 5032 | 82
P2KT7Q61 | Flex Lighting Solutions | Flextronics | ES3P-AADC-ABH | Indoor Luminaires | High-Bay | High-Bay Luminaires for Commercial and Industrial Buildings | Premium | FALSE | [9 empty] | 42081 | Dimmable | Continuous Above 10 | NotYetVerified | ES3P-UL-2M-50-WIDE-FP-HV | 3 | 12391 | 133 | 93 | 13 | 1 | 5032 | 82
PKEYBRFP | Flex Lighting Solutions | Flextronics | ES3V-AEDC-ABB | Indoor Luminaires | High-Bay | High-Bay Luminaires for Commercial and Industrial Buildings | Premium | FALSE | [9 empty] | 42081 |  |  | NotYetVerified | ES3V-UL-4MS-50-WIDE-FP-LV | 3 | 12326 | 122 | 101 | 13 | 1 | 5032 | 82
PEAEGY1T | Flex Lighting Solutions | Flextronics | ES3P-ADDC-AAH | Indoor Luminaires | High-Bay | Low-Bay Luminaires for Commercial and Industrial Buildings | Premium | FALSE | [9 empty] | 42081 |  |  | NotYetVerified | ES3P-UL-2MS-50-WIDE-CA-HV | 3 | 6817 | 146 | 47 | 13 | 1 | 5032 | 82
PHZ924EJ | Flex Lighting Solutions | Flextronics | ES3P-ADDC-ABH | Indoor Luminaires | High-Bay | Low-Bay Luminaires for Commercial and Industrial Buildings | Premium | FALSE | [9 empty] | 42081 |  |  | NotYetVerified | ES3P-UL-2MS-50-WIDE-FP-HV | 3 | 6196 | 133 | 47 | 13 | 1 | 5032 | 82
P2ZZWHXZ | Flex Lighting Solutions | Flextronics | ES3P-ACDC-AAB | Indoor Luminaires | High-Bay | High-Bay Luminaires for Commercial and Industrial Buildings | Premium | FALSE | [9 empty] | 42081 | Dimmable | Continuous Above 10 | NotYetVerified | ES3P-UL-6M-50-WIDE-CA-LV | 3 | 40140 | 152 | 264 | 12 | 1 | 5032 | 82
PY1KP26M | Flex Lighting Solutions | Flextronics | ES3P-ACDC-ABB | Indoor Luminaires | High-Bay | High-Bay Luminaires for Commercial and Industrial Buildings | Premium | FALSE | [9 empty] | 42081 |  |  | NotYetVerified | ES3P-UL-6M-50-WIDE-FP-LV | 3 | 36480 | 138 | 264 | 12 | 1 | 5032 | 82
P2W8ZUG5 | Flex Lighting Solutions | Flextronics | ES3P-ABDC-AAH | Indoor Luminaires | High-Bay | High-Bay Luminaires for Commercial and Industrial Buildings | Premium | FALSE | [9 empty] | 42081 | Dimmable | Continuous Above 10 | NotYetVerified | ES3P-UL-4M-50-WIDE-CA-HV | 3 | 27612 | 155 | 178 | 12 | 1 | 5032 | 82
PAAXZRCZ | Flex Lighting Solutions | Flextronics | ES3P-ABDC-ABH | Indoor Luminaires | High-Bay | High-Bay Luminaires for Commercial and Industrial Buildings | Premium | FALSE | [9 empty] | 42081 | Dimmable | Continuous Above 10 | NotYetVerified | ES3P-UL-4M-50-WIDE-FP-HV | 3 | 25094 | 141 | 178 | 12 | 1 | 5032 | 82
PQM26QN7 | Flex Lighting Solutions | Flextronics | ES3P-AFDC-AAB | Indoor Luminaires | High-Bay | High-Bay Luminaires for Commercial and Industrial Buildings | Premium | FALSE | [9 empty] | 42081 |  |  | NotYetVerified | ES3P-UL-6MS-50-WIDE-CA-LV | 3 | 20070 | 152 | 132 | 12 | 1 | 5032 | 82
PG89KFHV | Flex Lighting Solutions | Flextronics | ES3P-AFDC-ABB | Indoor Luminaires | High-Bay | High-Bay Luminaires for Commercial and Industrial Buildings | Premium | FALSE | [9 empty] | 42081 |  |  | NotYetVerified | ES3P-UL-6MS-50-WIDE-FP-LV | 3 | 18240 | 138 | 132 | 12 | 1 | 5032 | 82
PHPT3ANC | Flex Lighting Solutions | Flextronics | ES3V-AADC-AAH | Indoor Luminaires | High-Bay | High-Bay Luminaires for Commercial and Industrial Buildings | Premium | FALSE | [9 empty] | 42081 |  |  | NotYetVerified | ES3V-UL-2M-50-WIDE-CA-HV | 3 | 13867 | 129 | 107 | 12 | 1 | 5032 | 82
PH4ZZEPJ | Flex Lighting Solutions | Flextronics | ES3P-AEDC-AAH | Indoor Luminaires | High-Bay | High-Bay Luminaires for Commercial and Industrial Buildings | Premium | FALSE | [9 empty] | 42081 |  |  | NotYetVerified | ES3P-UL-4MS-50-WIDE-CA-HV | 3 | 13806 | 155 | 89 | 12 | 1 | 5032 | 82
PMZK5DAS | Flex Lighting Solutions | Flextronics | ES3V-AADC-ABH | Indoor Luminaires | High-Bay | High-Bay Luminaires for Commercial and Industrial Buildings | Premium | FALSE | [9 empty] | 42081 |  |  | NotYetVerified | ES3V-UL-2M-50-WIDE-FP-HV | 3 | 12603 | 118 | 107 | 12 | 1 | 5032 | 82
PP2DG3ZA | Flex Lighting Solutions | Flextronics | ES3P-AEDC-ABH | Indoor Luminaires | High-Bay | High-Bay Luminaires for Commercial and Industrial Buildings | Premium | FALSE | [9 empty] | 42081 |  |  | NotYetVerified | ES3P-UL-4MS-50-WIDE-FP-HV | 3 | 12547 | 141 | 89 | 12 | 1 | 5032 | 82
PR5FEA7F | Flex Lighting Solutions | Flextronics | ES3V-ADDC-AAH | Indoor Luminaires | High-Bay | Low-Bay Luminaires for Commercial and Industrial Buildings | Premium | FALSE | [9 empty] | 42081 |  |  | NotYetVerified | ES3V-UL-2MS-50-WIDE-CA-HV | 3 | 6934 | 129 | 54 | 12 | 1 | 5032 | 82
PJF4BKE2 | Flex Lighting Solutions | Flextronics | ES3V-ADDC-ABH | Indoor Luminaires | High-Bay | Low-Bay Luminaires for Commercial and Industrial Buildings | Premium | FALSE | [9 empty] | 42081 |  |  | NotYetVerified | ES3V-UL-2MS-50-WIDE-FP-HV | 3 | 6302 | 118 | 54 | 12 | 1 | 5032 | 82
PV722M86 | Flex Lighting Solutions | Flextronics | ES3V-ACDC-AAB | Indoor Luminaires | High-Bay | High-Bay Luminaires for Commercial and Industrial Buildings | Premium | FALSE | [9 empty] | 42081 |  |  | NotYetVerified | ES3V-UL-6M-50-WIDE-CA-LV | 3 | 40826 | 135 | 303 | 11 | 1 | 5032 | 82
P5FACM18 | Flex Lighting Solutions | Flextronics | ES3V-ACDC-ABB | Indoor Luminaires | High-Bay | High-Bay Luminaires for Commercial and Industrial Buildings | Premium | FALSE | [9 empty] | 42081 | Dimmable | Continuous Above 10 | NotYetVerified | ES3V-UL-6M-50-WIDE-FP-LV | 3 | 37104 | 123 | 303 | 11 | 1 | 5032 | 82
PHCNQDXJ | Flex Lighting Solutions | Flextronics | ES3V-ABDC-AAH | Indoor Luminaires | High-Bay | High-Bay Luminaires for Commercial and Industrial Buildings | Premium | FALSE | [9 empty] | 42081 |  |  | NotYetVerified | ES3V-UL-4M-50-WIDE-CA-HV | 3 | 28084 | 138 | 204 | 11 | 1 | 5032 | 82
P3GAHX4S | Flex Lighting Solutions | Flextronics | ES3V-ABDC-ABH | Indoor Luminaires | High-Bay | High-Bay Luminaires for Commercial and Industrial Buildings | Premium | FALSE | [9 empty] | 42081 | Dimmable | Continuous Above 10 | NotYetVerified | ES3V-UL-4M-50-WIDE-FP-HV | 3 | 25523 | 125 | 204 | 11 | 1 | 5032 | 82
PUC7V5YV | Flex Lighting Solutions | Flextronics | ES3V-AFDC-AAB | Indoor Luminaires | High-Bay | High-Bay Luminaires for Commercial and Industrial Buildings | Premium | FALSE | [9 empty] | 42081 |  |  | NotYetVerified | ES3V-UL-6MS-50-WIDE-CA-LV | 3 | 20413 | 135 | 151 | 11 | 1 | 5032 | 82
PFFQ7BR3 | Flex Lighting Solutions | Flextronics | ES3V-AFDC-ABB | Indoor Luminaires | High-Bay | High-Bay Luminaires for Commercial and Industrial Buildings | Premium | FALSE | [9 empty] | 42081 |  |  | NotYetVerified | ES3V-UL-6MS-50-WIDE-FP-LV | 3 | 18552 | 123 | 151 | 11 | 1 | 5032 | 82
PDNVRUQB | Flex Lighting Solutions | Flextronics | ES3V-AEDC-AAH | Indoor Luminaires | High-Bay | High-Bay Luminaires for Commercial and Industrial Buildings | Premium | FALSE | [9 empty] | 42081 | Dimmable | Continuous Above 10 | NotYetVerified | ES3V-UL-4MS-50-WIDE-CA-HV | 3 | 14042 | 138 | 102 | 11 | 1 | 5032 | 82
PA249D59 | Flex Lighting Solutions | Flextronics | ES3V-AEDC-ABH | Indoor Luminaires | High-Bay | High-Bay Luminaires for Commercial and Industrial Buildings | Premium | FALSE | [9 empty] | 42081 | Dimmable | Continuous Above 10 | NotYetVerified | ES3V-UL-4MS-50-WIDE-FP-HV | 3 | 12762 | 125 | 102 | 11 | 1 | 5032 | 82
P648RF1X | Flex Lighting Solutions | Flextronics | ES3P-ACDC-AAH | Indoor Luminaires | High-Bay | High-Bay Luminaires for Commercial and Industrial Buildings | Premium | FALSE | [9 empty] | 42081 | Dimmable | Continuous Above 10 | NotYetVerified | ES3P-UL-6M-50-WIDE-CA-HV | 3 | 40140 | 152 | 264 | 10 | 1 | 5032 | 82
PRBTGJ8U | Flex Lighting Solutions | Flextronics | ES3P-ACDC-ABH | Indoor Luminaires | High-Bay | High-Bay Luminaires for Commercial and Industrial Buildings | Premium | FALSE | [9 empty] | 42081 |  |  | NotYetVerified | ES3P-UL-6M-50-WIDE-FP-HV | 3 | 36480 | 138 | 264 | 10 | 1 | 5032 | 82
P8U84ST5 | Flex Lighting Solutions | Flextronics | ES3P-AFDC-AAH | Indoor Luminaires | High-Bay | High-Bay Luminaires for Commercial and Industrial Buildings | Premium | FALSE | [9 empty] | 42081 | Dimmable | Continuous Above 10 | NotYetVerified | ES3P-UL-6MS-50-WIDE-CA-HV | 3 | 20070 | 152 | 132 | 10 | 1 | 5032 | 82
P2ZJCE1X | Flex Lighting Solutions | Flextronics | ES3P-AFDC-ABH | Indoor Luminaires | High-Bay | High-Bay Luminaires for Commercial and Industrial Buildings | Premium | FALSE | [9 empty] | 42081 | Dimmable | Continuous Above 10 | NotYetVerified | ES3P-UL-6MS-50-WIDE-FP-HV | 3 | 18240 | 138 | 132 | 10 | 1 | 5032 | 82
P45JJ48A | Flex Lighting Solutions | Flextronics | ES3P-AADC-AAB | Indoor Luminaires | High-Bay | High-Bay Luminaires for Commercial and Industrial Buildings | Premium | FALSE | [9 empty] | 42081 | Dimmable | Continuous Above 10 | NotYetVerified | ES3P-UL-2M-50-WIDE-CA-LV | 3 | 13192 | 151 | 88 | 10 | 1 | 5032 | 82
PVPHVCU6 | Flex Lighting Solutions | Flextronics | ES3P-AADC-ABB | Indoor Luminaires | High-Bay | High-Bay Luminaires for Commercial and Industrial Buildings | Premium | FALSE | [9 empty] | 42081 |  |  | NotYetVerified | ES3P-UL-2M-50-WIDE-FP-LV | 3 | 11989 | 137 | 88 | 10 | 1 | 5032 | 82
PN9HME4Q | Flex Lighting Solutions | Flextronics | ES3P-ADDC-AAB | Indoor Luminaires | High-Bay | Low-Bay Luminaires for Commercial and Industrial Buildings | Premium | FALSE | [9 empty] | 42081 |  |  | NotYetVerified | ES3P-UL-2MS-50-WIDE-CA-LV | 3 | 6596 | 151 | 44 | 10 | 1 | 5032 | 82
PS9YKSJZ | Flex Lighting Solutions | Flextronics | ES3P-ADDC-ABB | Indoor Luminaires | High-Bay | Low-Bay Luminaires for Commercial and Industrial Buildings | Premium | FALSE | [9 empty] | 42081 |  |  | NotYetVerified | ES3P-UL-2MS-50-WIDE-FP-LV | 3 | 5995 | 137 | 44 | 10 | 1 | 5032 | 82
PBZ3B189 | Flex Lighting Solutions | Flextronics | ES3V-ACDC-AAH | Indoor Luminaires | High-Bay | High-Bay Luminaires for Commercial and Industrial Buildings | Premium | FALSE | [9 empty] | 42081 | Dimmable | Continuous Above 10 | NotYetVerified | ES3V-UL-6M-50-WIDE-CA-HV | 3 | 40826 | 135 | 303 | 9 | 1 | 5032 | 82
PQWR5QKF | Flex Lighting Solutions | Flextronics | ES3V-ACDC-ABH | Indoor Luminaires | High-Bay | High-Bay Luminaires for Commercial and Industrial Buildings | Premium | FALSE | [9 empty] | 42081 |  |  | NotYetVerified | ES3V-UL-6M-50-WIDE-FP-HV | 3 | 37104 | 123 | 303 | 9 | 1 | 5032 | 82
P9QCE9VZ | Flex Lighting Solutions | Flextronics | ES3V-AFDC-AAH | Indoor Luminaires | High-Bay | High-Bay Luminaires for Commercial and Industrial Buildings | Premium | FALSE | [9 empty] | 42081 | Dimmable | Continuous Above 10 | NotYetVerified | ES3V-UL-6MS-50-WIDE-CA-HV | 3 | 20413 | 135 | 151 | 9 | 1 | 5032 | 82
PWJCKW5X | Flex Lighting Solutions | Flextronics | ES3V-AFDC-ABH | Indoor Luminaires | High-Bay | High-Bay Luminaires for Commercial and Industrial Buildings | Premium | FALSE | [9 empty] | 42081 |  |  | NotYetVerified | ES3V-UL-6MS-50-WIDE-FP-HV | 3 | 18552 | 123 | 151 | 9 | 1 | 5032 | 82
P4QC3CQX | Flex Lighting Solutions | Flextronics | ES3V-AADC-AAB | Indoor Luminaires | High-Bay | High-Bay Luminaires for Commercial and Industrial Buildings | Premium | FALSE | [9 empty] | 42081 | Dimmable | Continuous Above 10 | NotYetVerified | ES3V-UL-2M-50-WIDE-CA-LV | 3 | 13418 | 134 | 100 | 9 | 1 | 5032 | 82
PKBKS21J | Flex Lighting Solutions | Flextronics | ES3V-AADC-ABB | Indoor Luminaires | High-Bay | High-Bay Luminaires for Commercial and Industrial Buildings | Premium | FALSE | [9 empty] | 42081 |  |  | NotYetVerified | ES3V-UL-2M-50-WIDE-FP-LV | 3 | 12194 | 121 | 100 | 9 | 1 | 5032 | 82
PWT3KWJW | Flex Lighting Solutions | Flextronics | ES3V-ADDC-AAB | Indoor Luminaires | High-Bay | Low-Bay Luminaires for Commercial and Industrial Buildings | Premium | FALSE | [9 empty] | 42081 |  |  | NotYetVerified | ES3V-UL-2MS-50-WIDE-CA-LV | 3 | 6709 | 134 | 50 | 9 | 1 | 5032 | 82
P9M9DX1K | Flex Lighting Solutions | Flextronics | ES3V-ADDC-ABB | Indoor Luminaires | High-Bay | Low-Bay Luminaires for Commercial and Industrial Buildings | Premium | FALSE | [9 empty] | 42081 | Dimmable | Continuous Above 10 | NotYetVerified | ES3V-UL-2MS-50-WIDE-FP-LV | 3 | 6097 | 121 | 50 | 9 | 1 | 5032 | 82
PNAYWC6M | Flex Lighting Solutions | Flextronics | ES3V-ACCC-AAB | Indoor Luminaires | High-Bay | High-Bay Luminaires for Commercial and Industrial Buildings | Premium | FALSE | [9 empty] | 42081 |  |  | NotYetVerified | ES3V-UL-6M-40-WIDE-CA-LV | 3 | 37191 | 125 | 298 | 11 | 1 | 4028 | 82
P42P22PF | Flex Lighting Solutions | Flextronics | ES3V-ACCC-ABB | Indoor Luminaires | High-Bay | High-Bay Luminaires for Commercial and Industrial Buildings | Premium | FALSE | [9 empty] | 42081 | Dimmable | Continuous Above 10 | NotYetVerified | ES3V-UL-6M-40-WIDE-FP-LV | 3 | 33800 | 113 | 298 | 11 | 1 | 4028 | 82
PUNFNQQS | Flex Lighting Solutions | Flextronics | ES3V-AFCC-AAB | Indoor Luminaires | High-Bay | High-Bay Luminaires for Commercial and Industrial Buildings | Premium | FALSE | [9 empty] | 42081 |  |  | NotYetVerified | ES3V-UL-6MS-40-WIDE-CA-LV | 3 | 18596 | 125 | 149 | 11 | 1 | 4028 | 82
PHEV73JE | Flex Lighting Solutions | Flextronics | ES3V-AFCC-ABB | Indoor Luminaires | High-Bay | High-Bay Luminaires for Commercial and Industrial Buildings | Premium | FALSE | [9 empty] | 42081 |  |  | NotYetVerified | ES3V-UL-6MS-40-WIDE-FP-LV | 3 | 16900 | 113 | 149 | 11 | 1 | 4028 | 82
PE1XY1JF | Flex Lighting Solutions | Flextronics | ES3V-ACCC-AAH | Indoor Luminaires | High-Bay | High-Bay Luminaires for Commercial and Industrial Buildings | Premium | FALSE | [9 empty] | 42081 | Dimmable | Continuous Above 10 | NotYetVerified | ES3V-UL-6M-40-WIDE-CA-HV | 3 | 37894 | 129 | 295 | 9 | 1 | 4028 | 82
PFWCFWX7 | Flex Lighting Solutions | Flextronics | ES3V-ACCC-ABH | Indoor Luminaires | High-Bay | High-Bay Luminaires for Commercial and Industrial Buildings | Premium | FALSE | [9 empty] | 42081 |  |  | NotYetVerified | ES3V-UL-6M-40-WIDE-FP-HV | 3 | 34439 | 117 | 295 | 9 | 1 | 4028 | 82
PV9TWUE7 | Flex Lighting Solutions | Flextronics | ES3V-AFCC-AAH | Indoor Luminaires | High-Bay | High-Bay Luminaires for Commercial and Industrial Buildings | Premium | FALSE | [9 empty] | 42081 |  |  | NotYetVerified | ES3V-UL-6MS-40-WIDE-CA-HV | 3 | 18947 | 129 | 147 | 9 | 1 | 4028 | 82
P6PHR32K | Flex Lighting Solutions | Flextronics | ES3V-AFCC-ABH | Indoor Luminaires | High-Bay | High-Bay Luminaires for Commercial and Industrial Buildings | Premium | FALSE | [9 empty] | 42081 | Dimmable | Continuous Above 10 | NotYetVerified | ES3V-UL-6MS-40-WIDE-FP-HV | 3 | 17219 | 117 | 147 | 9 | 1 | 4028 | 82
P3ERQVHQ | Flex Lighting Solutions | Flextronics | ES3V-ABCC-AAB | Indoor Luminaires | High-Bay | High-Bay Luminaires for Commercial and Industrial Buildings | Premium | FALSE | [9 empty] | 42081 | Dimmable | Continuous Above 10 | NotYetVerified | ES3V-UL-4M-40-WIDE-CA-LV | 3 | 24711 | 122 | 202 | 13 | 1 | 4023 | 82
PQ6D45PX | Flex Lighting Solutions | Flextronics | ES3V-ABCC-ABB | Indoor Luminaires | High-Bay | High-Bay Luminaires for Commercial and Industrial Buildings | Premium | FALSE | [9 empty] | 42081 |  |  | NotYetVerified | ES3V-UL-4M-40-WIDE-FP-LV | 3 | 22457 | 111 | 202 | 13 | 1 | 4023 | 82
PPVRRJPV | Flex Lighting Solutions | Flextronics | ES3V-AECC-AAB | Indoor Luminaires | High-Bay | High-Bay Luminaires for Commercial and Industrial Buildings | Premium | FALSE | [9 empty] | 42081 |  |  | NotYetVerified | ES3V-UL-4MS-40-WIDE-CA-LV | 3 | 12355 | 122 | 101 | 13 | 1 | 4023 | 82
PB7ZXC6Z | Flex Lighting Solutions | Flextronics | ES3V-ABCC-AAH | Indoor Luminaires | High-Bay | High-Bay Luminaires for Commercial and Industrial Buildings | Premium | FALSE | [9 empty] | 42081 | Dimmable | Continuous Above 10 | NotYetVerified | ES3V-UL-4M-40-WIDE-CA-HV | 3 | 25583 | 126 | 204 | 11 | 1 | 4023 | 82
PM2R29FT | Flex Lighting Solutions | Flextronics | ES3V-ABCC-ABH | Indoor Luminaires | High-Bay | High-Bay Luminaires for Commercial and Industrial Buildings | Premium | FALSE | [9 empty] | 42081 |  |  | NotYetVerified | ES3V-UL-4M-40-WIDE-FP-HV | 3 | 23251 | 114 | 204 | 11 | 1 | 4023 | 82
P366QKJ3 | Flex Lighting Solutions | Flextronics | ES3V-AECC-AAH | Indoor Luminaires | High-Bay | High-Bay Luminaires for Commercial and Industrial Buildings | Premium | FALSE | [9 empty] | 42081 | Dimmable | Continuous Above 10 | NotYetVerified | ES3V-UL-4MS-40-WIDE-CA-HV | 3 | 12792 | 126 | 102 | 11 | 1 | 4023 | 82
PQBCK68E | Flex Lighting Solutions | Flextronics | ES3V-AECC-ABH | Indoor Luminaires | High-Bay | High-Bay Luminaires for Commercial and Industrial Buildings | Premium | FALSE | [9 empty] | 42081 |  |  | NotYetVerified | ES3V-UL-4MS-40-WIDE-FP-HV | 3 | 11625 | 114 | 102 | 11 | 1 | 4023 | 82
PJS9S1ST | Flex Lighting Solutions | Flextronics | ES3V-AACC-AAH | Indoor Luminaires | High-Bay | High-Bay Luminaires for Commercial and Industrial Buildings | Premium | FALSE | [9 empty] | 42081 |  |  | NotYetVerified | ES3V-UL-2M-40-WIDE-CA-HV | 3 | 12633 | 118 | 107 | 12 | 1 | 4022 | 82
P8PC7UZR | Flex Lighting Solutions | Flextronics | ES3V-AACC-ABH | Indoor Luminaires | High-Bay | High-Bay Luminaires for Commercial and Industrial Buildings | Premium | FALSE | [9 empty] | 42081 | Dimmable | Continuous Above 10 | NotYetVerified | ES3V-UL-2M-40-WIDE-FP-HV | 3 | 11849 | 117 | 101 | 12 | 1 | 4022 | 82
PA9XKBV5 | Flex Lighting Solutions | Flextronics | ES3V-ADCC-AAH | Indoor Luminaires | High-Bay | Low-Bay Luminaires for Commercial and Industrial Buildings | Premium | FALSE | [9 empty] | 42081 | Dimmable | Continuous Above 10 | NotYetVerified | ES3V-UL-2MS-40-WIDE-CA-HV | 3 | 6316 | 118 | 54 | 12 | 1 | 4022 | 82
PVCPTNYX | Flex Lighting Solutions | Flextronics | ES3V-ADCC-ABH | Indoor Luminaires | High-Bay | Low-Bay Luminaires for Commercial and Industrial Buildings | Premium | FALSE | [9 empty] | 42081 |  |  | NotYetVerified | ES3V-UL-2MS-40-WIDE-FP-HV | 3 | 5740 | 107 | 54 | 12 | 1 | 4022 | 82
PQGGN9KZ | Flex Lighting Solutions | Flextronics | ES3V-AACC-AAB | Indoor Luminaires | High-Bay | High-Bay Luminaires for Commercial and Industrial Buildings | Premium | FALSE | [9 empty] | 42081 |  |  | NotYetVerified | ES3V-UL-2M-40-WIDE-CA-LV | 3 | 12223 | 122 | 100 | 9 | 1 | 4022 | 82
P83Q64HR | Flex Lighting Solutions | Flextronics | ES3V-AACC-ABB | Indoor Luminaires | High-Bay | High-Bay Luminaires for Commercial and Industrial Buildings | Premium | FALSE | [9 empty] | 42081 | Dimmable | Continuous Above 10 | NotYetVerified | ES3V-UL-2M-40-WIDE-FP-LV | 3 | 11109 | 111 | 100 | 9 | 1 | 4022 | 82
PNDCYNS7 | Flex Lighting Solutions | Flextronics | ES3V-ADCC-AAB | Indoor Luminaires | High-Bay | Low-Bay Luminaires for Commercial and Industrial Buildings | Premium | FALSE | [9 empty] | 42081 |  |  | NotYetVerified | ES3V-UL-2MS-40-WIDE-CA-LV | 3 | 6112 | 122 | 50 | 9 | 1 | 4022 | 82
PR4AQMJA | Flex Lighting Solutions | Flextronics | ES3P-ADCC-AAH | Indoor Luminaires | High-Bay | Low-Bay Luminaires for Commercial and Industrial Buildings | Premium | FALSE | [9 empty] | 42081 |  |  | NotYetVerified | ES3P-UL-2MS-40-WIDE-CA-HV | 3 | 6210 | 133 | 47 | 13 | 1 | 4007 | 82
P1PP18NM | Flex Lighting Solutions | Flextronics | ES3P-ADCC-ABH | Indoor Luminaires | High-Bay | Low-Bay Luminaires for Commercial and Industrial Buildings | Premium | FALSE | [9 empty] | 42081 | Dimmable | Continuous Above 10 | NotYetVerified | ES3P-UL-2MS-40-WIDE-FP-HV | 3 | 5644 | 121 | 47 | 13 | 1 | 4007 | 82
PAZE93JQ | Flex Lighting Solutions | Flextronics | ES3P-ADCC-AAB | Indoor Luminaires | High-Bay | Low-Bay Luminaires for Commercial and Industrial Buildings | Premium | FALSE | [9 empty] | 42081 | Dimmable | Continuous Above 10 | NotYetVerified | ES3P-UL-2MS-40-WIDE-CA-LV | 3 | 6009 | 137 | 44 | 10 | 1 | 4007 | 82
PDP6NZDC | Flex Lighting Solutions | Flextronics | ES3P-ABCC-AAB | Indoor Luminaires | High-Bay | High-Bay Luminaires for Commercial and Industrial Buildings | Premium | FALSE | [9 empty] | 42081 | Dimmable | Continuous Above 10 | NotYetVerified | ES3P-UL-4M-40-WIDE-CA-LV | 3 | 24295 | 138 | 176 | 15 | 1 | 4004 | 82
PMKTK1RY | Flex Lighting Solutions | Flextronics | ES3P-ABCC-ABB | Indoor Luminaires | High-Bay | High-Bay Luminaires for Commercial and Industrial Buildings | Premium | FALSE | [9 empty] | 42081 |  |  | NotYetVerified | ES3P-UL-4M-40-WIDE-FP-LV | 3 | 22080 | 125 | 176 | 15 | 1 | 4004 | 82
PTVD1RVH | Flex Lighting Solutions | Flextronics | ES3P-AECC-AAB | Indoor Luminaires | High-Bay | High-Bay Luminaires for Commercial and Industrial Buildings | Premium | FALSE | [9 empty] | 42081 |  |  | NotYetVerified | ES3P-UL-4MS-40-WIDE-CA-LV | 3 | 12148 | 138 | 88 | 15 | 1 | 4004 | 82
PZ2QXQHH | Flex Lighting Solutions | Flextronics | ES3P-ABCC-AAH | Indoor Luminaires | High-Bay | High-Bay Luminaires for Commercial and Industrial Buildings | Premium | FALSE | [9 empty] | 42081 |  |  | NotYetVerified | ES3P-UL-4M-40-WIDE-CA-HV | 3 | 25154 | 142 | 178 | 12 | 1 | 4004 | 82
PQMFH8AB | Flex Lighting Solutions | Flextronics | ES3P-ABCC-ABH | Indoor Luminaires | High-Bay | High-Bay Luminaires for Commercial and Industrial Buildings | Premium | FALSE | [9 empty] | 42081 |  |  | NotYetVerified | ES3P-UL-4M-40-WIDE-FP-HV | 3 | 22860 | 129 | 178 | 12 | 1 | 4004 | 82
PQU2ZH52 | Flex Lighting Solutions | Flextronics | ES3P-AECC-AAH | Indoor Luminaires | High-Bay | High-Bay Luminaires for Commercial and Industrial Buildings | Premium | FALSE | [9 empty] | 42081 |  |  | NotYetVerified | ES3P-UL-4MS-40-WIDE-CA-HV | 3 | 12577 | 142 | 89 | 12 | 1 | 4004 | 82
PSHHVZHK | Flex Lighting Solutions | Flextronics | ES3P-AECC-ABH | Indoor Luminaires | High-Bay | High-Bay Luminaires for Commercial and Industrial Buildings | Premium | FALSE | [9 empty] | 42081 |  |  | NotYetVerified | ES3P-UL-4MS-40-WIDE-FP-HV | 3 | 11430 | 129 | 89 | 12 | 1 | 4004 | 82
PC1E1DBE | Flex Lighting Solutions | Flextronics | ES3P-ACCC-AAB | Indoor Luminaires | High-Bay | High-Bay Luminaires for Commercial and Industrial Buildings | Premium | FALSE | [9 empty] | 42081 | Dimmable | Continuous Above 10 | NotYetVerified | ES3P-UL-6M-40-WIDE-CA-LV | 3 | 36566 | 141 | 260 | 13 | 1 | 4002 | 82
PYUWFJ32 | Flex Lighting Solutions | Flextronics | ES3P-ACCC-ABB | Indoor Luminaires | High-Bay | High-Bay Luminaires for Commercial and Industrial Buildings | Premium | FALSE | [9 empty] | 42081 |  |  | NotYetVerified | ES3P-UL-6M-40-WIDE-FP-LV | 3 | 33232 | 128 | 260 | 13 | 1 | 4002 | 82
PM6F2M72 | Flex Lighting Solutions | Flextronics | ES3P-AFCC-AAB | Indoor Luminaires | High-Bay | High-Bay Luminaires for Commercial and Industrial Buildings | Premium | FALSE | [9 empty] | 42081 |  |  | NotYetVerified | ES3P-UL-6MS-40-WIDE-CA-LV | 3 | 18283 | 141 | 130 | 13 | 1 | 4002 | 82
P3AP71VK | Flex Lighting Solutions | Flextronics | ES3P-AFCC-ABB | Indoor Luminaires | High-Bay | High-Bay Luminaires for Commercial and Industrial Buildings | Premium | FALSE | [9 empty] | 42081 | Dimmable | Continuous Above 10 | NotYetVerified | ES3P-UL-6MS-40-WIDE-FP-LV | 3 | 16616 | 128 | 130 | 13 | 1 | 4002 | 82
P9DHN76U | Flex Lighting Solutions | Flextronics | ES3P-ACCC-AAH | Indoor Luminaires | High-Bay | High-Bay Luminaires for Commercial and Industrial Buildings | Premium | FALSE | [9 empty] | 42081 | Dimmable | Continuous Above 10 | NotYetVerified | ES3P-UL-6M-40-WIDE-CA-HV | 3 | 37257 | 145 | 257 | 10 | 1 | 4002 | 82
PTGUWNVV | Flex Lighting Solutions | Flextronics | ES3P-ACCC-ABH | Indoor Luminaires | High-Bay | High-Bay Luminaires for Commercial and Industrial Buildings | Premium | FALSE | [9 empty] | 42081 |  |  | NotYetVerified | ES3P-UL-6M-40-WIDE-FP-HV | 3 | 33860 | 132 | 257 | 10 | 1 | 4002 | 82
PMN1U1PS | Flex Lighting Solutions | Flextronics | ES3P-AFCC-AAH | Indoor Luminaires | High-Bay | High-Bay Luminaires for Commercial and Industrial Buildings | Premium | FALSE | [9 empty] | 42081 |  |  | NotYetVerified | ES3P-UL-6MS-40-WIDE-CA-HV | 3 | 18629 | 145 | 129 | 10 | 1 | 4002 | 82
PZUBYYVJ | Flex Lighting Solutions | Flextronics | ES3P-AFCC-ABH | Indoor Luminaires | High-Bay | High-Bay Luminaires for Commercial and Industrial Buildings | Premium | FALSE | [9 empty] | 42081 |  |  | NotYetVerified | ES3P-UL-6MS-40-WIDE-FP-HV | 3 | 16930 | 132 | 129 | 10 | 1 | 4002 | 82
P6VAYRNH | Flex Lighting Solutions | Flextronics | ES3P-AACC-AAH | Indoor Luminaires | High-Bay | High-Bay Luminaires for Commercial and Industrial Buildings | Premium | FALSE | [9 empty] | 42081 | Dimmable | Continuous Above 10 | NotYetVerified | ES3P-UL-2M-40-WIDE-CA-HV | 3 | 12421 | 133 | 93 | 13 | 1 | 4000 | 82
PH4U1MT7 | Flex Lighting Solutions | Flextronics | ES3P-AACC-ABH | Indoor Luminaires | High-Bay | High-Bay Luminaires for Commercial and Industrial Buildings | Premium | FALSE | [9 empty] | 42081 |  |  | NotYetVerified | ES3P-UL-2M-40-WIDE-FP-HV | 3 | 11650 | 132 | 88 | 13 | 1 | 4000 | 82
P977XYGB | Flex Lighting Solutions | Flextronics | ES3P-AACC-AAB | Indoor Luminaires | High-Bay | High-Bay Luminaires for Commercial and Industrial Buildings | Premium | FALSE | [9 empty] | 42081 | Dimmable | Continuous Above 10 | NotYetVerified | ES3P-UL-2M-40-WIDE-CA-LV | 3 | 12018 | 137 | 88 | 10 | 1 | 4000 | 82
PZS23YQ1 | Flex Lighting Solutions | Flextronics | ES3P-AACC-ABB | Indoor Luminaires | High-Bay | High-Bay Luminaires for Commercial and Industrial Buildings | Premium | FALSE | [9 empty] | 42081 |  |  | NotYetVerified | ES3P-UL-2M-40-WIDE-FP-LV | 3 | 10922 | 125 | 88 | 10 | 1 | 4000 | 82
PAV6PNQ7 | Delviro | Delviro Energy | VT4L-120-5K-H-CL-X-X-X-X | Indoor Luminaires | High-Bay | High-Bay Luminaires for Commercial and Industrial Buildings | Standard | TRUE | 16270 | 132.9 | 122.43 | 10.64 | 0.9735 | 5081 | 82.62 | 5 | 200000 | 42080 |  |  | NotYetVerified |  | 3 | 16270 | 132.9 | 122.43 | 9.64 | 0.9901 | 5081 | 82.6
PR87MVTF | Illumadyne Inc. | Coolbay | 2CB-UNV-110-M-5000 | Indoor Luminaires | High-Bay | High-Bay Luminaires for Commercial and Industrial Buildings | Standard | TRUE | 12440 | 107.9 | 115.28 | 12.81 | 0.9505 | 5067 | 83.16 | 5 | 50000 | 42080 |  |  | NotYetVerified |  | 3 | 12440 | 107.9 | 110 | 12.81 | 0.9505 | 5000 | 83.16
P7QK8FPP | Delviro | Delviro Energy | VT4L-160-4K-U-CL-X-X-X-X | Indoor Luminaires | High-Bay | High-Bay Luminaires for Commercial and Industrial Buildings | Standard | TRUE | 19632 | 122.5 | 160.19 | 13.25 | 0.9504 | 4102 | 83.95 | 5 | 200000 | 42080 |  |  | NotYetVerified |  | 3 | 19632 | 122.5 | 160.19 | 6.9 | 0.998 | 4102 | 84
PWFAW6HX | Delviro | Delviro Energy | VT4L-120-4K-U-CL-X-X-X-X | Indoor Luminaires | High-Bay | High-Bay Luminaires for Commercial and Industrial Buildings | Standard | TRUE | 15390 | 126.1 | 122.02 | 13.25 | 0.9504 | 4102 | 83.95 | 5 | 200000 | 42080 |  |  | NotYetVerified |  | 3 | 15390 | 126.1 | 122.02 | 6.9 | 0.9971 | 4102 | 84
P33UAB63 | De-Power Lighting & Electric Equipment Co.Ltd | DE-Power | GKL032-120N-40-B | Indoor Luminaires | High-Bay | High-Bay Luminaires for Commercial and Industrial Buildings | Standard | TRUE | 10973 | 89.12 | 123.1 | 15.25 | 0.9235 | 3916 | 84.9 | 5 | 35000 | 42080 |  |  | NotYetVerified |  | 3 | 10973 | 89.12 | 123.1 | 15.25 | 0.9235 | 4000 | 84.9
P9GBGH14 | Delviro | Delviro Energy | VT4L-160-5K-H-CL-X-X-X-X | Indoor Luminaires | High-Bay | High-Bay Luminaires for Commercial and Industrial Buildings | Standard | FALSE | [9 empty] | 42080 |  |  | NotYetVerified |  | 3 | 20681 | 129.1 | 160.19 | 9.64 | 0.9901 | 5081 | 82.6
PK6SHT4G | Delviro | Delviro Energy | VT4L-160-5K-U-CL-X-X-X-X | Indoor Luminaires | High-Bay | High-Bay Luminaires for Commercial and Industrial Buildings | Standard | FALSE | [9 empty] | 42080 |  |  | NotYetVerified |  | 3 | 20681 | 129.1 | 160.19 | 6.9 | 0.998 | 5081 | 82.6
P3BSJSDC | Delviro | Delviro Energy | VT4L-120-5K-U-CL-X-X-X-X | Indoor Luminaires | High-Bay | High-Bay Luminaires for Commercial and Industrial Buildings | Standard | FALSE | [9 empty] | 42080 |  |  | NotYetVerified |  | 3 | 16270 | 132.9 | 122.43 | 6.9 | 0.9971 | 5081 | 82.6
P57DXPCB | Delviro | Delviro Energy | VT4L-160-4K-H-CL-X-X-X-X | Indoor Luminaires | High-Bay | High-Bay Luminaires for Commercial and Industrial Buildings | Standard | FALSE | [9 empty] | 42080 |  |  | NotYetVerified |  | 3 | 19632 | 122.5 | 160.19 | 9.64 | 0.9901 | 4102 | 84
PMGD34GV | Delviro | Delviro Energy | VT4L-120-4K-H-CL-X-X-X-X | Indoor Luminaires | High-Bay | High-Bay Luminaires for Commercial and Industrial Buildings | Standard | FALSE | [9 empty] | 42080 |  |  | NotYetVerified |  | 3 | 15390 | 126.1 | 122.02 | 9.64 | 0.9901 | 4102 | 84
PPY2QTN6 | De-Power Lighting & Electric Equipment Co.Ltd | DE-Power | GKL032-120N-60-B | Indoor Luminaires | High-Bay | High-Bay Luminaires for Commercial and Industrial Buildings | Standard | FALSE | [9 empty] | 42080 | Not Dimmable | Not Dimmable | NotYetVerified |  | 3 | 12309 | 98.95 | 124.4 | 15.96 | 0.9285 | 5700 | 84.2
PP94U766 | De-Power Lighting & Electric Equipment Co.Ltd | DE-Power | GKL032-120N-60-W | Indoor Luminaires | High-Bay | High-Bay Luminaires for Commercial and Industrial Buildings | Standard | FALSE | [9 empty] | 42080 | Not Dimmable | Not Dimmable | NotYetVerified |  | 3 | 12309 | 98.95 | 124.4 | 15.96 | 0.9285 | 5700 | 84.2
PG4BHRW4 | De-Power Lighting & Electric Equipment Co.Ltd | DE-Power | GKL032-120N-40-W | Indoor Luminaires | High-Bay | High-Bay Luminaires for Commercial and Industrial Buildings | Standard | FALSE | [9 empty] | 42080 | Not Dimmable | Not Dimmable | NotYetVerified |  | 3 | 10973 | 89.12 | 123.1 | 15.25 | 0.9235 | 4000 | 84.9
PW5TCDGW | E-Lite Semiconductor Inc. | E-LITE | EO-LN-50 | Indoor Luminaires | High-Bay | Low-Bay Luminaires for Commercial and Industrial Buildings | Standard | TRUE | 5237.31 | 103.3 | 50.7 | 16.55 | 0.901 | 5292 | 85.7 | 5 | 50000 | 42079 |  |  | NotYetVerified |  | 3 | 5000 | 100 | 50 | 15 | 0.95 | 5000 | 80
PKZ9YTT2 | E-Lite Semiconductor Inc. | E-LITE | EO-LN-50T | Indoor Luminaires | High-Bay | Low-Bay Luminaires for Commercial and Industrial Buildings | Standard | FALSE | [9 empty] | 42079 |  |  | NotYetVerified |  | 3 | 5250 | 105 | 50 | 15 | 0.95 | 5000 | 80
P87NQSTS | Zhongshan Luxmode Industrial Co. LTD | Luxmode | LHB12(4000K) | Indoor Luminaires | High-Bay | High-Bay Luminaires for Commercial and Industrial Buildings | Standard | TRUE | 10836.9 | 95.24 | 113.78 | 7.71 | 0.979 | 3866 | 83.6 | 5 | 50000 | 42076 |  |  | NotYetVerified |  | 3 | 11550 | 105 | 110 | 20 | 0.9 | 4000 | 80
PJR13Z8Q | Mobern Lighting Co | Mobern Lighting | LHBI-LED110MV40K | Indoor Luminaires | High-Bay | High-Bay Luminaires for Commercial and Industrial Buildings | Standard | TRUE | 10836.9 | 95.24 | 113.78 | 7.71 | 0.979 | 3866 | 83.6 | 5 | 50000 | 42076 |  |  | NotYetVerified |  | 3 | 11550 | 105 | 110 | 20 | 0.9 | 4000 | 80
PNWVUHKA | Nulite Lighting | Nulite Lighting INTHB LED | INTHB-20L50-UNV-DIM-X-X | Indoor Luminaires | High-Bay | High-Bay Luminaires for Commercial and Industrial Buildings | Standard | TRUE | 20716 | 98.5 | 210.7 | 14.8 | 0.966 | 4997 | 83 | 5 | 50000 | 42076 |  |  | NotYetVerified |  | 3 | 20000 | 100.6036 | 198.8 |  |  | 5000
P9GB4M73 | E-Lite Semiconductor Inc. | E-LITE | EO-LN-200 | Indoor Luminaires | High-Bay | High-Bay Luminaires for Commercial and Industrial Buildings | Standard | TRUE | 19537 | 108.85 | 179.1 | 7.27 | 0.96 | 5308 | 85.4 | 5 | 50000 | 42076 |  |  | NotYetVerified |  | 3 | 19537.85 | 108.85 | 179.5 | 4.52 | 0.998 | 5308 | 85
P5VKARE6 | E-Lite Semiconductor Inc. | E-LITE | EO-LN-150 | Indoor Luminaires | High-Bay | High-Bay Luminaires for Commercial and Industrial Buildings | Standard | TRUE | 15156.97 | 104.89 | 144.5 | 5.08 | 0.952 | 5304 | 84.7 | 5 | 50000 | 42076 |  |  | NotYetVerified |  | 3 | 15156.97 | 104.89 | 144.5 | 4.47 | 0.996 | 5304 | 85
P1HBTNSZ | LiLEDs (Shanghai) Company | LiLEDs | LiLEDsHB031213050A-N | Indoor Luminaires | High-Bay | High-Bay Luminaires for Commercial and Industrial Buildings | Standard | TRUE | 14613 | 111.81 | 130.7 | 11.89 | 0.9488 | 5211 | 83.6 | 5 | 50000 | 42076 |  |  | NotYetVerified |  | 3 | 14000 | 106 | 131 | 15 | 0.9 | 5000 | 80
PUXXVCR6 | Etlin-Daniels | ETLIN-DANIELS | HBA-150U5N | Indoor Luminaires | High-Bay | High-Bay Luminaires for Commercial and Industrial Buildings | Standard | TRUE | 17305.76 | 117.52 | 147.26 | 11.28 | 0.948 | 5204 | 73.4 | 5 | 50000 | 42076 |  |  | NotYetVerified |  | 3 | 17200 | 115 | 150 | 15 | 0.93 | 5000 | 70
PJH3QTKD | E-Lite Semiconductor Inc. | E-LITE | EO-LN-100 | Indoor Luminaires | High-Bay | High-Bay Luminaires for Commercial and Industrial Buildings | Standard | TRUE | 10710.49 | 107.21 | 99.25 | 10.57 | 0.925 | 5302 | 85.3 | 5 | 50000 | 42076 |  |  | NotYetVerified |  | 3 | 10710.49 | 107.21 | 99.9 | 5.61 | 0.995 | 5302 | 85
PJYBFAYX | E-Lite Semiconductor Inc. | E-LITE | EO-LC-200 | Indoor Luminaires | High-Bay | High-Bay Luminaires for Commercial and Industrial Buildings | Standard | TRUE | 19180.18 | 104.35 | 186.1 | 7.92 | 0.921 | 5294 | 84.4 | 5 | 50000 | 42076 |  |  | NotYetVerified |  | 3 | 19180.18 | 104.35 | 183.8 | 5.21 | 0.997 | 5294 | 84
P1GVKCA1 | ATG Electronics Corp. | ATG Electronics | CPPG90-LB40K | Indoor Luminaires | High-Bay | Low-Bay Luminaires for Commercial and Industrial Buildings | Standard | TRUE | 7213.894 | 85.271 | 84.6 | 20 | 0.897 | 4120 | 84.8 | 5 | 60000 | 42076 |  |  | NotYetVerified |  | 3 | 7500 | 85 | 90 | 20 | 0.9 | 4000 | 85
PAZURW9S | Zhongshan Luxmode Industrial Co. LTD | Luxmode | LHB12(5000K) | Indoor Luminaires | High-Bay | High-Bay Luminaires for Commercial and Industrial Buildings | Standard | FALSE | [9 empty] | 42076 |  |  | NotYetVerified |  | 3 | 11550 | 105 | 110 | 20 | 0.9 | 5000 | 80
PGHFRP3R | Mobern Lighting Co | Mobern Lighting | LHBI-LED110MV50K | Indoor Luminaires | High-Bay | High-Bay Luminaires for Commercial and Industrial Buildings | Standard | FALSE | [9 empty] | 42076 |  |  | NotYetVerified |  | 3 | 11550 | 105 | 110 | 20 | 0.9 | 5000 | 80
P8H7QXX8 | LiLEDs (Shanghai) Company | LiLEDs | LiLEDsHB031213050A-D | Indoor Luminaires | High-Bay | High-Bay Luminaires for Commercial and Industrial Buildings | Standard | FALSE | [9 empty] | 42076 |  |  | NotYetVerified |  | 3 | 14000 | 106 | 131 | 15 | 0.9 | 5000 | 80
P5BXP5BR | E-Lite Semiconductor Inc. | E-LITE | EO-LN-100T | Indoor Luminaires | High-Bay | High-Bay Luminaires for Commercial and Industrial Buildings | Standard | FALSE | [9 empty] | 42076 |  |  | NotYetVerified |  | 3 | 10500 | 105 | 100 | 5.61 | 0.995 | 5000 | 85
P6M66GSC | E-Lite Semiconductor Inc. | E-LITE | EO-LN-200T | Indoor Luminaires | High-Bay | High-Bay Luminaires for Commercial and Industrial Buildings | Standard | FALSE | [9 empty] | 42076 |  |  | NotYetVerified |  | 3 | 19000 | 105 | 180 | 4.52 | 0.998 | 5000 | 85
PEXYHW83 | E-Lite Semiconductor Inc. | E-LITE | EO-LN-150T | Indoor Luminaires | High-Bay | High-Bay Luminaires for Commercial and Industrial Buildings | Standard | FALSE | [9 empty] | 42076 |  |  | NotYetVerified |  | 3 | 15750 | 105 | 150 | 4.47 | 0.996 | 5000 | 85
P213CFU4 | E-Lite Semiconductor Inc. | E-LITE | EO-LC-200T | Indoor Luminaires | High-Bay | High-Bay Luminaires for Commercial and Industrial Buildings | Standard | FALSE | [9 empty] | 42076 |  |  | NotYetVerified |  | 3 | 19000 | 95 | 200 | 5.21 | 0.997 | 5000 | 84
PWY24S2S | ATG Electronics Corp. | ATG Electronics | CPPG90-LB50K | Indoor Luminaires | High-Bay | Low-Bay Luminaires for Commercial and Industrial Buildings | Standard | FALSE | [9 empty] | 42076 | Dimmable | Continuous Below 10 | NotYetVerified |  | 3 | 7500 | 85 | 90 | 20 | 0.9 | 5000 | 85
P7JU875T | Trans-Lux Energy Corporation | TL Energy | TL-MD-50 | Indoor Luminaires | High-Bay | Low-Bay Luminaires for Commercial and Industrial Buildings | Standard | TRUE | 5591 | 89.6 | 62.4 | 16.53 | 0.9794 | 4935 | 70.6 | 5 | 50000 | 42075 |  |  | NotYetVerified |  | 3 | 5500 | 82 |  |  | 0.95 | 5000 | 70
PZPENC61 | Meteor Lighting - ILOS Corporation | Meteor Lighting | CS85-30K-U-V-40-X-SU [ST2 or ST4 options ONLY] | Indoor Luminaires | High-Bay | Low-Bay Luminaires for Commercial and Industrial Buildings | Standard | TRUE | 7255.36 | 78.92 | 91.93 | 12.64 | 0.974 | 3972 | 87.2 | 5 | 60000 | 42075 |  |  | NotYetVerified |  | 3 | 8260 | 97 | 85 |  |  | 4000 | 85
PJYW45EJ | Trans-Lux Energy Corporation | TL Energy | TL-MD-200 | Indoor Luminaires | High-Bay | High-Bay Luminaires for Commercial and Industrial Buildings | Standard | TRUE | 17391 | 83.64 | 207.9 | 10.34 | 0.97 | 5386 | 75.2 | 5 | 50000 | 42075 |  |  | NotYetVerified |  | 3 | 17300 | 82 | 15 |  | 0.95 | 5000 | 70
P5T7R5TM | Trans-Lux Energy Corporation | TL Energy | TL-MD-120 | Indoor Luminaires | High-Bay | High-Bay Luminaires for Commercial and Industrial Buildings | Standard | TRUE | 11427 | 86.14 | 132.7 | 14.77 | 0.96 | 5347 | 72.4 | 5 | 50000 | 42075 |  |  | NotYetVerified |  | 3 | 11400 | 90 | 110 |  | 0.95 | 5000 | 70
PKSKVKS7 | Trans-Lux Energy Corporation | TL Energy | TL-MD-300 | Indoor Luminaires | High-Bay | High-Bay Luminaires for Commercial and Industrial Buildings | Standard | TRUE | 25817 | 82.21 | 314 | 15.51 | 0.9529 | 5110 | 72.6 | 5 | 50000 | 42075 |  |  | NotYetVerified |  | 3 | 25800 | 85 | 307 |  | 0.95 | 5000 | 70
PK2YJ3Y2 | Trans-Lux Energy Corporation | TL Energy | TL-MD-450 | Indoor Luminaires | High-Bay | High-Bay Luminaires for Commercial and Industrial Buildings | Standard | TRUE | 43057 | 92.34 | 466.3 | 13.08 | 0.9515 | 5406 | 72.4 | 5 | 50000 | 42075 |  |  | NotYetVerified |  | 3 | 43000 | 82 | 460 |  | 0.95 | 5000 | 70
PXM1AS1G | Trans-Lux Energy Corporation | TL Energy | TL-MD-150 | Indoor Luminaires | High-Bay | High-Bay Luminaires for Commercial and Industrial Buildings | Standard | TRUE | 13483 | 89.22 | 151.1 | 12.71 | 0.9496 | 5399 | 72.8 | 5 | 50000 | 42075 |  |  | NotYetVerified |  | 3 | 13400 | 82 | 154 |  | 0.95 | 5000 | 70
P3Y5WXJM | Trans-Lux Energy Corporation | TL Energy | TL-EB-100 | Indoor Luminaires | High-Bay | High-Bay Luminaires for Commercial and Industrial Buildings | Standard | TRUE | 10527 | 107.21 | 98.19 | 10.23 | 0.9382 | 5115 | 83.9 | 5 | 50000 | 42075 |  |  | NotYetVerified | Qualified with 120Â° reflector only | 3 | 10527 | 107.21 | 98.19 | 10.23 | 0.9382 | 5000 | 83.9
PXWJSGTC | Shinetoo Lighting LLC/ Shanghai Shinetoo Lighting Co. LTD | Shinetoo | ST-HBL-400AAA-AL90 | Indoor Luminaires | High-Bay | High-Bay Luminaires for Commercial and Industrial Buildings | Standard | TRUE | 38080 | 92.5 | 411.9 | 10.4 | 0.933 | 4867 | 74.8 | 5 | 50000 | 42075 |  |  | NotYetVerified |  | 3 | 38080 | 92.5 | 411.9 | 10.4 | 0.933 | 4867 | 74.8
PRS4PZ34 | Trans-Lux Energy Corporation | TL Energy | TL-EB-100HV | Indoor Luminaires | High-Bay | High-Bay Luminaires for Commercial and Industrial Buildings | Standard | TRUE | 10185 | 105.54 | 96.51 | 13.75 | 0.921 | 5139 | 84 | 5 | 50000 | 42075 |  |  | NotYetVerified | Qualified with 120Â° reflector only | 3 | 10185.4 | 105.54 | 96.51 | 13.75 | 0.921 | 5000 | 84
PWJB5QVV | Trans-Lux Energy Corporation | TL Energy | TL-EB-200HV | Indoor Luminaires | High-Bay | High-Bay Luminaires for Commercial and Industrial Buildings | Standard | TRUE | 20313 | 105.29 | 199.9 | 13.65 | 0.9198 | 5125 | 84.1 | 5 | 50000 | 42075 |  |  | NotYetVerified | Qualified with 120Â° reflector only | 3 | 20313 | 105.29 | 199.9 | 13.65 | 0.9198 | 5000 | 84.1
PFGMCDSM | Trans-Lux Energy Corporation | TL Energy | TL-EB-200 | Indoor Luminaires | High-Bay | High-Bay Luminaires for Commercial and Industrial Buildings | Standard | TRUE | 21207 | 104.92 | 202.1 | 16.06 | 0.9167 | 5149 | 84.1 | 5 | 50000 | 42075 |  |  | NotYetVerified | Qualified with 120Â° reflector only | 3 | 21207 | 104.92 | 202.1 | 16.06 | 0.9167 | 5000 | 84.1
PTU3UZPH | Trans-Lux Energy Corporation | TL Energy | TL-EB-150 | Indoor Luminaires | High-Bay | High-Bay Luminaires for Commercial and Industrial Buildings | Standard | TRUE | 15826.2 | 106.34 | 148.8 | 10.56 | 0.9136 | 5146 | 84 | 5 | 50000 | 42075 |  |  | NotYetVerified | Qualified with 120Â° reflector only | 3 | 15826 | 106.64 | 148.8 | 10.56 | 0.9136 | 5000 | 84
PWQGA4QG | Trans-Lux Energy Corporation | TL Energy | TL-EB-150HV | Indoor Luminaires | High-Bay | High-Bay Luminaires for Commercial and Industrial Buildings | Standard | TRUE | 15302 | 105.5 | 145 | 11.68 | 0.9108 | 5122 | 84 | 5 | 50000 | 42075 |  |  | NotYetVerified | Qualified with 120Â° reflector only | 3 | 15302 | 105.5 | 145 | 11.68 | 0.9108 | 5000 | 84
P7F564VD | Shinetoo Lighting LLC/ Shanghai Shinetoo Lighting Co. LTD | Shinetoo | ST-HBL-400AAA-AL120 | Indoor Luminaires | High-Bay | High-Bay Luminaires for Commercial and Industrial Buildings | Standard | FALSE | [9 empty] | 42075 |  |  | NotYetVerified |  | 3 | 40669.44 | 98.73 | 411.9 | 10.4 | 0.933 | 4867 | 74.8
PMR9ZZR2 | Shinetoo Lighting LLC/ Shanghai Shinetoo Lighting Co. LTD | Shinetoo | ST-HBL-400AAA-PC90 | Indoor Luminaires | High-Bay | High-Bay Luminaires for Commercial and Industrial Buildings | Standard | FALSE | [9 empty] | 42075 |  |  | NotYetVerified |  | 3 | 38536.96 | 93.56 | 411.9 | 10.4 | 0.933 | 4867 | 74.8
PX2FB6AX | Lumax Lighting | Lumax Lighting | EHLED160L4K48-9 | Indoor Luminaires | High-Bay | High-Bay Luminaires for Commercial and Industrial Buildings | Standard | TRUE | 16800 | 112.5 | 149.77 | 8.32 | 0.9758 | 4102 | 84.38 | 5 | 50000 | 42074 |  |  | NotYetVerified | Updated 1/20/2017 | 3 | 16000 | 112.5 | 149 | 8.32 | 0.9758 | 4102 | 84.38
P88KR19F | New Horizon Lighting | LED Wide Vapor Tight | NHL-LWVT-180W-30K-LED | Indoor Luminaires | High-Bay | High-Bay Luminaires for Commercial and Industrial Buildings | Standard | TRUE | 18227 | 101.5 | 179.43 | 12.086 | 0.967 | 3066 | 83.3 | 5 |  | 42074 |  |  | NotYetVerified |  | 3 | 18200 | 101 | 180 | 20 | 0.9 | 3000 | 82
P1U6H6JP | ICEPIPE Corporation | ICEPIPE | CH2000-80W-HPE-5700K | Indoor Luminaires | High-Bay | Low-Bay Luminaires for Commercial and Industrial Buildings | Standard | TRUE | 8944 | 108.1 | 82.77 | 14.74 | 0.926 | 5310 | 84.3 | 5 | 50000 | 42074 |  |  | NotYetVerified |  | 3 | 8160 | 102 | 80 | 14.74 | 0.926 | 5700 | 84.3
P3NUCF99 | New Horizon Lighting | LED Wide Vapor Tight | NHL-LWVT-180W-50K-LED | Indoor Luminaires | High-Bay | High-Bay Luminaires for Commercial and Industrial Buildings | Standard | FALSE | [9 empty] | 42074 |  |  | NotYetVerified |  | 3 | 21000 | 116 | 180 | 20 | 0.9 | 5000 | 82
PS25BNK7 | New Horizon Lighting | LED Wide Vapor Tight | NHL-LWVT-180W-40K-LED | Indoor Luminaires | High-Bay | High-Bay Luminaires for Commercial and Industrial Buildings | Standard | FALSE | [9 empty] | 42074 |  |  | NotYetVerified |  | 3 | 20000 | 111 | 180 | 20 | 0.9 | 4000 | 82
PUV3KTP2 | New Horizon Lighting | LED Wide Vapor Tight | NHL-LWVT-180W-35K-LED | Indoor Luminaires | High-Bay | High-Bay Luminaires for Commercial and Industrial Buildings | Standard | FALSE | [9 empty] | 42074 |  |  | NotYetVerified |  | 3 | 19100 | 106 | 180 | 20 | 0.9 | 3500 | 82
PE6DFS4KB | Amagine Lighting LLC | Apollo Series | Apollo200 [120V ONLY] | Indoor Luminaires | High-Bay | High-Bay Luminaires for Commercial and Industrial Buildings | Standard | TRUE | 13670 | 108.1 | 126.5 | 10.26 | 0.989 | 5001 | 73.47 | 5 | 35000 | 42073 |  |  | NotYetVerified | 120° beam angle only | 3 | 13670 |  | 126 |  |  | 5000 | 80
P3MARPQ4 | Guangdong Mason Technologies Co. Ltd. | masonled | MS-SP-300W-040 | Indoor Luminaires | High-Bay | High-Bay Luminaires for Commercial and Industrial Buildings | Standard | TRUE | 30891.5 | 102.3 | 302 | 7.46 | 0.957 | 5182 | 84.4 | 5 | 50000 | 42073 |  |  | NotYetVerified |  | 3 | 30891.5 | 102.3 | 300 | 20 | 0.9 | 5300 | 70
PVX11BYH | UNIVERSELITE CO.LTD. | UVL | LEDGC120W004(3000K) | Indoor Luminaires | High-Bay | High-Bay Luminaires for Commercial and Industrial Buildings | Standard | TRUE | 11332 | 92.82 | 122.1 | 18.88 | 0.9351 | 3116 | 70.2 | 5 | 50000 | 42072 |  |  | NotYetVerified |  | 3 | 11332 | 92.82 | 122.1 | 18.88 | 0.9351 | 3000 | 70.2
PHZBP33V | UNIVERSELITE CO.LTD. | UVL | LEDGC100W004(3000K) | Indoor Luminaires | High-Bay | High-Bay Luminaires for Commercial and Industrial Buildings | Standard | TRUE | 9190.8 | 92.1 | 99.79 | 18.96 | 0.9329 | 3074 | 69.8 | 5 | 50000 | 42072 |  |  | NotYetVerified |  | 3 | 9190.8 | 92.1 | 99.79 | 18.96 | 0.9329 | 3000 | 69.8
PZSHM933 | UNIVERSELITE CO.LTD. | UVL | LEDGC80W004(3000K) | Indoor Luminaires | High-Bay | Low-Bay Luminaires for Commercial and Industrial Buildings | Standard | TRUE | 6909.9 | 89.23 | 77.44 | 12.7 | 0.9317 | 3076 | 69.8 | 5 | 50000 | 42072 |  |  | NotYetVerified |  | 3 | 6909.9 | 89.23 | 77.44 | 12.7 | 0.9317 | 3000 | 69.8
PMRBGH9S | UNIVERSELITE CO.LTD. | UVL | LEDGC150W004(3000K) | Indoor Luminaires | High-Bay | High-Bay Luminaires for Commercial and Industrial Buildings | Standard | TRUE | 13337 | 89.41 | 149.2 | 12.31 | 0.9303 | 3116 | 70.3 | 5 | 50000 | 42072 |  |  | NotYetVerified |  | 3 | 13337 | 89.41 | 149.2 | 12.31 | 0.9303 | 3000 | 70.3
PWQCW4RG | AZZ Lighting Systems | Rig-A-Lite | SAFR09L2ULC[P P1 C C1 K K1]XX | Indoor Luminaires | High-Bay | Low-Bay Luminaires for Commercial and Industrial Buildings | Standard | TRUE | 6796.01 | 103 | 65.96 | 14 | 0.92 | 4755 | 74 | 5 | 35000 | 42072 |  |  | NotYetVerified |  | 3 | 6796.01 | 103 | 65.96 | 14 | 0.99 | 4755 | 74
P17MSWNZ | AZZ Lighting Systems | Rig-A-Lite | SAFJ06L2ULC[P P1 C C1]XX | Indoor Luminaires | High-Bay | Low-Bay Luminaires for Commercial and Industrial Buildings | Standard | TRUE | 4806.09 | 99 | 48.32 | 16 | 0.89 | 4785 | 74 | 5 | 35000 | 42072 |  |  | NotYetVerified |  | 3 | 4806.09 | 99 | 48.32 | 16 | 0.99 | 4785 | 74
P9UMAKW3 | AZZ Lighting Systems | Rig-A-Lite | SAFR11L2ULC[P P1 C C1 K K1]XX | Indoor Luminaires | High-Bay | Low-Bay Luminaires for Commercial and Industrial Buildings | Standard | FALSE | [9 empty] | 42072 | Dimmable | Continuous Above 10 | NotYetVerified |  | 3 | 9570.48 | 104 | 92 | 11 | 0.99 | 4798 | 75
PQDCYMXT | UNIVERSELITE CO.LTD. | UVL | LEDGC80W004(5700K) | Indoor Luminaires | High-Bay | Low-Bay Luminaires for Commercial and Industrial Buildings | Standard | FALSE | [9 empty] | 42072 | Not Dimmable | Not Dimmable | NotYetVerified |  | 3 | 7318.9 | 92.77 | 78.9 | 12.76 | 0.9278 | 5700 | 77.6
PS251SAM | UNIVERSELITE CO.LTD. | UVL | LEDGC150W004(5700K) | Indoor Luminaires | High-Bay | High-Bay Luminaires for Commercial and Industrial Buildings | Standard | FALSE | [9 empty] | 42072 | Not Dimmable | Not Dimmable | NotYetVerified |  | 3 | 13522 | 92.74 | 145.8 | 12.56 | 0.9265 | 5700 | 77.5
P5HPUDBK | UNIVERSELITE CO.LTD. | UVL | LEDGC120W004(5700K) | Indoor Luminaires | High-Bay | High-Bay Luminaires for Commercial and Industrial Buildings | Standard | FALSE | [9 empty] | 42072 | Not Dimmable | Not Dimmable | NotYetVerified |  | 3 | 11752 | 97.47 | 120.6 | 17.13 | 0.9291 | 5700 | 76.4
P697G4JR | UNIVERSELITE CO.LTD. | UVL | LEDGC100W004(5700K) | Indoor Luminaires | High-Bay | High-Bay Luminaires for Commercial and Industrial Buildings | Standard | FALSE | [9 empty] | 42072 | Not Dimmable | Not Dimmable | NotYetVerified |  | 3 | 9932.9 | 98.92 | 100.4 | 17.29 | 0.9331 | 5700 | 73.3
PBKKUFC7 | UNIVERSELITE CO.LTD. | UVL | LEDGC150W004(5000K) | Indoor Luminaires | High-Bay | High-Bay Luminaires for Commercial and Industrial Buildings | Standard | FALSE | [9 empty] | 42072 | Not Dimmable | Not Dimmable | NotYetVerified |  | 3 | 13337 | 89.41 | 149.2 | 12.31 | 0.9303 | 5000 | 70.3
PUYTMQ4V | UNIVERSELITE CO.LTD. | UVL | LEDGC120W004(5000K) | Indoor Luminaires | High-Bay | High-Bay Luminaires for Commercial and Industrial Buildings | Standard | FALSE | [9 empty] | 42072 | Not Dimmable | Not Dimmable | NotYetVerified |  | 3 | 11332 | 92.82 | 122.1 | 18.88 | 0.9351 | 5000 | 70.2
P34Y3KYT | UNIVERSELITE CO.LTD. | UVL | LEDGC100W004(5000K) | Indoor Luminaires | High-Bay | High-Bay Luminaires for Commercial and Industrial Buildings | Standard | FALSE | [9 empty] | 42072 | Not Dimmable | Not Dimmable | NotYetVerified |  | 3 | 9190.8 | 92.1 | 99.79 | 18.96 | 0.9329 | 5000 | 69.8
PYR8HAWB | UNIVERSELITE CO.LTD. | UVL | LEDGC80W004(5000K) | Indoor Luminaires | High-Bay | Low-Bay Luminaires for Commercial and Industrial Buildings | Standard | FALSE | [9 empty] | 42072 | Not Dimmable | Not Dimmable | NotYetVerified |  | 3 | 6909.9 | 89.23 | 77.44 | 12.7 | 0.9317 | 5000 | 69.8
P4RMFU5R | UNIVERSELITE CO.LTD. | UVL | LEDGC150W004(4500K) | Indoor Luminaires | High-Bay | High-Bay Luminaires for Commercial and Industrial Buildings | Standard | FALSE | [9 empty] | 42072 | Not Dimmable | Not Dimmable | NotYetVerified |  | 3 | 13337 | 89.41 | 149.2 | 12.31 | 0.9303 | 4500 | 70.3
PAJGTUXR | UNIVERSELITE CO.LTD. | UVL | LEDGC120W004(4500K) | Indoor Luminaires | High-Bay | High-Bay Luminaires for Commercial and Industrial Buildings | Standard | FALSE | [9 empty] | 42072 | Not Dimmable | Not Dimmable | NotYetVerified |  | 3 | 11332 | 92.82 | 122.1 | 18.88 | 0.9351 | 4500 | 70.2
PPCNPAD3 | UNIVERSELITE CO.LTD. | UVL | LEDGC100W004(4500K) | Indoor Luminaires | High-Bay | High-Bay Luminaires for Commercial and Industrial Buildings | Standard | FALSE | [9 empty] | 42072 | Not Dimmable | Not Dimmable | NotYetVerified |  | 3 | 9190.8 | 92.1 | 99.79 | 18.96 | 0.9329 | 4500 | 69.8
P6HNAR2T | UNIVERSELITE CO.LTD. | UVL | LEDGC80W004(4500K) | Indoor Luminaires | High-Bay | Low-Bay Luminaires for Commercial and Industrial Buildings | Standard | FALSE | [9 empty] | 42072 | Not Dimmable | Not Dimmable | NotYetVerified |  | 3 | 6909.9 | 89.23 | 77.44 | 12.7 | 0.9317 | 4500 | 69.8
PQ6UNZK4 | UNIVERSELITE CO.LTD. | UVL | LEDGC150W004(4000K) | Indoor Luminaires | High-Bay | High-Bay Luminaires for Commercial and Industrial Buildings | Standard | FALSE | [9 empty] | 42072 | Not Dimmable | Not Dimmable | NotYetVerified |  | 3 | 13337 | 89.41 | 149.2 | 12.31 | 0.9303 | 4000 | 70.3
PPJ8FBDK | UNIVERSELITE CO.LTD. | UVL | LEDGC120W004(4000K) | Indoor Luminaires | High-Bay | High-Bay Luminaires for Commercial and Industrial Buildings | Standard | FALSE | [9 empty] | 42072 | Not Dimmable | Not Dimmable | NotYetVerified |  | 3 | 11332 | 92.82 | 122.1 | 18.88 | 0.9351 | 4000 | 70.2
PFVF8ZMV | UNIVERSELITE CO.LTD. | UVL | LEDGC100W004(4000K) | Indoor Luminaires | High-Bay | High-Bay Luminaires for Commercial and Industrial Buildings | Standard | FALSE | [9 empty] | 42072 | Not Dimmable | Not Dimmable | NotYetVerified |  | 3 | 9190.8 | 92.1 | 99.79 | 18.96 | 0.9329 | 4000 | 69.8
PR7WT95Z | UNIVERSELITE CO.LTD. | UVL | LEDGC80W004(4000K) | Indoor Luminaires | High-Bay | Low-Bay Luminaires for Commercial and Industrial Buildings | Standard | FALSE | [9 empty] | 42072 | Not Dimmable | Not Dimmable | NotYetVerified |  | 3 | 6909.9 | 89.23 | 77.44 | 12.7 | 0.9317 | 4000 | 69.8
PZFBCJUB | UNIVERSELITE CO.LTD. | UVL | LEDGC150W004(3500K) | Indoor Luminaires | High-Bay | High-Bay Luminaires for Commercial and Industrial Buildings | Standard | FALSE | [9 empty] | 42072 | Not Dimmable | Not Dimmable | NotYetVerified |  | 3 | 13337 | 89.41 | 149.2 | 12.31 | 0.9303 | 3500 | 70.3
PK7QFS2B | UNIVERSELITE CO.LTD. | UVL | LEDGC120W004(3500K) | Indoor Luminaires | High-Bay | High-Bay Luminaires for Commercial and Industrial Buildings | Standard | FALSE | [9 empty] | 42072 | Not Dimmable | Not Dimmable | NotYetVerified |  | 3 | 11332 | 92.82 | 122.1 | 18.88 | 0.9351 | 3500 | 70.2
PS9F1QJJ | UNIVERSELITE CO.LTD. | UVL | LEDGC100W004(3500K) | Indoor Luminaires | High-Bay | High-Bay Luminaires for Commercial and Industrial Buildings | Standard | FALSE | [9 empty] | 42072 | Not Dimmable | Not Dimmable | NotYetVerified |  | 3 | 9190.8 | 92.1 | 99.79 | 18.96 | 0.9329 | 3500 | 69.8
PJXRQJ64 | UNIVERSELITE CO.LTD. | UVL | LEDGC80W004(3500K) | Indoor Luminaires | High-Bay | Low-Bay Luminaires for Commercial and Industrial Buildings | Standard | FALSE | [9 empty] | 42072 | Not Dimmable | Not Dimmable | NotYetVerified |  | 3 | 6909.9 | 89.23 | 77.44 | 12.7 | 0.9317 | 3500 | 69.8
PPP82TJ8 | G&G LED LLC | WPX Series | WPX8-80L-50K | Indoor Luminaires | High-Bay | Low-Bay Luminaires for Commercial and Industrial Buildings | Standard | TRUE | 7915 | 112 | 70.52 | 9.14 | 0.992 | 5071 | 83.8 | 5 | 50000 | 42069 |  |  | NotYetVerified |  | 3 | 8000 | 100 | 80 | 20 | 0.9 | 5000 | 80
PV73WCCT | Dialight | Vigilant 60K | H6XGNC94N-xxxx | Indoor Luminaires | High-Bay | High-Bay Luminaires for Commercial and Industrial Buildings | Standard | TRUE | 61580 | 120.3 | 512.5 | 5.37 | 0.986 | 4901 | 75.9 | 10 | 100000 | 42069 |  |  | NotYetVerified | Updated 9/21/2016 | 3 | 61659 | 124 | 512.5 | 5.37 | 0.986 | 5000 | 75.9
P74ASZH4 | Dialight | Vigilant 60K | H6XGNN44N-xxxx | Indoor Luminaires | High-Bay | High-Bay Luminaires for Commercial and Industrial Buildings | Standard | TRUE | 60570 | 125 | 483.7 | 8.91 | 0.971 | 3804 | 74.1 | 10 | 100000 | 42069 |  |  | NotYetVerified | Updated 9/21/2016 | 3 | 60570 | 125 | 483.7 | 8.9 | 0.971 | 4000 | 74.1
P7AB7DXK | Dialight | Vigilant 60K | H6XGNC44N-xxxx | Indoor Luminaires | High-Bay | High-Bay Luminaires for Commercial and Industrial Buildings | Standard | FALSE | [9 empty] | 42069 |  |  | NotYetVerified | Updated 9/21/2016 | 3 | 61540 | 124 | 495 | 5.25 | 0.973 | 5000 | 76.5
P48YTTRK | Dialight | Vigilant 60K | H6XGNC44D-xxxx | Indoor Luminaires | High-Bay | High-Bay Luminaires for Commercial and Industrial Buildings | Standard | FALSE | [9 empty] | 42069 |  |  | NotYetVerified | Updated 9/21/2016 | 3 | 61540 | 124 | 495 | 5.25 | 0.973 | 5000 | 76.5
PDKQM1R1 | Dialight | Vigilant 60K | H6XGNC94D-xxxx | Indoor Luminaires | High-Bay | High-Bay Luminaires for Commercial and Industrial Buildings | Standard | FALSE | [9 empty] | 42069 |  |  | NotYetVerified | Updated 9/21/2016 | 3 | 61659 | 124 | 512.5 | 5.37 | 0.986 | 5000 | 75.9
P21HYGC9 | Dialight | Vigilant 60K | H6XGNN44D-xxxx | Indoor Luminaires | High-Bay | High-Bay Luminaires for Commercial and Industrial Buildings | Standard | FALSE | [9 empty] | 42069 |  |  | NotYetVerified | Updated 9/21/2016 | 3 | 60570 | 125 | 483.7 | 8.9 | 0.971 | 4000 | 74.1
P6ESPR7Z | Orion Energy Systems Inc | Orion | WTLED170L50Kxxxxx480xxxxx | Indoor Luminaires | High-Bay | High-Bay Luminaires for Commercial and Industrial Buildings | Standard | TRUE | 16554 | 104.2 | 158.8 | 13 | 0.992 | 5090 | 82.9 | 5 |  | 42068 |  |  | NotYetVerified |  | 3 | 16554 | 104.2 | 158.8 | 13 | 0.992 | 5090 | 82.9
PW28QEKU | Zhongshan Luxmode Industrial Co. LTD | Luxmode | LHB05(4000K) | Indoor Luminaires | High-Bay | High-Bay Luminaires for Commercial and Industrial Buildings | Standard | TRUE | 21986.43 | 97.01 | 226.64 | 7.38 | 0.979 | 3914 | 84.1 | 5 | 50000 | 42068 |  |  | NotYetVerified |  | 3 | 21986.43 | 97.01 | 226.64 | 7.38 | 0.996 | 3914 | 84
PGZD28Y1 | Zhongshan Luxmode Industrial Co. LTD | Luxmode | LHB11(4000K) | Indoor Luminaires | High-Bay | High-Bay Luminaires for Commercial and Industrial Buildings | Standard | TRUE | 16328.42 | 95.09 | 171.72 | 7.36 | 0.979 | 3899 | 84 | 5 | 50000 | 42068 |  |  | NotYetVerified |  | 3 | 16328.42 | 95.09 | 171.72 | 7.36 | 0.996 | 3899 | 84
PJEEAH4C | Mobern Lighting Co | Mobern Lighting | LHBI-LED230MV40K | Indoor Luminaires | High-Bay | High-Bay Luminaires for Commercial and Industrial Buildings | Standard | TRUE | 21986.43 | 97.01 | 226.64 | 7.38 | 0.979 | 3914 | 84.1 | 5 | 50000 | 42068 |  |  | NotYetVerified |  | 3 | 21986.43 | 97.01 | 226.64 | 7.38 | 0.996 | 3914 | 84
P9UQQC6B | Mobern Lighting Co | Mobern Lighting | LHBI-LED170MV40K | Indoor Luminaires | High-Bay | High-Bay Luminaires for Commercial and Industrial Buildings | Standard | TRUE | 16328.42 | 95.09 | 171.72 | 7.36 | 0.979 | 3899 | 84 | 5 | 50000 | 42068 |  |  | NotYetVerified |  | 3 | 16328.42 | 95.09 | 171.72 | 7.36 | 0.996 | 3899 | 84
PW8GHVJB | Orion Energy Systems Inc | Orion | WTLED170L50Kxxxxx480NL | Indoor Luminaires | High-Bay | High-Bay Luminaires for Commercial and Industrial Buildings | Standard | TRUE | 17921 | 100 | 179.2 | 17.3 | 0.974 | 5096 | 82.7 | 5 |  | 42068 |  |  | NotYetVerified |  | 3 | 17921 | 100 | 179.2 | 17.3 | 0.974 | 5096 | 82.7
P2NZ2GCT | Orion Energy Systems Inc | Orion | WTLED110L50KxxxxxUNVxxxxx | Indoor Luminaires | High-Bay | High-Bay Luminaires for Commercial and Industrial Buildings | Standard | TRUE | 11462 | 113.5 | 101 | 8.24 | 0.972 | 5034 | 82 | 5 |  | 42068 |  |  | NotYetVerified |  | 3 | 11462 | 113.5 | 101 | 8.24 | 0.972 | 5034 | 82
P6N4DKZN | Orion Energy Systems Inc | Orion | WTLED110L50Kxxxxx480xxxxx | Indoor Luminaires | High-Bay | High-Bay Luminaires for Commercial and Industrial Buildings | Standard | TRUE | 11380 | 107.3 | 106 | 15.8 | 0.958 | 5034 | 82 | 5 |  | 42068 |  |  | NotYetVerified |  | 3 | 11380 | 107.4 | 106 | 15.8 | 0.958 | 5034 | 82
PN7T73FH | Orion Energy Systems Inc | Orion | WTLED170L50KxxxxxUNVxxxxx | Indoor Luminaires | High-Bay | High-Bay Luminaires for Commercial and Industrial Buildings | Standard | TRUE | 16729 | 111.5 | 150.1 | 8.36 | 0.952 | 5063 | 82.6 | 5 |  | 42068 |  |  | NotYetVerified |  | 3 | 16729 | 111.5 | 150.1 | 6.5 | 0.998 | 5063 | 82.6
PJKE2SBH | Orion Energy Systems Inc | Orion | WTLED110L50KxxxxxUNVNL | Indoor Luminaires | High-Bay | High-Bay Luminaires for Commercial and Industrial Buildings | Standard | TRUE | 13532 | 111.9 | 120.9 | 5.78 | 0.949 | 5061 | 82.5 | 5 |  | 42068 |  |  | NotYetVerified |  | 3 | 13532 | 111.9 | 120.9 | 5.78 | 0.949 | 5061 | 82.5
PMPQFFEE | Orion Energy Systems Inc | Orion | WTLED170L50KxxxxxUNVNL | Indoor Luminaires | High-Bay | High-Bay Luminaires for Commercial and Industrial Buildings | Standard | TRUE | 18008 | 107.9 | 166.8 | 6.86 | 0.94 | 5088 | 82.6 | 5 |  | 42068 |  |  | NotYetVerified |  | 3 | 18008 | 107.9 | 166.8 | 6.86 | 0.94 | 5088 | 82.6
PHFJH6TE | Orion Energy Systems Inc | Orion | WTLED110L50Kxxxxx480NL | Indoor Luminaires | High-Bay | High-Bay Luminaires for Commercial and Industrial Buildings | Standard | TRUE | 13490 | 104 | 129.5 | 19.9 | 0.909 | 5070 | 82.5 | 5 |  | 42068 |  |  | NotYetVerified |  | 3 | 13490 | 104 | 129.5 | 19.9 | 0.909 | 5070 | 82.5
PPRZVAY2 | Zhongshan Luxmode Industrial Co. LTD | Luxmode | LHB05(5000K) | Indoor Luminaires | High-Bay | High-Bay Luminaires for Commercial and Industrial Buildings | Standard | FALSE | [9 empty] | 42068 |  |  | NotYetVerified |  | 3 | 23100 | 105 | 220 | 7.38 | 0.996 | 5000 | 84
PW4VSZYU | Zhongshan Luxmode Industrial Co. LTD | Luxmode | LHB11(5000K) | Indoor Luminaires | High-Bay | High-Bay Luminaires for Commercial and Industrial Buildings | Standard | FALSE | [9 empty] | 42068 |  |  | NotYetVerified |  | 3 | 16800 | 105 | 165 | 7.36 | 0.996 | 5000 | 84
PWK718F8 | Orion Energy Systems Inc | Orion | WTLED170L50Kxxxxx480xxFDX | Indoor Luminaires | High-Bay | High-Bay Luminaires for Commercial and Industrial Buildings | Standard | FALSE | [9 empty] | 42068 |  |  | NotYetVerified |  | 3 | 16554 | 104.2 | 158.8 | 13 | 0.992 | 5090 | 82.9
P9DMDX4Y | Orion Energy Systems Inc | Orion | WTLED170L50KxxxxxUNVxxFDX | Indoor Luminaires | High-Bay | High-Bay Luminaires for Commercial and Industrial Buildings | Standard | FALSE | [9 empty] | 42068 |  |  | NotYetVerified |  | 3 | 16729 | 111.5 | 150.1 | 6.5 | 0.998 | 5063 | 82.6
PUXPX921 | Orion Energy Systems Inc | Orion | WTLED110L50Kxxxxx480xxFDX | Indoor Luminaires | High-Bay | High-Bay Luminaires for Commercial and Industrial Buildings | Standard | FALSE | [9 empty] | 42068 |  |  | NotYetVerified |  | 3 | 11380 | 107.4 | 106 | 15.8 | 0.958 | 5034 | 82
P4M9H3VW | Orion Energy Systems Inc | Orion | WTLED110L50KxxxxxUNVxxFDX | Indoor Luminaires | High-Bay | High-Bay Luminaires for Commercial and Industrial Buildings | Standard | FALSE | [9 empty] | 42068 |  |  | NotYetVerified |  | 3 | 11462 | 113.5 | 101 | 8.24 | 0.972 | 5034 | 82
PGVX282P | Mobern Lighting Co | Mobern Lighting | LHBI-LED230MV50K | Indoor Luminaires | High-Bay | High-Bay Luminaires for Commercial and Industrial Buildings | Standard | FALSE | [9 empty] | 42068 |  |  | NotYetVerified |  | 3 | 23100 | 105 | 220 | 7.38 | 0.996 | 5000 | 84
PA9GE4AE | Mobern Lighting Co | Mobern Lighting | LHBI-LED170MV50K | Indoor Luminaires | High-Bay | High-Bay Luminaires for Commercial and Industrial Buildings | Standard | FALSE | [9 empty] | 42068 |  |  | NotYetVerified |  | 3 | 16800 | 105 | 165 | 7.36 | 0.996 | 5000 | 84
PT7AQ3FQ | Beghelli North America | Beghelli | BL736LED230WWBDWT40120-277V | Indoor Luminaires | High-Bay | High-Bay Luminaires for Commercial and Industrial Buildings | Standard | TRUE | 24210 | 101.83 | 230.82 | 21.15 | 0.926 | 4052 | 81.3 | 5 | 50000 | 42067 |  |  | NotYetVerified |  | 3 | 24210 | 102 | 238 | 21.15 | 0.926 | 4000 | 81
PJ4UY5QC | QSSI | QSSI | HB44QF1X169U5KG** | Indoor Luminaires | High-Bay | High-Bay Luminaires for Commercial and Industrial Buildings | Standard | TRUE | 16399.02 | 92.89 | 176.53 | 12.66 | 0.932 | 5204 | 72.7 | 5 | 50000 | 42066 |  |  | NotYetVerified |  | 3 | 16440 | 93.12 | 176.53 | 12.66 | 0.9321 | 5204 | 72.66
PPAKCHXF | CIXI YUANHUI LIGHTING ELECTRIC CO.LTD | YUANHUI | HB4F150V1W | Indoor Luminaires | High-Bay | High-Bay Luminaires for Commercial and Industrial Buildings | Standard | TRUE | 11883 | 78.44 | 151.5 | 14.03 | 0.9054 | 2966 | 83.9 | 5 | 43800 | 42066 |  |  | NotYetVerified |  | 3 | 11800 |  | 150 |  |  | 3000 | 83
PEHXAGD1 | Ecopower Inc. | ECOPOWER LED | HB200WCWV5-XXX (Excluding 45Â° 90Â° B01 B03 and AR) | Indoor Luminaires | High-Bay | High-Bay Luminaires for Commercial and Industrial Buildings | Standard | TRUE | 16268 | 79.01 | 205.89 | 15.29 | 0.982 | 4929 | 78 | 5 | 50000 | 42065 |  |  | NotYetVerified |  | 3 | 17000 | 80 | 200 |  | 0.95 | 5000 | 80
P1TV5G1V | Ecopower Inc. | ECOPOWER LED | HB150WCWV5-XXX (Excluding 45Â° 90Â° B01 B03 and AR) | Indoor Luminaires | High-Bay | High-Bay Luminaires for Commercial and Industrial Buildings | Standard | TRUE | 12948 | 86.36 | 149.9 | 15.4 | 0.9749 | 5386 | 75 | 5 | 50000 | 42065 |  |  | NotYetVerified |  | 3 | 13000 | 82 | 158 |  | 0.95 | 5000 | 80
P5G1US8U | Ecopower Inc. | ECOPOWER LED | HB200WCWV4-XXX (Excluding 45Â° 90Â° B01 B03 and AR) | Indoor Luminaires | High-Bay | High-Bay Luminaires for Commercial and Industrial Buildings | Standard | TRUE | 19138.64 | 94.42 | 202.7 | 14.2 | 0.952 | 5082 | 72.3 | 5 | 50000 | 42065 |  |  | NotYetVerified |  | 3 | 19000 | 94 | 200 |  | 0.95 | 5000 | 72
P8EEQ7QJ | Ecopower Inc. | ECOPOWER LED | HB150W4.5V4-XXX (Excluding 45Â° 90Â° B01 B03 and AR) | Indoor Luminaires | High-Bay | High-Bay Luminaires for Commercial and Industrial Buildings | Standard | TRUE | 12302 | 81.19 | 151.52 | 10.13 | 0.952 | 4905 | 80 | 5 | 50000 | 42065 |  |  | NotYetVerified |  | 3 |  |  | 150 |  |  | 4700
PUJANX9A | Eaton's Crouse-Hinds Business | Industrial High Bay | IHB8L [ /P1]R1/[UNV1/UNV34] S903D | Indoor Luminaires | High-Bay | Low-Bay Luminaires for Commercial and Industrial Buildings | Standard | TRUE | 7396 | 101 | 73.32 | 16.2 | 0.893 | 4696 | 82 | 5 |  | 42065 |  |  | NotYetVerified |  | 3 | 7350 | 99 | 74 | 14.5 | 0.89 | 5000 | 80
P3YAZWZK | Eaton's Crouse-Hinds Business | Industrial High Bay | IHB8L [ /P1]/[UNV1/UNV34] | Indoor Luminaires | High-Bay | Low-Bay Luminaires for Commercial and Industrial Buildings | Premium | TRUE | 8884 | 121.3 | 74.32 | 16.9 | 0.889 | 4892 | 78.4 | 5 | 60000 | 42065 |  |  | No | Updated on 8-29-2016; Updated on 3/10/2017 | 3.1 | 8884 | 121.3 | 71.67 | 16.9 | 0.889 | 4892 | 74.8
PAHZWAE2 | Eaton's Crouse-Hinds Business | Industrial High Bay | IHB8L [ /P1]R1/[UNV1/UNV34] | Indoor Luminaires | High-Bay | Low-Bay Luminaires for Commercial and Industrial Buildings | Standard | FALSE | [9 empty] | 42065 |  |  | NotYetVerified |  | 3 | 8250 | 111 | 74 | 14.5 | 0.89 | 5000 | 80
P48Z3EYV | Eaton's Crouse-Hinds Business | Industrial High Bay | IHB8L [ /P1]/[UNV1/UNV34] S903 | Indoor Luminaires | High-Bay | Low-Bay Luminaires for Commercial and Industrial Buildings | Standard | FALSE | [9 empty] | 42065 |  |  | NotYetVerified |  | 3 | 8200 | 111 | 74 | 14.5 | 0.89 | 5000 | 80
PT5HWKUB | Eaton's Crouse-Hinds Business | Industrial High Bay | IHB8L [ /P1]R1/[UNV1/UNV34] S903 | Indoor Luminaires | High-Bay | Low-Bay Luminaires for Commercial and Industrial Buildings | Standard | FALSE | [9 empty] | 42065 |  |  | NotYetVerified |  | 3 | 8000 | 108 | 74 | 14.5 | 0.89 | 5000 | 80
P3JEMX43 | Eaton's Crouse-Hinds Business | Industrial High Bay | IHB8L [ /P1]R1/[UNV1/UNV34] S891 | Indoor Luminaires | High-Bay | Low-Bay Luminaires for Commercial and Industrial Buildings | Standard | FALSE | [9 empty] | 42065 |  |  | NotYetVerified |  | 3 | 7600 | 103 | 74 | 14.5 | 0.89 | 5000 | 80
P9TM41NT | Eaton's Crouse-Hinds Business | Industrial High Bay | IHB8L [ /P1]/[UNV1/UNV34] S891 | Indoor Luminaires | High-Bay | Low-Bay Luminaires for Commercial and Industrial Buildings | Standard | FALSE | [9 empty] | 42065 |  |  | NotYetVerified |  | 3 | 7550 | 102 | 74 | 14.5 | 0.89 | 5000 | 80
PCEJJBGY | Eaton's Crouse-Hinds Business | Industrial High Bay | IHB8L [ /P1]/[UNV1/UNV34] S903D | Indoor Luminaires | High-Bay | Low-Bay Luminaires for Commercial and Industrial Buildings | Standard | FALSE | [9 empty] | 42065 |  |  | NotYetVerified |  | 3 | 7450 | 101 | 74 | 14.5 | 0.89 | 5000 | 80
PJA45SFR | Eaton's Crouse-Hinds Business | Industrial High Bay | IHB8L [ /P1]R1/[UNV1D/UNV34D] | Indoor Luminaires | High-Bay | Low-Bay Luminaires for Commercial and Industrial Buildings | Standard | FALSE | [9 empty] | 42065 |  |  | NotYetVerified |  | 3 | 8250 | 111 | 74 | 14.5 | 0.89 | 5000 | 80
PZZQSYUD | Eaton's Crouse-Hinds Business | Industrial High Bay | IHB8L [ /P1]/[UNV1D/UNV34D] S903 | Indoor Luminaires | High-Bay | Low-Bay Luminaires for Commercial and Industrial Buildings | Standard | FALSE | [9 empty] | 42065 |  |  | NotYetVerified |  | 3 | 8200 | 111 | 74 | 14.5 | 0.89 | 5000 | 80
P95XQC54 | Eaton's Crouse-Hinds Business | Industrial High Bay | IHB8L [ /P1]R1/[UNV1D/UNV34D] S903 | Indoor Luminaires | High-Bay | Low-Bay Luminaires for Commercial and Industrial Buildings | Standard | FALSE | [9 empty] | 42065 |  |  | NotYetVerified |  | 3 | 8000 | 108 | 74 | 14.5 | 0.89 | 5000 | 80
PE5BVWEJ | Eaton's Crouse-Hinds Business | Industrial High Bay | IHB8L [ /P1]R1/[UNV1D/UNV34D] S891 | Indoor Luminaires | High-Bay | Low-Bay Luminaires for Commercial and Industrial Buildings | Standard | FALSE | [9 empty] | 42065 |  |  | NotYetVerified |  | 3 | 7600 | 103 | 74 | 14.5 | 0.89 | 5000 | 80
PYCGQ4RZ | Eaton's Crouse-Hinds Business | Industrial High Bay | IHB8L [ /P1]/[UNV1D/UNV34D] S891 | Indoor Luminaires | High-Bay | Low-Bay Luminaires for Commercial and Industrial Buildings | Standard | FALSE | [9 empty] | 42065 |  |  | NotYetVerified |  | 3 | 7550 | 102 | 74 | 14.5 | 0.89 | 5000 | 80
PERQVBG6 | Eaton's Crouse-Hinds Business | Industrial High Bay | IHB8L [ /P1]/[UNV1D/UNV34D] S903D | Indoor Luminaires | High-Bay | Low-Bay Luminaires for Commercial and Industrial Buildings | Standard | FALSE | [9 empty] | 42065 |  |  | NotYetVerified |  | 3 | 7450 | 101 | 74 | 14.5 | 0.89 | 5000 | 80
PF374UMJ | Eaton's Crouse-Hinds Business | Industrial High Bay | IHB8L [ /P1]R1/[UNV1D/UNV34D] S903D | Indoor Luminaires | High-Bay | Low-Bay Luminaires for Commercial and Industrial Buildings | Standard | FALSE | [9 empty] | 42065 |  |  | NotYetVerified |  | 3 | 7350 | 99 | 74 | 14.5 | 0.89 | 5000 | 80
PP6N86SG | Eaton's Crouse-Hinds Business | Industrial High Bay | IHB8L [ /P1]/[UNV1D/UNV34D] | Indoor Luminaires | High-Bay | Low-Bay Luminaires for Commercial and Industrial Buildings | Premium | FALSE | [9 empty] | 42065 |  |  | No | Updated on 8-29-2016; Updated on 3/10/2017 | 3.1 | 8884 | 121.3 | 71.67 | 16.9 | 0.889 | 4892 | 74.8
PH4AW11PP | XtraLight Manufacturing Ltd. | XtraLight | LHBLED204140X5XUINXXXXXXW | Indoor Luminaires | High-Bay | High-Bay Luminaires for Commercial and Industrial Buildings | Standard | TRUE | 15096 | 108.3 | 139.45 | 7.68 | 0.9495 | 5221 | 73.59 | 10 | 100000 | 42062 |  |  | NotYetVerified |  | 3 | 15107 | 109 | 139 |  |  | 5200
P7EH93T97 | Advanced Energy Ideas | Advanced Energy Ideas | MHB-18U-3-2LC-50-UNI-TV | Indoor Luminaires | High-Bay | High-Bay Luminaires for Commercial and Industrial Buildings | Standard | TRUE | 13440 | 103 | 130.5 | 15.6 | 0.941 | 5417 | 83.2 | 5 | 115000 | 42062 |  |  | NotYetVerified |  | 3 | [5 empty] | 5000
PERZX9KV | Sundance Lighting | Sundanceled.com | TURNKEY-LED-120W(3000K) | Indoor Retrofit Kit | High-Bay | Retrofit Kits for High-Bay Luminaires for Commercial and Industrial Buildings | Standard | TRUE | 9439.9 | 81.87 | 115.3 | 13.69 | 0.9232 | 3160 | 82.5 | 5 | 50000 | 42062 |  |  | NotYetVerified |  | 3 | 9439.9 | 81.87 | 120 |  |  | 3000 | 82.5
PCQWVNGK | Sundance Lighting | Sundanceled.com | TURNKEY-LED-120W(5700K) | Indoor Retrofit Kit | High-Bay | Retrofit Kits for High-Bay Luminaires for Commercial and Industrial Buildings | Standard | FALSE | [9 empty] | 42062 |  |  | NotYetVerified |  | 3 | 10753 | 90.21 | 120 |  |  | 5700 | 73.5
P3WD9D99 | Sundance Lighting | Sundanceled.com | TURNKEY-LED-120W(5000K) | Indoor Retrofit Kit | High-Bay | Retrofit Kits for High-Bay Luminaires for Commercial and Industrial Buildings | Standard | FALSE | [9 empty] | 42062 |  |  | NotYetVerified |  | 3 | 9439.9 | 81.87 | 120 |  |  | 5000 | 82.5
P3Q4HNUE | Sundance Lighting | Sundanceled.com | TURNKEY-LED-120W(4500K) | Indoor Retrofit Kit | High-Bay | Retrofit Kits for High-Bay Luminaires for Commercial and Industrial Buildings | Standard | FALSE | [9 empty] | 42062 |  |  | NotYetVerified |  | 3 | 9439.9 | 81.87 | 120 |  |  | 4500 | 82.5
PMUQMMWU | Sundance Lighting | Sundanceled.com | TURNKEY-LED-120W(4000K) | Indoor Retrofit Kit | High-Bay | Retrofit Kits for High-Bay Luminaires for Commercial and Industrial Buildings | Standard | FALSE | [9 empty] | 42062 |  |  | NotYetVerified |  | 3 | 9439.9 | 81.87 | 120 |  |  | 4000 | 82.5
PK2JMX1X | Sundance Lighting | Sundanceled.com | TURNKEY-LED-120W(3500K) | Indoor Retrofit Kit | High-Bay | Retrofit Kits for High-Bay Luminaires for Commercial and Industrial Buildings | Standard | FALSE | [9 empty] | 42062 |  |  | NotYetVerified |  | 3 | 9439.9 | 81.87 | 120 |  |  | 3500 | 82.5
PP6ZWHUR | LuxEvo Inc. | LuxEvo | LE-HB-320-40 | Indoor Luminaires | High-Bay | High-Bay Luminaires for Commercial and Industrial Buildings | Standard | TRUE | 28237.2 | 82.23 | 343.38 | 8.37 | 0.963 | 4115 | 71.1 | 5 |  | 42061 |  |  | NotYetVerified | EUand V are options for 347/480VAC input | 3 | 28230 | 82 | 320 | 10 | 0.99 | 4000 | 71
P5STU5ZQ | Unity Opto Technology Co. Ltd. | UNi | MPS-HB306200-0B1 | Indoor Luminaires | High-Bay | High-Bay Luminaires for Commercial and Industrial Buildings | Standard | TRUE | 19413.91 | 93.33 | 208.02 | 9.83 | 0.952 | 3139 | 83 | 5 | 50000 | 42061 |  |  | NotYetVerified |  | 3 | 18500 | 92.5 | 200 | 15 | 0.97 | 3000 | 80
PQ2K3JRH | LuxEvo Inc. | LuxEvo | LE-HB-240-40 | Indoor Luminaires | High-Bay | High-Bay Luminaires for Commercial and Industrial Buildings | Standard | TRUE | 23518.8 | 91.28 | 257.66 | 11.31 | 0.941 | 4030 | 71.1 | 5 |  | 42061 |  |  | NotYetVerified | EUand V are options for 347/480VAC input | 3 | 23510 | 91 | 240 | 10 | 0.99 | 4000 | 71
PPCNJ235 | LuxEvo Inc. | LuxEvo | LE-HB-480-40 | Indoor Luminaires | High-Bay | High-Bay Luminaires for Commercial and Industrial Buildings | Standard | TRUE | 46239 | 92.94 | 497.54 | 11.63 | 0.94 | 4005 | 70.9 | 5 |  | 42061 |  |  | NotYetVerified | EUand V are options for 347/480VAC input | 3 | 46230 | 93 | 480 | 10 | 0.99 | 4000 | 70
PRAJ5SS9 | LuxEvo Inc. | LuxEvo | LE-HB-180-40 | Indoor Luminaires | High-Bay | High-Bay Luminaires for Commercial and Industrial Buildings | Standard | TRUE | 20493.5 | 108.57 | 188.76 | 11.85 | 0.937 | 3992 | 70.1 | 5 |  | 42061 |  |  | NotYetVerified | EUand V are options for 347/480VAC input | 3 | 20490 | 108 | 180 | 10 | 0.99 | 4000 | 70
PVKTF4M3 | Eaton's Crouse-Hinds Business | Industrial High Bay | IHB16L [/P1]R1/[UNV1/UNV34] S903D | Indoor Luminaires | High-Bay | High-Bay Luminaires for Commercial and Industrial Buildings | Standard | TRUE | 14160 | 100 | 141.4 | 19.6 | 0.935 | 4687 | 82 | 5 |  | 42061 |  |  | NotYetVerified |  | 3 | 14300 | 100.7 | 142 | 15.4 | 0.94 | 5000 | 80
PNP94V34 | Eaton's Crouse-Hinds Business | Industrial High Bay | IHB24L R1/[UNV1/UNV34] S903D | Indoor Luminaires | High-Bay | High-Bay Luminaires for Commercial and Industrial Buildings | Standard | TRUE | 21397 | 102.2 | 209.3 | 13.1 | 0.931 | 4686 | 81.9 | 5 |  | 42061 |  |  | NotYetVerified |  | 3 | 21850 | 99 | 220 | 12 | 0.93 | 5000 | 80
PMSRBFKS | Light Corporation | DayStar | DS124.50K.80.CL.[OMITTED].XXX.XXX | Indoor Luminaires | High-Bay | High-Bay Luminaires for Commercial and Industrial Buildings | Standard | TRUE | 12250 | 105.72 | 115.87 | 9.67 | 0.923 | 5188 | 82.2 | 10 | 75000 | 42061 |  |  | NotYetVerified |  | 3 | 12250 | 105.72 | 115.87 | 9.67 | 0.93 | 5188 | 82.2
PEVHUYS9 | Light Corporation | DayStar | DS364.50K.80.CL.[OMITTED].XXX.XXX | Indoor Luminaires | High-Bay | High-Bay Luminaires for Commercial and Industrial Buildings | Standard | TRUE | 35540 | 103.34 | 343.91 | 11.58 | 0.922 | 5231 | 82.5 | 10 | 75000 | 42061 |  |  | NotYetVerified |  | 3 | 35540 | 103.34 | 343.91 | 11.58 | 0.922 | 5231 | 82.5
PDDVEXX9 | Light Corporation | DayStar | DS182.50K.80.CL.[OMITTED].XXX.XXX | Indoor Luminaires | High-Bay | High-Bay Luminaires for Commercial and Industrial Buildings | Standard | TRUE | 18050 | 105.87 | 170.5 | 9.6 | 0.914 | 5220 | 82.3 | 10 | 75000 | 42061 |  |  | NotYetVerified |  | 3 | 18050 | 105.87 | 170.5 | 9.6 | 0.914 | 5220 | 82.3
P3AB5VUC | Unity Opto Technology Co. Ltd. | UNi | MPS-HB506200-0B1 | Indoor Luminaires | High-Bay | High-Bay Luminaires for Commercial and Industrial Buildings | Standard | FALSE | [9 empty] | 42061 |  |  | NotYetVerified |  | 3 | 20500 | 102.5 | 200 | 15 | 0.97 | 5000 | 80
PAKW62P1 | Unity Opto Technology Co. Ltd. | UNi | MPS-HB406200-0B1 | Indoor Luminaires | High-Bay | High-Bay Luminaires for Commercial and Industrial Buildings | Standard | FALSE | [9 empty] | 42061 |  |  | NotYetVerified |  | 3 | 20000 | 100 | 200 | 15 | 0.97 | 4000 | 80
PH2A891N | LuxEvo Inc. | LuxEvo | LE-HB-320-57 | Indoor Luminaires | High-Bay | High-Bay Luminaires for Commercial and Industrial Buildings | Standard | FALSE | [9 empty] | 42061 |  |  | NotYetVerified | EUand V are options for 347/480VAC input | 3 | 28230 | 82 | 320 | 10 | 0.99 | 5700 | 72
PHJNSQ7E | LuxEvo Inc. | LuxEvo | LE-HB-240-57 | Indoor Luminaires | High-Bay | High-Bay Luminaires for Commercial and Industrial Buildings | Standard | FALSE | [9 empty] | 42061 |  |  | NotYetVerified | EUand V are options for 347/480VAC input | 3 | 23510 | 91 | 240 | 10 | 0.99 | 5700 | 72
PPY6FPYP | LuxEvo Inc. | LuxEvo | LE-HB-480-57 | Indoor Luminaires | High-Bay | High-Bay Luminaires for Commercial and Industrial Buildings | Standard | FALSE | [9 empty] | 42061 |  |  | NotYetVerified | EUand V are options for 347/480VAC input | 3 | 46230 | 93 | 480 | 10 | 0.99 | 5700 | 70
P6AB4HQ8 | LuxEvo Inc. | LuxEvo | LE-HB-180-57 | Indoor Luminaires | High-Bay | High-Bay Luminaires for Commercial and Industrial Buildings | Standard | FALSE | [9 empty] | 42061 |  |  | NotYetVerified | EUand V are options for 347/480VAC input | 3 | 20490 | 108 | 180 | 10 | 0.99 | 5700 | 70
PGGGR5GW | LuxEvo Inc. | LuxEvo | LE-HB-320-50 | Indoor Luminaires | High-Bay | High-Bay Luminaires for Commercial and Industrial Buildings | Standard | FALSE | [9 empty] | 42061 |  |  | NotYetVerified | EUand V are options for 347/480VAC input | 3 | 28230 | 82 | 320 | 10 | 0.99 | 5000 | 72
P3PHR9YQ | LuxEvo Inc. | LuxEvo | LE-HB-240-50 | Indoor Luminaires | High-Bay | High-Bay Luminaires for Commercial and Industrial Buildings | Standard | FALSE | [9 empty] | 42061 |  |  | NotYetVerified | EUand V are options for 347/480VAC input | 3 | 23510 | 91 | 240 | 10 | 0.99 | 5000 | 72
PT484NAF | LuxEvo Inc. | LuxEvo | LE-HB-480-50 | Indoor Luminaires | High-Bay | High-Bay Luminaires for Commercial and Industrial Buildings | Standard | FALSE | [9 empty] | 42061 |  |  | NotYetVerified | EUand V are options for 347/480VAC input | 3 | 46230 | 93 | 480 | 10 | 0.99 | 5000 | 70
PAXPF6HQ | LuxEvo Inc. | LuxEvo | LE-HB-180-50 | Indoor Luminaires | High-Bay | High-Bay Luminaires for Commercial and Industrial Buildings | Standard | FALSE | [9 empty] | 42061 |  |  | NotYetVerified | EUand V are options for 347/480VAC input | 3 | 20490 | 108 | 180 | 10 | 0.99 | 5000 | 70
PU5PSFMQ | LuxEvo Inc. | LuxEvo | LE-HB-320-45 | Indoor Luminaires | High-Bay | High-Bay Luminaires for Commercial and Industrial Buildings | Standard | FALSE | [9 empty] | 42061 |  |  | NotYetVerified | EUand V are options for 347/480VAC input | 3 | 28230 | 82 | 320 | 10 | 0.99 | 4500 | 71
PWRF9RPH | LuxEvo Inc. | LuxEvo | LE-HB-240-45 | Indoor Luminaires | High-Bay | High-Bay Luminaires for Commercial and Industrial Buildings | Standard | FALSE | [9 empty] | 42061 |  |  | NotYetVerified | EUand V are options for 347/480VAC input | 3 | 23510 | 91 | 240 | 10 | 0.99 | 4500 | 71
PYFASY5H | LuxEvo Inc. | LuxEvo | LE-HB-480-45 | Indoor Luminaires | High-Bay | High-Bay Luminaires for Commercial and Industrial Buildings | Standard | FALSE | [9 empty] | 42061 |  |  | NotYetVerified | EUand V are options for 347/480VAC input | 3 | 46230 | 93 | 480 | 10 | 0.99 | 4500 | 70
PW4H66DR | LuxEvo Inc. | LuxEvo | LE-HB-180-45 | Indoor Luminaires | High-Bay | High-Bay Luminaires for Commercial and Industrial Buildings | Standard | FALSE | [9 empty] | 42061 |  |  | NotYetVerified | EUand V are options for 347/480VAC input | 3 | 20490 | 108 | 180 | 10 | 0.99 | 4500 | 70
PSWJ2P36 | Light Corporation | DayStar | DS244.50K.80.CL.[OMITTED].XXX.XXX | Indoor Luminaires | High-Bay | High-Bay Luminaires for Commercial and Industrial Buildings | Standard | FALSE | [9 empty] | 42061 |  |  | NotYetVerified |  | 3 | 23940 | 104.76 | 228.52 | 10.27 | 0.924 | 5232 | 82.27
PGXZSM6Z | Light Corporation | DayStar | DS182.50K.70.CL.[OMITTED].XXX.XXX | Indoor Luminaires | High-Bay | High-Bay Luminaires for Commercial and Industrial Buildings | Standard | FALSE | [9 empty] | 42061 |  |  | NotYetVerified |  | 3 | 19110 | 110.06 | 173.64 | 9.87 | 0.92 | 5119 | 74.5
P21TAJFG | Light Corporation | DayStar | DS244.50K.70.CL.[OMITTED].XXX.XXX | Indoor Luminaires | High-Bay | High-Bay Luminaires for Commercial and Industrial Buildings | Standard | FALSE | [9 empty] | 42061 |  |  | NotYetVerified |  | 3 | 25370 | 109.86 | 230.93 | 10.14 | 0.92 | 5112 | 74.5
PA831DX7 | Light Corporation | DayStar | DS364.50K.70.CL.[OMITTED].XXX.XXX | Indoor Luminaires | High-Bay | High-Bay Luminaires for Commercial and Industrial Buildings | Standard | FALSE | [9 empty] | 42061 |  |  | NotYetVerified |  | 3 | 38180 | 109.05 | 350.1 | 9.63 | 0.92 | 5106 | 74.5
PPBC27P5 | Light Corporation | DayStar | DS124.50K.70.CL.[OMITTED].XXX.XXX | Indoor Luminaires | High-Bay | High-Bay Luminaires for Commercial and Industrial Buildings | Standard | FALSE | [9 empty] | 42061 |  |  | NotYetVerified |  | 3 | 12920 | 111.79 | 115.57 | 9.3 | 0.92 | 5083 | 74
PUT8KEPW | Eaton's Crouse-Hinds Business | Industrial High Bay | IHB64L [/P2]R1/[UNV1/UNV34] | Indoor Luminaires | High-Bay | High-Bay Luminaires for Commercial and Industrial Buildings | Standard | FALSE | [9 empty] | 42061 |  |  | NotYetVerified |  | 3 | 66000 | 113.01 | 584 | 15.6 | 0.94 | 5000 | 80
PDM1RHF3 | Eaton's Crouse-Hinds Business | Industrial High Bay | IHB64L [/P2]/[UNV1/UNV34] S903 | Indoor Luminaires | High-Bay | High-Bay Luminaires for Commercial and Industrial Buildings | Standard | FALSE | [9 empty] | 42061 |  |  | NotYetVerified |  | 3 | 65600 | 112.32 | 584 | 15.6 | 0.94 | 5000 | 80
PNMH1JRT | Eaton's Crouse-Hinds Business | Industrial High Bay | IHB64L [/P2]R1/[UNV1/UNV34] S903 | Indoor Luminaires | High-Bay | High-Bay Luminaires for Commercial and Industrial Buildings | Standard | FALSE | [9 empty] | 42061 |  |  | NotYetVerified |  | 3 | 64000 | 109.58 | 584 | 15.6 | 0.94 | 5000 | 80
PCR6EUPZ | Eaton's Crouse-Hinds Business | Industrial High Bay | IHB64L [/P2]R1/[UNV1/UNV34] S891 | Indoor Luminaires | High-Bay | High-Bay Luminaires for Commercial and Industrial Buildings | Standard | FALSE | [9 empty] | 42061 |  |  | NotYetVerified |  | 3 | 60800 | 104.1 | 584 | 15.6 | 0.94 | 5000 | 80
PQZ5YVYN | Eaton's Crouse-Hinds Business | Industrial High Bay | IHB64L [/P2]/[UNV1/UNV34] S891 | Indoor Luminaires | High-Bay | High-Bay Luminaires for Commercial and Industrial Buildings | Standard | FALSE | [9 empty] | 42061 |  |  | NotYetVerified |  | 3 | 60400 | 103.42 | 584 | 15.6 | 0.94 | 5000 | 80
PXH9EXMN | Eaton's Crouse-Hinds Business | Industrial High Bay | IHB64L [/P2]/[UNV1/UNV34] S903D | Indoor Luminaires | High-Bay | High-Bay Luminaires for Commercial and Industrial Buildings | Standard | FALSE | [9 empty] | 42061 |  |  | NotYetVerified |  | 3 | 59600 | 102.05 | 584 | 15.6 | 0.94 | 5000 | 80
PV87G1M4 | Eaton's Crouse-Hinds Business | Industrial High Bay | IHB64L [/P2]R1/[UNV1/UNV34] S903D | Indoor Luminaires | High-Bay | High-Bay Luminaires for Commercial and Industrial Buildings | Standard | FALSE | [9 empty] | 42061 |  |  | NotYetVerified |  | 3 | 58800 | 101 | 584 | 15.6 | 0.94 | 5000 | 80
PZ8YKT3J | Eaton's Crouse-Hinds Business | Industrial High Bay | IHB48L [/P2]R1/[UNV1/UNV34] | Indoor Luminaires | High-Bay | High-Bay Luminaires for Commercial and Industrial Buildings | Standard | FALSE | [9 empty] | 42061 |  |  | NotYetVerified |  | 3 | 49500 | 113.27 | 437 | 15.6 | 0.94 | 5000 | 80
PSPEMHX6 | Eaton's Crouse-Hinds Business | Industrial High Bay | IHB48L [/P2]/[UNV1/UNV34] S903 | Indoor Luminaires | High-Bay | High-Bay Luminaires for Commercial and Industrial Buildings | Standard | FALSE | [9 empty] | 42061 |  |  | NotYetVerified |  | 3 | 49200 | 112.58 | 437 | 15.6 | 0.94 | 5000 | 80
PYE726RY | Eaton's Crouse-Hinds Business | Industrial High Bay | IHB48L [/P2]R1/[UNV1/UNV34] S903 | Indoor Luminaires | High-Bay | High-Bay Luminaires for Commercial and Industrial Buildings | Standard | FALSE | [9 empty] | 42061 |  |  | NotYetVerified |  | 3 | 48000 | 109.83 | 437 | 15.6 | 0.94 | 5000 | 80
PRHYFQVN | Eaton's Crouse-Hinds Business | Industrial High Bay | IHB48L [/P2]R1/[UNV1/UNV34] S891 | Indoor Luminaires | High-Bay | High-Bay Luminaires for Commercial and Industrial Buildings | Standard | FALSE | [9 empty] | 42061 |  |  | NotYetVerified |  | 3 | 45600 | 104.34 | 437 | 15.6 | 0.94 | 5000 | 80
PKVWXUAN | Eaton's Crouse-Hinds Business | Industrial High Bay | IHB48L [/P2]/[UNV1/UNV34] S891 | Indoor Luminaires | High-Bay | High-Bay Luminaires for Commercial and Industrial Buildings | Standard | FALSE | [9 empty] | 42061 |  |  | NotYetVerified |  | 3 | 45300 | 103.66 | 437 | 15.6 | 0.94 | 5000 | 80
PCFGKKA8 | Eaton's Crouse-Hinds Business | Industrial High Bay | IHB48L [/P2]/[UNV1/UNV34] S903D | Indoor Luminaires | High-Bay | High-Bay Luminaires for Commercial and Industrial Buildings | Standard | FALSE | [9 empty] | 42061 |  |  | NotYetVerified |  | 3 | 44700 | 102.28 | 437 | 15.6 | 0.94 | 5000 | 80
P3J3V2QZ | Eaton's Crouse-Hinds Business | Industrial High Bay | IHB48L [/P2]R1/[UNV1/UNV34] S903D | Indoor Luminaires | High-Bay | High-Bay Luminaires for Commercial and Industrial Buildings | Standard | FALSE | [9 empty] | 42061 |  |  | NotYetVerified |  | 3 | 44100 | 100.91 | 437 | 15.6 | 0.94 | 5000 | 80
PDUHH2UG | Eaton's Crouse-Hinds Business | Industrial High Bay | IHB32L [/P1]R1/[UNV1/UNV34] | Indoor Luminaires | High-Bay | High-Bay Luminaires for Commercial and Industrial Buildings | Standard | FALSE | [9 empty] | 42061 |  |  | NotYetVerified |  | 3 | 33000 | 113.79 | 290 | 15.6 | 0.94 | 5000 | 80
PV4JVRAP | Eaton's Crouse-Hinds Business | Industrial High Bay | IHB32L [/P1]/[UNV1/UNV34] S903 | Indoor Luminaires | High-Bay | High-Bay Luminaires for Commercial and Industrial Buildings | Standard | FALSE | [9 empty] | 42061 |  |  | NotYetVerified |  | 3 | 32800 | 113.1 | 290 | 15.6 | 0.94 | 5000 | 80
PA3WY1W9 | Eaton's Crouse-Hinds Business | Industrial High Bay | IHB32L [/P1]R1/[UNV1/UNV34] S903 | Indoor Luminaires | High-Bay | High-Bay Luminaires for Commercial and Industrial Buildings | Standard | FALSE | [9 empty] | 42061 |  |  | NotYetVerified |  | 3 | 32000 | 110.34 | 290 | 15.6 | 0.94 | 5000 | 80
PZRBE9T5 | Eaton's Crouse-Hinds Business | Industrial High Bay | IHB32L [/P1]R1/[UNV1/UNV34] S891 | Indoor Luminaires | High-Bay | High-Bay Luminaires for Commercial and Industrial Buildings | Standard | FALSE | [9 empty] | 42061 |  |  | NotYetVerified |  | 3 | 30400 | 104.82 | 290 | 15.6 | 0.94 | 5000 | 80
PKCFKPF9 | Eaton's Crouse-Hinds Business | Industrial High Bay | IHB32L [/P1]/[UNV1/UNV34] S891 | Indoor Luminaires | High-Bay | High-Bay Luminaires for Commercial and Industrial Buildings | Standard | FALSE | [9 empty] | 42061 |  |  | NotYetVerified |  | 3 | 30200 | 104.13 | 290 | 15.6 | 0.94 | 5000 | 80
PNA4S3CJ | Eaton's Crouse-Hinds Business | Industrial High Bay | IHB32L [/P1]/[UNV1/UNV34] S903D | Indoor Luminaires | High-Bay | High-Bay Luminaires for Commercial and Industrial Buildings | Standard | FALSE | [9 empty] | 42061 |  |  | NotYetVerified |  | 3 | 29800 | 102.75 | 290 | 15.6 | 0.94 | 5000 | 80
PHN6QE32 | Eaton's Crouse-Hinds Business | Industrial High Bay | IHB32L [/P1]R1/[UNV1/UNV34] S903D | Indoor Luminaires | High-Bay | High-Bay Luminaires for Commercial and Industrial Buildings | Standard | FALSE | [9 empty] | 42061 |  |  | NotYetVerified |  | 3 | 29400 | 101.37 | 290 | 15.6 | 0.94 | 5000 | 80
P9A6YXUN | Eaton's Crouse-Hinds Business | Industrial High Bay | IHB16L [/P1]R1/[UNV1/UNV34] | Indoor Luminaires | High-Bay | High-Bay Luminaires for Commercial and Industrial Buildings | Standard | FALSE | [9 empty] | 42061 |  |  | NotYetVerified |  | 3 | 16500 | 116.19 | 142 | 15.4 | 0.94 | 5000 | 80
PQ6NRP34 | Eaton's Crouse-Hinds Business | Industrial High Bay | IHB16L [/P1]/[UNV1/UNV34] S903 | Indoor Luminaires | High-Bay | High-Bay Luminaires for Commercial and Industrial Buildings | Standard | FALSE | [9 empty] | 42061 |  |  | NotYetVerified |  | 3 | 16200 | 114.08 | 142 | 15.4 | 0.94 | 5000 | 80
P5X9GQHF | Eaton's Crouse-Hinds Business | Industrial High Bay | IHB16L [/P1]R1/[UNV1/UNV34] S903 | Indoor Luminaires | High-Bay | High-Bay Luminaires for Commercial and Industrial Buildings | Standard | FALSE | [9 empty] | 42061 |  |  | NotYetVerified |  | 3 | 15800 | 111.26 | 142 | 15.4 | 0.94 | 5000 | 80
PC7BNZWN | Eaton's Crouse-Hinds Business | Industrial High Bay | IHB16L [/P1]/[UNV1/UNV34] S891 | Indoor Luminaires | High-Bay | High-Bay Luminaires for Commercial and Industrial Buildings | Standard | FALSE | [9 empty] | 42061 |  |  | NotYetVerified |  | 3 | 15000 | 105.63 | 142 | 15.4 | 0.94 | 5000 | 80
PDWZEPM3 | Eaton's Crouse-Hinds Business | Industrial High Bay | IHB16L [/P1]R1/[UNV1/UNV34] S891 | Indoor Luminaires | High-Bay | High-Bay Luminaires for Commercial and Industrial Buildings | Standard | FALSE | [9 empty] | 42061 |  |  | NotYetVerified |  | 3 | 14650 | 103.16 | 142 | 15.4 | 0.94 | 5000 | 80
PD6JCHNJ | Eaton's Crouse-Hinds Business | Industrial High Bay | IHB16L [/P1]/[UNV1/UNV34] S903D | Indoor Luminaires | High-Bay | High-Bay Luminaires for Commercial and Industrial Buildings | Standard | FALSE | [9 empty] | 42061 |  |  | NotYetVerified |  | 3 | 14650 | 103.16 | 142 | 15.4 | 0.94 | 5000 | 80
PXBJDA3F | Eaton's Crouse-Hinds Business | Industrial High Bay | IHB24L R1/[UNV1/UNV34] | Indoor Luminaires | High-Bay | High-Bay Luminaires for Commercial and Industrial Buildings | Standard | FALSE | [9 empty] | 42061 |  |  | NotYetVerified |  | 3 | 24750 | 113 | 220 | 12 | 0.93 | 5000 | 80
P66JD6BW | Eaton's Crouse-Hinds Business | Industrial High Bay | IHB24L P1R1/[UNV1/UNV34] | Indoor Luminaires | High-Bay | High-Bay Luminaires for Commercial and Industrial Buildings | Standard | FALSE | [9 empty] | 42061 |  |  | NotYetVerified |  | 3 | 24750 | 113 | 220 | 12 | 0.93 | 5000 | 80
PWEN567D | Eaton's Crouse-Hinds Business | Industrial High Bay | IHB24L /[UNV1/UNV34] S903 | Indoor Luminaires | High-Bay | High-Bay Luminaires for Commercial and Industrial Buildings | Standard | FALSE | [9 empty] | 42061 |  |  | NotYetVerified |  | 3 | 24500 | 111 | 220 | 12 | 0.93 | 5000 | 80
P1PAMDJP | Eaton's Crouse-Hinds Business | Industrial High Bay | IHB24L P1/[UNV1/UNV34] S903 | Indoor Luminaires | High-Bay | High-Bay Luminaires for Commercial and Industrial Buildings | Standard | FALSE | [9 empty] | 42061 |  |  | NotYetVerified |  | 3 | 24500 | 111 | 220 | 12 | 0.93 | 5000 | 80
PXR49XWK | Eaton's Crouse-Hinds Business | Industrial High Bay | IHB24L P1R1/[UNV1/UNV34] S903 | Indoor Luminaires | High-Bay | High-Bay Luminaires for Commercial and Industrial Buildings | Standard | FALSE | [9 empty] | 42061 |  |  | NotYetVerified |  | 3 | 23900 | 109 | 220 | 12 | 0.93 | 5000 | 80
PW45R2GX | Eaton's Crouse-Hinds Business | Industrial High Bay | IHB24L R1/[UNV1/UNV34] S903 | Indoor Luminaires | High-Bay | High-Bay Luminaires for Commercial and Industrial Buildings | Standard | FALSE | [9 empty] | 42061 |  |  | NotYetVerified |  | 3 | 23900 | 109 | 220 | 12 | 0.93 | 5000 | 80
PRWE8DTP | Eaton's Crouse-Hinds Business | Industrial High Bay | IHB24L P1/[UNV1/UNV34] S891 | Indoor Luminaires | High-Bay | High-Bay Luminaires for Commercial and Industrial Buildings | Standard | FALSE | [9 empty] | 42061 |  |  | NotYetVerified |  | 3 | 22600 | 103 | 220 | 12 | 0.93 | 5000 | 80
PGJRV1ME | Eaton's Crouse-Hinds Business | Industrial High Bay | IHB24L /[UNV1/UNV34] S891 | Indoor Luminaires | High-Bay | High-Bay Luminaires for Commercial and Industrial Buildings | Standard | FALSE | [9 empty] | 42061 |  |  | NotYetVerified |  | 3 | 22600 | 103 | 220 | 12 | 0.93 | 5000 | 80
PVFFRR9V | Eaton's Crouse-Hinds Business | Industrial High Bay | IHB24L R1/[UNV1/UNV34] S891 | Indoor Luminaires | High-Bay | High-Bay Luminaires for Commercial and Industrial Buildings | Standard | FALSE | [9 empty] | 42061 |  |  | NotYetVerified |  | 3 | 22525 | 102 | 220 | 12 | 0.93 | 5000 | 80
PCUFEDRJ | Eaton's Crouse-Hinds Business | Industrial High Bay | IHB24L P1R1/[UNV1/UNV34] S891 | Indoor Luminaires | High-Bay | High-Bay Luminaires for Commercial and Industrial Buildings | Standard | FALSE | [9 empty] | 42061 |  |  | NotYetVerified |  | 3 | 22525 | 102 | 220 | 12 | 0.93 | 5000 | 80
PGNFQ4T7 | Eaton's Crouse-Hinds Business | Industrial High Bay | IHB24L P1/[UNV1/UNV34] S903D | Indoor Luminaires | High-Bay | High-Bay Luminaires for Commercial and Industrial Buildings | Standard | FALSE | [9 empty] | 42061 |  |  | NotYetVerified |  | 3 | 22225 | 101 | 220 | 12 | 0.93 | 5000 | 80
PGDWJM6D | Eaton's Crouse-Hinds Business | Industrial High Bay | IHB24L /[UNV1/UNV34] S903D | Indoor Luminaires | High-Bay | High-Bay Luminaires for Commercial and Industrial Buildings | Standard | FALSE | [9 empty] | 42061 |  |  | NotYetVerified |  | 3 | 22225 | 101 | 220 | 12 | 0.93 | 5000 | 80
P346RKRE | Eaton's Crouse-Hinds Business | Industrial High Bay | IHB24L P1R1/[UNV1/UNV34] S903D | Indoor Luminaires | High-Bay | High-Bay Luminaires for Commercial and Industrial Buildings | Standard | FALSE | [9 empty] | 42061 |  |  | NotYetVerified |  | 3 | 21850 | 99 | 220 | 12 | 0.93 | 5000 | 80
PRPDBMV9 | Eaton's Crouse-Hinds Business | Industrial High Bay | IHB64L [/P2]R1/[UNV1D/UNV34D] | Indoor Luminaires | High-Bay | High-Bay Luminaires for Commercial and Industrial Buildings | Standard | FALSE | [9 empty] | 42061 |  |  | NotYetVerified |  | 3 | 66000 | 113.01 | 584 | 15.6 | 0.94 | 5000 | 80
PPU94ZDX | Eaton's Crouse-Hinds Business | Industrial High Bay | IHB64L [/P2]/[UNV1D/UNV34D] S903 | Indoor Luminaires | High-Bay | High-Bay Luminaires for Commercial and Industrial Buildings | Standard | FALSE | [9 empty] | 42061 |  |  | NotYetVerified |  | 3 | 65600 | 112.32 | 584 | 15.6 | 0.94 | 5000 | 80
PMDB67Q9 | Eaton's Crouse-Hinds Business | Industrial High Bay | IHB64L [/P2]R1/[UNV1D/UNV34D] S903 | Indoor Luminaires | High-Bay | High-Bay Luminaires for Commercial and Industrial Buildings | Standard | FALSE | [9 empty] | 42061 |  |  | NotYetVerified |  | 3 | 64000 | 109.58 | 584 | 15.6 | 0.94 | 5000 | 80
PSSVRPXM | Eaton's Crouse-Hinds Business | Industrial High Bay | IHB64L [/P2]R1/[UNV1D/UNV34D] S891 | Indoor Luminaires | High-Bay | High-Bay Luminaires for Commercial and Industrial Buildings | Standard | FALSE | [9 empty] | 42061 |  |  | NotYetVerified |  | 3 | 60800 | 104.1 | 584 | 15.6 | 0.94 | 5000 | 80
PSD7JY4S | Eaton's Crouse-Hinds Business | Industrial High Bay | IHB64L [/P2]/[UNV1D/UNV34D] S891 | Indoor Luminaires | High-Bay | High-Bay Luminaires for Commercial and Industrial Buildings | Standard | FALSE | [9 empty] | 42061 |  |  | NotYetVerified |  | 3 | 60400 | 103.42 | 584 | 15.6 | 0.94 | 5000 | 80
PWJEEW8T | Eaton's Crouse-Hinds Business | Industrial High Bay | IHB64L [/P2]/[UNV1D/UNV34D] S903D | Indoor Luminaires | High-Bay | High-Bay Luminaires for Commercial and Industrial Buildings | Standard | FALSE | [9 empty] | 42061 |  |  | NotYetVerified |  | 3 | 59600 | 102.05 | 584 | 15.6 | 0.94 | 5000 | 80
PPF7UDGG | Eaton's Crouse-Hinds Business | Industrial High Bay | IHB64L [/P2]R1/[UNV1D/UNV34D] S903D | Indoor Luminaires | High-Bay | High-Bay Luminaires for Commercial and Industrial Buildings | Standard | FALSE | [9 empty] | 42061 |  |  | NotYetVerified |  | 3 | 58800 | 101 | 584 | 15.6 | 0.94 | 5000 | 80
PHNAJD9N | Eaton's Crouse-Hinds Business | Industrial High Bay | IHB48L [/P2]R1/[UNV1D/UNV34D] | Indoor Luminaires | High-Bay | High-Bay Luminaires for Commercial and Industrial Buildings | Standard | FALSE | [9 empty] | 42061 |  |  | NotYetVerified |  | 3 | 49500 | 113.27 | 437 | 15.6 | 0.94 | 5000 | 80
PK6XEBY3 | Eaton's Crouse-Hinds Business | Industrial High Bay | IHB48L [/P2]/[UNV1D/UNV34D] S903 | Indoor Luminaires | High-Bay | High-Bay Luminaires for Commercial and Industrial Buildings | Standard | FALSE | [9 empty] | 42061 |  |  | NotYetVerified |  | 3 | 49200 | 112.58 | 437 | 15.6 | 0.94 | 5000 | 80
PMWUYA8M | Eaton's Crouse-Hinds Business | Industrial High Bay | IHB48L [/P2]R1/[UNV1D/UNV34D] S903 | Indoor Luminaires | High-Bay | High-Bay Luminaires for Commercial and Industrial Buildings | Standard | FALSE | [9 empty] | 42061 |  |  | NotYetVerified |  | 3 | 48000 | 109.83 | 437 | 15.6 | 0.94 | 5000 | 80
P8S627UV | Eaton's Crouse-Hinds Business | Industrial High Bay | IHB48L [/P2]R1/[UNV1D/UNV34D] S891 | Indoor Luminaires | High-Bay | High-Bay Luminaires for Commercial and Industrial Buildings | Standard | FALSE | [9 empty] | 42061 |  |  | NotYetVerified |  | 3 | 45600 | 104.34 | 437 | 15.6 | 0.94 | 5000 | 80
PKCXVJXF | Eaton's Crouse-Hinds Business | Industrial High Bay | IHB48L [/P2]/[UNV1D/UNV34D] S891 | Indoor Luminaires | High-Bay | High-Bay Luminaires for Commercial and Industrial Buildings | Standard | FALSE | [9 empty] | 42061 |  |  | NotYetVerified |  | 3 | 45300 | 103.66 | 437 | 15.6 | 0.94 | 5000 | 80
PRAPFRF7 | Eaton's Crouse-Hinds Business | Industrial High Bay | IHB48L [/P2]/[UNV1D/UNV34D] S903D | Indoor Luminaires | High-Bay | High-Bay Luminaires for Commercial and Industrial Buildings | Standard | FALSE | [9 empty] | 42061 |  |  | NotYetVerified |  | 3 | 44700 | 102.28 | 437 | 15.6 | 0.94 | 5000 | 80
P9TDFH8Y | Eaton's Crouse-Hinds Business | Industrial High Bay | IHB48L [/P2]R1/[UNV1D/UNV34D] S903D | Indoor Luminaires | High-Bay | High-Bay Luminaires for Commercial and Industrial Buildings | Standard | FALSE | [9 empty] | 42061 |  |  | NotYetVerified |  | 3 | 44100 | 100.91 | 437 | 15.6 | 0.94 | 5000 | 80
PQVPP5A2 | Eaton's Crouse-Hinds Business | Industrial High Bay | IHB32L [/P1]R1/[UNV1D/UNV34D] | Indoor Luminaires | High-Bay | High-Bay Luminaires for Commercial and Industrial Buildings | Standard | FALSE | [9 empty] | 42061 |  |  | NotYetVerified |  | 3 | 33000 | 113.79 | 290 | 15.6 | 0.94 | 5000 | 80
P3NBNV72 | Eaton's Crouse-Hinds Business | Industrial High Bay | IHB32L [/P1]/[UNV1D/UNV34D] S903 | Indoor Luminaires | High-Bay | High-Bay Luminaires for Commercial and Industrial Buildings | Standard | FALSE | [9 empty] | 42061 |  |  | NotYetVerified |  | 3 | 32800 | 113.1 | 290 | 15.6 | 0.94 | 5000 | 80
PQS2ZGZV | Eaton's Crouse-Hinds Business | Industrial High Bay | IHB32L [/P1]R1/[UNV1D/UNV34D] S903 | Indoor Luminaires | High-Bay | High-Bay Luminaires for Commercial and Industrial Buildings | Standard | FALSE | [9 empty] | 42061 |  |  | NotYetVerified |  | 3 | 32000 | 110.34 | 290 | 15.6 | 0.94 | 5000 | 80
P12TUANC | Eaton's Crouse-Hinds Business | Industrial High Bay | IHB32L [/P1]R1/[UNV1D/UNV34D] S891 | Indoor Luminaires | High-Bay | High-Bay Luminaires for Commercial and Industrial Buildings | Standard | FALSE | [9 empty] | 42061 |  |  | NotYetVerified |  | 3 | 30400 | 104.82 | 290 | 15.6 | 0.94 | 5000 | 80
P324M38H | Eaton's Crouse-Hinds Business | Industrial High Bay | IHB32L [/P1]/[UNV1D/UNV34D] S891 | Indoor Luminaires | High-Bay | High-Bay Luminaires for Commercial and Industrial Buildings | Standard | FALSE | [9 empty] | 42061 |  |  | NotYetVerified |  | 3 | 30200 | 104.13 | 290 | 15.6 | 0.94 | 5000 | 80
PV4BYJRT | Eaton's Crouse-Hinds Business | Industrial High Bay | IHB32L [/P1]/[UNV1D/UNV34D] S903D | Indoor Luminaires | High-Bay | High-Bay Luminaires for Commercial and Industrial Buildings | Standard | FALSE | [9 empty] | 42061 |  |  | NotYetVerified |  | 3 | 29800 | 102.75 | 290 | 15.6 | 0.94 | 5000 | 80
PHBEZQ5D | Eaton's Crouse-Hinds Business | Industrial High Bay | IHB32L [/P1]R1/[UNV1D/UNV34D] S903D | Indoor Luminaires | High-Bay | High-Bay Luminaires for Commercial and Industrial Buildings | Standard | FALSE | [9 empty] | 42061 |  |  | NotYetVerified |  | 3 | 29400 | 101.37 | 290 | 15.6 | 0.94 | 5000 | 80
PFH47G4B | Eaton's Crouse-Hinds Business | Industrial High Bay | IHB16L [/P1]R1/[UNV1D/UNV34D] | Indoor Luminaires | High-Bay | High-Bay Luminaires for Commercial and Industrial Buildings | Standard | FALSE | [9 empty] | 42061 |  |  | NotYetVerified |  | 3 | 16500 | 116.19 | 142 | 15.4 | 0.94 | 5000 | 80
PP3HT49A | Eaton's Crouse-Hinds Business | Industrial High Bay | IHB16L [/P1]/[UNV1D/UNV34D] S903 | Indoor Luminaires | High-Bay | High-Bay Luminaires for Commercial and Industrial Buildings | Standard | FALSE | [9 empty] | 42061 |  |  | NotYetVerified |  | 3 | 16200 | 114.08 | 142 | 15.4 | 0.94 | 5000 | 80
PW4ES7CR | Eaton's Crouse-Hinds Business | Industrial High Bay | IHB16L [/P1]R1/[UNV1D/UNV34D] S903 | Indoor Luminaires | High-Bay | High-Bay Luminaires for Commercial and Industrial Buildings | Standard | FALSE | [9 empty] | 42061 |  |  | NotYetVerified |  | 3 | 15800 | 111.26 | 142 | 15.4 | 0.94 | 5000 | 80
PNW7MH5Q | Eaton's Crouse-Hinds Business | Industrial High Bay | IHB16L [/P1]/[UNV1D/UNV34D] S891 | Indoor Luminaires | High-Bay | High-Bay Luminaires for Commercial and Industrial Buildings | Standard | FALSE | [9 empty] | 42061 |  |  | NotYetVerified |  | 3 | 15000 | 105.63 | 142 | 15.4 | 0.94 | 5000 | 80
PH697CMU | Eaton's Crouse-Hinds Business | Industrial High Bay | IHB16L [/P1]R1/[UNV1D/UNV34D] S891 | Indoor Luminaires | High-Bay | High-Bay Luminaires for Commercial and Industrial Buildings | Standard | FALSE | [9 empty] | 42061 |  |  | NotYetVerified |  | 3 | 14650 | 103.16 | 142 | 15.4 | 0.94 | 5000 | 80
PAEHQTKG | Eaton's Crouse-Hinds Business | Industrial High Bay | IHB16L [/P1]/[UNV1D/UNV34D] S903D | Indoor Luminaires | High-Bay | High-Bay Luminaires for Commercial and Industrial Buildings | Standard | FALSE | [9 empty] | 42061 |  |  | NotYetVerified |  | 3 | 14650 | 103.16 | 142 | 15.4 | 0.94 | 5000 | 80
PMA6SSPD | Eaton's Crouse-Hinds Business | Industrial High Bay | IHB16L [/P1]R1/[UNV1D/UNV34D] S903D | Indoor Luminaires | High-Bay | High-Bay Luminaires for Commercial and Industrial Buildings | Standard | FALSE | [9 empty] | 42061 |  |  | NotYetVerified |  | 3 | 14300 | 100.7 | 142 | 15.4 | 0.94 | 5000 | 80
P63VUEFH | Eaton's Crouse-Hinds Business | Industrial High Bay | IHB64L [ /P2]/[UNV1/UNV34] | Indoor Luminaires | High-Bay | High-Bay Luminaires for Commercial and Industrial Buildings | Premium | FALSE | [9 empty] | 42061 |  |  | No | Updated on 8-29-2016; Updated on 3/10/2017 | 3.1 | 71072 | 121.3 | 573.36 | 16.9 | 0.889 | 4892 | 74.8
PEDR291U | Eaton's Crouse-Hinds Business | Industrial High Bay | IHB48L [ /P2]/[UNV1/UNV34] | Indoor Luminaires | High-Bay | High-Bay Luminaires for Commercial and Industrial Buildings | Premium | FALSE | [9 empty] | 42061 |  |  | No | Updated on 8-29-2016; Updated on 3/10/2017 | 3.1 | 53304 | 121.3 | 430.02 | 16.9 | 0.889 | 4892 | 74.8
PSWFV1SV | Eaton's Crouse-Hinds Business | Industrial High Bay | IHB32L [ /P1]/[UNV1/UNV34] | Indoor Luminaires | High-Bay | High-Bay Luminaires for Commercial and Industrial Buildings | Premium | FALSE | [9 empty] | 42061 |  |  | No | Updated on 8-29-2016; Updated on 3/10/2017 | 3.1 | 35536 | 121.3 | 286.68 | 16.9 | 0.889 | 4892 | 74.8
PQPM4B2F | Eaton's Crouse-Hinds Business | Industrial High Bay | IHB24L [ /P1]/[UNV1/UNV34] | Indoor Luminaires | High-Bay | High-Bay Luminaires for Commercial and Industrial Buildings | Premium | FALSE | [9 empty] | 42061 |  |  | No | Updated on 8-29-2016; Updated on 3/10/2017 | 3.1 | 26652 | 121.3 | 215.01 | 16.9 | 0.889 | 4892 | 74.8
P6CMK9CJ | Eaton's Crouse-Hinds Business | Industrial High Bay | IHB16L [ /P1]/[UNV1/UNV34] | Indoor Luminaires | High-Bay | High-Bay Luminaires for Commercial and Industrial Buildings | Premium | FALSE | [9 empty] | 42061 |  |  | No | Updated on 8-29-2016; Updated on 3/10/2017 | 3.1 | 17768 | 121.3 | 143.34 | 16.9 | 0.889 | 4892 | 74.8
PYJQWDB7 | Eaton's Crouse-Hinds Business | Industrial High Bay | IHB64L [ /P2]/[UNV1D/UNV34D] | Indoor Luminaires | High-Bay | High-Bay Luminaires for Commercial and Industrial Buildings | Premium | FALSE | [9 empty] | 42061 |  |  | No | Updated on 8-29-2016; Updated on 3/10/2017 | 3.1 | 71072 | 121.3 | 573.36 | 16.9 | 0.889 | 4892 | 74.8
PXFFFTYW | Eaton's Crouse-Hinds Business | Industrial High Bay | IHB48L [ /P2]/[UNV1D/UNV34D] | Indoor Luminaires | High-Bay | High-Bay Luminaires for Commercial and Industrial Buildings | Premium | FALSE | [9 empty] | 42061 |  |  | No | Updated on 8-29-2016; Updated on 3/10/2017 | 3.1 | 53304 | 121.3 | 430.02 | 16.9 | 0.889 | 4892 | 74.8
P4PYZG62 | Eaton's Crouse-Hinds Business | Industrial High Bay | IHB32L [ /P1]/[UNV1D/UNV34D] | Indoor Luminaires | High-Bay | High-Bay Luminaires for Commercial and Industrial Buildings | Premium | FALSE | [9 empty] | 42061 |  |  | No | Updated on 8-29-2016; Updated on 3/10/2017 | 3.1 | 35536 | 121.3 | 286.68 | 16.9 | 0.889 | 4892 | 74.8
PGFPW3VA | Eaton's Crouse-Hinds Business | Industrial High Bay | IHB24L [ /P1]/[UNV1D/UNV34D] | Indoor Luminaires | High-Bay | High-Bay Luminaires for Commercial and Industrial Buildings | Premium | FALSE | [9 empty] | 42061 |  |  | No | Updated on 8-29-2016; Updated on 3/10/2017 | 3.1 | 26652 | 121.3 | 215.01 | 16.9 | 0.889 | 4892 | 74.8
PMZPW2TR | Eaton's Crouse-Hinds Business | Industrial High Bay | IHB16L [ /P1]/[UNV1D/UNV34D] | Indoor Luminaires | High-Bay | High-Bay Luminaires for Commercial and Industrial Buildings | Premium | FALSE | [9 empty] | 42061 |  |  | No | Updated on 8-29-2016; Updated on 3/10/2017 | 3.1 | 17768 | 121.3 | 143.34 | 16.9 | 0.889 | 4892 | 74.8
PHKD2RJA | K-B Lighting Mfg.Co. Inc | Citadel 4 LED | CIT4-4-LED-8X2200LM-30K | Indoor Luminaires | High-Bay | High-Bay Luminaires for Commercial and Industrial Buildings | Standard | TRUE | 15990 | 107.5 | 148.72 | 14.701 | 0.9751 | 3120 | 82.51 | 5 |  | 42060 |  |  | NotYetVerified |  | 3 | 16000 | 107 | 149 | 20 | 0.9 | 3000 | 82
PFBG3FSR | K-B Lighting Mfg.Co. Inc | Citadel 2 LED | CIT2-4-LED-4X2200LM-30K | Indoor Luminaires | High-Bay | Low-Bay Luminaires for Commercial and Industrial Buildings | Standard | TRUE | 7529 | 101.3 | 74.34 | 14.581 | 0.975 | 3124 | 82.62 | 5 |  | 42060 |  |  | NotYetVerified |  | 3 | 7500 | 101 | 73 | 20 | 0.9 | 3000 | 83
PZSUN3J8 | SIMKAR Corporation | EN3LED | EN3LEDFAF23841U1 | Indoor Luminaires | High-Bay | High-Bay Luminaires for Commercial and Industrial Buildings | Standard | TRUE | 22825 | 98.2 | 232.5 | 8.87 | 0.95 | 4214 | 84.5 | 5 | 72000 | 42060 |  |  | NotYetVerified |  | 3 | 22825 | 98.2 | 232.5 | 8.87 | 0.95 | 4214 | 84.5
PUEFWRZ8 | Shenzhen Hipower Optoelectronic Co. Ltd | LED VISION | SP-HBC100W-NW | Indoor Luminaires | High-Bay | High-Bay Luminaires for Commercial and Industrial Buildings | Premium | TRUE | 12469 | 128.56 | 96.99 | 13.24 | 0.9211 | 3928 | 70.7 | 5 | 50000 | 42060 |  |  | No |  | 3.1 | 12469 | 128.56 | 96.99 | 13.24 | 0.9211 | 4000 | 70.7
PVJXHJKV | SIMKAR Corporation | EN3LED | EN3LEDFAF12541U1 | Indoor Luminaires | High-Bay | High-Bay Luminaires for Commercial and Industrial Buildings | Standard | TRUE | 13608 | 109.4 | 124.4 | 9.64 | 0.917 | 4019 | 81.8 | 5 | 72000 | 42060 |  |  | NotYetVerified |  | 3 | 13608 | 109.4 | 124.4 | 9.64 | 0.917 | 4019 | 81.8
P6KZDVPFF | AZZ Lighting Systems | Rig-A-Lite | MAR206L22U[Options Exclude TM] | Indoor Luminaires | High-Bay | Low-Bay Luminaires for Commercial and Industrial Buildings | Standard | TRUE | 5476 | 98.3 | 55.7 | 18.2 | 0.907 | 4062 | 85 | 5 |  | 42060 |  |  | NotYetVerified | Only qualified when mounted straight down | 3
PDF4U85K | SIMKAR Corporation | EN3LED | EN3LEDFAF12550U1 | Indoor Luminaires | High-Bay | High-Bay Luminaires for Commercial and Industrial Buildings | Standard | FALSE | [9 empty] | 42060 |  |  | NotYetVerified |  | 3 | 13930 | 112 | 124.4 | 2.75 | 0.997 | 5096 | 84.8
PWGVDZCR | SIMKAR Corporation | EN3LED | EN3LEDCAF12550U1 | Indoor Luminaires | High-Bay | High-Bay Luminaires for Commercial and Industrial Buildings | Standard | FALSE | [9 empty] | 42060 |  |  | NotYetVerified |  | 3 | 14400 | 115.5 | 124.7 | 2.7 | 0.997 | 5096 | 84.8
P6B7KKG4 | SIMKAR Corporation | EN3LED | EN3LEDCAF23841U1 | Indoor Luminaires | High-Bay | High-Bay Luminaires for Commercial and Industrial Buildings | Standard | FALSE | [9 empty] | 42060 |  |  | NotYetVerified |  | 3 | 23654 | 101.6 | 232.8 | 8.37 | 0.993 | 4214 | 84.5
P1A1FSCM | SIMKAR Corporation | EN3LED | EN3LEDCAF12541U1 | Indoor Luminaires | High-Bay | High-Bay Luminaires for Commercial and Industrial Buildings | Standard | FALSE | [9 empty] | 42060 |  |  | NotYetVerified |  | 3 | 14118 | 113.2 | 124.7 | 2.6 | 0.997 | 4019 | 81.8
PQKW8D3W | K-B Lighting Mfg.Co. Inc | Citadel 2 LED | CIT2-4-LED-4X2200LM-50K | Indoor Luminaires | High-Bay | Low-Bay Luminaires for Commercial and Industrial Buildings | Standard | FALSE | [9 empty] | 42060 |  |  | NotYetVerified |  | 3 | 7800 | 106 | 73 | 20 | 0.9 | 5000 | 83
PBUQZRJC | K-B Lighting Mfg.Co. Inc | Citadel 4 LED | CIT4-4-LED-8X2200LM-50K | Indoor Luminaires | High-Bay | High-Bay Luminaires for Commercial and Industrial Buildings | Standard | FALSE | [9 empty] | 42060 |  |  | NotYetVerified |  | 3 | 16750 | 113 | 149 | 20 | 0.9 | 5000 | 82
PQW7WH199 | AZZ Lighting Systems | Rig-A-Lite | MAR207L24U[Options Exclude TM] | Indoor Luminaires | High-Bay | Low-Bay Luminaires for Commercial and Industrial Buildings | Standard | FALSE | [9 empty] | 42060 | Dimmable | Continuous Above 10 | NotYetVerified | Only qualified when mounted straight down | 3 | 7660 | 103.4 | 74.1 | 15.8 | 0.986 | 4071 | 82
PK1GQVEX | North Star Lighting | North Star Lighting | SMF-50 | Indoor Luminaires | High-Bay | Low-Bay Luminaires for Commercial and Industrial Buildings | Standard | TRUE | 5591 | 89.6 | 62.4 | 16.53 | 0.9794 | 4935 | 70.6 | 5 | 50000 | 42059 |  |  | NotYetVerified |  | 3 | 5500 | 82 |  |  | 0.95 | 5000 | 70
PZGG166Z | North Star Lighting | North Star Lighting | SMF-200 | Indoor Luminaires | High-Bay | High-Bay Luminaires for Commercial and Industrial Buildings | Standard | TRUE | 17391 | 83.64 | 207.9 | 10.34 | 0.97 | 5386 | 75.2 | 5 | 50000 | 42059 |  |  | NotYetVerified |  | 3 | 17300 | 82 | 15 |  | 0.95 | 5000 | 70
P3BUDDYJ | North Star Lighting | North Star Lighting | SMF-300 | Indoor Luminaires | High-Bay | High-Bay Luminaires for Commercial and Industrial Buildings | Standard | TRUE | 25817 | 82.21 | 314 | 15.51 | 0.9529 | 5110 | 72.6 | 5 | 50000 | 42059 |  |  | NotYetVerified |  | 3 | 25800 | 85 | 307 |  | 0.95 | 5000 | 70
PD45G7X4 | North Star Lighting | North Star Lighting | SMF-450 | Indoor Luminaires | High-Bay | High-Bay Luminaires for Commercial and Industrial Buildings | Standard | TRUE | 43057 | 92.34 | 466.3 | 13.08 | 0.9515 | 5406 | 72.4 | 5 | 50000 | 42059 |  |  | NotYetVerified |  | 3 | 43000 | 82 | 460 |  | 0.95 | 5000 | 70
PR96U8M1 | North Star Lighting | North Star Lighting | SMF-150 | Indoor Luminaires | High-Bay | High-Bay Luminaires for Commercial and Industrial Buildings | Standard | TRUE | 13483 | 89.22 | 151.1 | 12.71 | 0.9496 | 5399 | 72.8 | 5 | 50000 | 42059 |  |  | NotYetVerified |  | 3 | 13400 | 82 | 154 |  | 0.95 | 5000 | 70
PQMUCCVS | Neptun Light Inc. | Neptun Light Inc | LED-19180-PC-UNV-850 | Indoor Luminaires | High-Bay | High-Bay Luminaires for Commercial and Industrial Buildings | Standard | TRUE | 15185.37 | 84.94 | 178.78 | 7.05 | 0.9482 | 4886 | 82.9 | 5 | 50000 | 42059 |  |  | NotYetVerified |  | 3 | 15185.37 | 84.93 | 178.78 | 4.9 | 0.996 | 4886 | 82.9
PAYAVVFV | Neptun Light Inc. | Neptun Light Inc | LED-19150-PC-UNV-850 | Indoor Luminaires | High-Bay | High-Bay Luminaires for Commercial and Industrial Buildings | Standard | TRUE | 13468.93 | 88.48 | 152.22 | 7.05 | 0.9482 | 4829 | 82.7 | 5 | 50000 | 42059 |  |  | NotYetVerified |  | 3 | 13468.93 | 88.48 | 152.22 | 4.9 | 0.995 | 4829 | 82.7
P94XTPFY | Tamlite Lighting | Tamlite Lighting | HBLED1003K | Indoor Luminaires | High-Bay | High-Bay Luminaires for Commercial and Industrial Buildings | Standard | TRUE | 9132.9 | 98.77 | 92.47 | 14.81 | 0.9288 | 2969 | 83.3 | 5 | 50000 | 42059 |  |  | NotYetVerified |  | 3 | 9132.9 | 98.77 | 92.47 | 14.81 | 0.9288 | 3000 | 83.3
PESP3C4W | Tamlite Lighting | Tamlite Lighting | HBLED2103K | Indoor Luminaires | High-Bay | High-Bay Luminaires for Commercial and Industrial Buildings | Standard | TRUE | 20366 | 96.72 | 210.6 | 13.66 | 0.9193 | 3009 | 83.7 | 5 | 50000 | 42059 |  |  | NotYetVerified |  | 3 | 20366 | 96.72 | 210.6 | 13.66 | 0.9193 | 3000 | 83.7
PBYWDGVD | Tamlite Lighting | Tamlite Lighting | HBLED1503k | Indoor Luminaires | High-Bay | High-Bay Luminaires for Commercial and Industrial Buildings | Standard | TRUE | 15460.3 | 106.04 | 145.8 | 13.58 | 0.9188 | 2994 | 83.9 | 5 | 50000 | 42059 |  |  | NotYetVerified |  | 3 | 15876 | 109.36 | 145.2 | 13.58 | 0.9188 | 3000 | 84.2
P1FJHR67 | Tamlite Lighting | Tamlite Lighting | HBLED1005K | Indoor Luminaires | High-Bay | High-Bay Luminaires for Commercial and Industrial Buildings | Standard | FALSE | [9 empty] | 42059 |  |  | NotYetVerified |  | 3 | 9954 | 104.34 | 95.39 | 14.14 | 0.9325 | 5000 | 83.9
PMBTWW82 | Tamlite Lighting | Tamlite Lighting | HBLED2105K | Indoor Luminaires | High-Bay | High-Bay Luminaires for Commercial and Industrial Buildings | Standard | FALSE | [9 empty] | 42059 |  |  | NotYetVerified |  | 3 | 25045 | 118.7 | 211 | 13.47 | 0.9303 | 5000 | 82.5
PGYJTJ29 | Tamlite Lighting | Tamlite Lighting | HBLED1505k | Indoor Luminaires | High-Bay | High-Bay Luminaires for Commercial and Industrial Buildings | Standard | FALSE | [9 empty] | 42059 |  |  | NotYetVerified |  | 3 | 17371 | 118.9 | 146.1 | 13.39 | 0.9168 | 5000 | 82.5
P4SE8356 | Tamlite Lighting | Tamlite Lighting | HBLED15045k | Indoor Luminaires | High-Bay | High-Bay Luminaires for Commercial and Industrial Buildings | Standard | FALSE | [9 empty] | 42059 |  |  | NotYetVerified |  | 3 | 15876 | 109.36 | 145.2 | 13.58 | 0.9188 | 4500 | 84.2
PGREQ1GK | Tamlite Lighting | Tamlite Lighting | HBLED21045K | Indoor Luminaires | High-Bay | High-Bay Luminaires for Commercial and Industrial Buildings | Standard | FALSE | [9 empty] | 42059 |  |  | NotYetVerified |  | 3 | 20366 | 96.72 | 210.6 | 13.66 | 0.9193 | 4500 | 83.7
PEAFNQN4 | Tamlite Lighting | Tamlite Lighting | HBLED10045K | Indoor Luminaires | High-Bay | High-Bay Luminaires for Commercial and Industrial Buildings | Standard | FALSE | [9 empty] | 42059 |  |  | NotYetVerified |  | 3 | 9132.9 | 98.77 | 92.47 | 14.81 | 0.9288 | 4500 | 83.3
P6ZMBB14 | Tamlite Lighting | Tamlite Lighting | HBLED1504k | Indoor Luminaires | High-Bay | High-Bay Luminaires for Commercial and Industrial Buildings | Standard | FALSE | [9 empty] | 42059 |  |  | NotYetVerified |  | 3 | 15876 | 109.36 | 145.2 | 13.58 | 0.9188 | 4000 | 84.2
PR7GPEDH | Tamlite Lighting | Tamlite Lighting | HBLED2104K | Indoor Luminaires | High-Bay | High-Bay Luminaires for Commercial and Industrial Buildings | Standard | FALSE | [9 empty] | 42059 |  |  | NotYetVerified |  | 3 | 20366 | 96.72 | 210.6 | 13.66 | 0.9193 | 4000 | 83.7
PA4CSAX7 | Tamlite Lighting | Tamlite Lighting | HBLED1004K | Indoor Luminaires | High-Bay | High-Bay Luminaires for Commercial and Industrial Buildings | Standard | FALSE | [9 empty] | 42059 |  |  | NotYetVerified |  | 3 | 9132.9 | 98.77 | 92.47 | 14.81 | 0.9288 | 4000 | 83.3
PT9MB6P7 | Tamlite Lighting | Tamlite Lighting | HBLED15035k | Indoor Luminaires | High-Bay | High-Bay Luminaires for Commercial and Industrial Buildings | Standard | FALSE | [9 empty] | 42059 |  |  | NotYetVerified |  | 3 | 15876 | 109.36 | 145.2 | 13.58 | 0.9188 | 3500 | 84.2
PB4MU964 | Tamlite Lighting | Tamlite Lighting | HBLED21035K | Indoor Luminaires | High-Bay | High-Bay Luminaires for Commercial and Industrial Buildings | Standard | FALSE | [9 empty] | 42059 |  |  | NotYetVerified |  | 3 | 20366 | 96.72 | 210.6 | 13.66 | 0.9193 | 3500 | 83.7
PWN7T8EZ | Tamlite Lighting | Tamlite Lighting | HBLED10035K | Indoor Luminaires | High-Bay | High-Bay Luminaires for Commercial and Industrial Buildings | Standard | FALSE | [9 empty] | 42059 |  |  | NotYetVerified |  | 3 | 9132.9 | 98.77 | 92.47 | 14.81 | 0.9288 | 3500 | 83.3
PF3T3CQN | Neptun Light Inc. | Neptun Light Inc | LED-25250-PC-UNV-850 | Indoor Luminaires | High-Bay | High-Bay Luminaires for Commercial and Industrial Buildings | Standard | FALSE | [9 empty] | 42059 |  |  | NotYetVerified |  | 3 | 22773.26 | 90.853 | 250.66 | 4.9 | 0.998 | 4967 | 84.8
P876Y39J | Neptun Light Inc. | Neptun Light Inc | LED-25200-PC-UNV-850 | Indoor Luminaires | High-Bay | High-Bay Luminaires for Commercial and Industrial Buildings | Standard | FALSE | [9 empty] | 42059 |  |  | NotYetVerified |  | 3 | 19670.61 | 97.408 | 201.94 | 4.9 | 0.997 | 4924 | 84.7
PCNGPJYD | Neptun Light Inc. | Neptun Light Inc | LED-19200-PC-UNV-850 | Indoor Luminaires | High-Bay | High-Bay Luminaires for Commercial and Industrial Buildings | Standard | FALSE | [9 empty] | 42059 |  |  | NotYetVerified |  | 3 | 17674.14 | 87.1 | 202.6 | 4.9 | 0.997 | 4780 | 84.7
PYB2NPFYC | Eaton (formerly Cooper Lighting) | Metalux | TBLED-LD1-11-W-480V-L835-CD1-DIMRF-LW | Indoor Luminaires | High-Bay | Low-Bay Luminaires for Commercial and Industrial Buildings | Standard | TRUE | 9424.68 | 78.54 | 120 | 8.34 | 0.991 | 3383 | 83 | 5 |  | 42055 |  |  | NotYetVerified |  | 3
P4RWN5P5 | Peerless Electric Company Ltd. | AP4 | AP4-HB-4-200-30K-ACF-MV | Indoor Luminaires | High-Bay | High-Bay Luminaires for Commercial and Industrial Buildings | Standard | TRUE | 18227 | 101.5 | 179.43 | 12.086 | 0.967 | 3066 | 83.3 | 5 |  | 42055 |  |  | NotYetVerified |  | 3 | 18200 | 101 | 180 | 20 | 0.9 | 3000 | 82
PN34ZB7Q1 | US LED | Bay Star | LBX1-0-A-50-PUG-0-UNV1-7000 | Indoor Luminaires | High-Bay | High-Bay Aisle Luminaires | Standard | TRUE | 16316 | 86.1 | 189.5 | 12.4 | 0.95 | 5270 | 75 | 5 | 132000 | 42055 |  |  | NotYetVerified |  | 3 | 16300 | 86 | 189 |  |  | 5000 | 70
PHXBYQGE | GE Lighting Solutions | Albeo | ABHX42T57Fxxxxxx041 | Indoor Luminaires | High-Bay | High-Bay Luminaires for Commercial and Industrial Buildings | Standard | TRUE | 12197.5 | 98.9 | 123.3 | 10.6 | 0.94 | 4998 | 73.3 | 5 | 100000 | 42055 |  |  | NotYetVerified |  | 3 | 12197.5 | 98.9 | 123.29 | 10.6 | 0.94 | 4998 | 73.3
PMP55U3S7 | Eaton (formerly Cooper Lighting) | Metalux | TBLED-LD1-6-W-UNV-L835-DIMRF-LW | Indoor Luminaires | High-Bay | Low-Bay Luminaires for Commercial and Industrial Buildings | Standard | TRUE | 5134 | 98.4 | 52.2 | 15.9 | 0.933 |  |  | 5 |  | 42055 |  |  | NotYetVerified |  | 3
PQMWHAFH | Peerless Electric Company Ltd. | AP4 | AP4-HB-4-200-50K-ACF-MV | Indoor Luminaires | High-Bay | High-Bay Luminaires for Commercial and Industrial Buildings | Standard | FALSE | [9 empty] | 42055 |  |  | NotYetVerified |  | 3 | 21000 | 116 | 180 | 20 | 0.9 | 5000 | 82
P6NG2924 | Peerless Electric Company Ltd. | AP4 | AP4-HB-4-200-40K-ACF-MV | Indoor Luminaires | High-Bay | High-Bay Luminaires for Commercial and Industrial Buildings | Standard | FALSE | [9 empty] | 42055 |  |  | NotYetVerified |  | 3 | 20000 | 111 | 180 | 20 | 0.9 | 4000 | 82
PEFZGDCA | Peerless Electric Company Ltd. | AP4 | AP4-HB-4-200-35K-ACF-MV | Indoor Luminaires | High-Bay | High-Bay Luminaires for Commercial and Industrial Buildings | Standard | FALSE | [9 empty] | 42055 |  |  | NotYetVerified |  | 3 | 19100 | 106 | 180 | 20 | 0.9 | 3500 | 82
PQWYSA74 | Eaton (formerly Cooper Lighting) | Metalux Troffer | TBLED-LD1-11-M-[All Voltages]-L850-CD-1-[All Mounting]-[All Color]-Options Include [CG DOS DIMRF-(LW LN) TR] | Indoor Luminaires | High-Bay | Low-Bay Luminaires for Commercial and Industrial Buildings | Standard | FALSE | [9 empty] | 42055 |  |  | NotYetVerified |  | 3 | 10865 | 97.53 | 111.4 | 5.9 | 0.998 | 5000 | 80
PNF83M6F | Eaton (formerly Cooper Lighting) | Metalux Troffer | TBLED-LD1-11-M-120V-L850-5LTHD-2-[All Mounting]-[All Color]-Options Include [CG DOS DIMRF-(LW LN) TR] | Indoor Luminaires | High-Bay | Low-Bay Luminaires for Commercial and Industrial Buildings | Standard | FALSE | [9 empty] | 42055 |  |  | NotYetVerified |  | 3 | 10694 | 101.27 | 105.6 | 5.9 | 0.998 | 5000 | 80
PNZVXZZF | Eaton (formerly Cooper Lighting) | Metalux Troffer | TBLED-LD1-11-W-[All Voltages]-L850-CD-1-[All Mounting]-[All Color]-Options Include [DOS DIMRF-(LW LN) TR] | Indoor Luminaires | High-Bay | Low-Bay Luminaires for Commercial and Industrial Buildings | Standard | FALSE | [9 empty] | 42055 |  |  | NotYetVerified |  | 3 | 10657 | 94.23 | 113.1 | 5.9 | 0.998 | 5000 | 80
PEYGMJEP | Eaton (formerly Cooper Lighting) | Metalux Troffer | TBLED-LD1-11-W-120V-L840-5LTHD-2-[All Mounting]-[All Color]-Options Include [DOS DIMRF-(LW LN) TR] | Indoor Luminaires | High-Bay | Low-Bay Luminaires for Commercial and Industrial Buildings | Standard | FALSE | [9 empty] | 42055 |  |  | NotYetVerified |  | 3 | 10657 | 100.92 | 105.6 | 5.9 | 0.998 | 5000 | 80
PRCPWSGS | Eaton (formerly Cooper Lighting) | Metalux Troffer | TBLED-LD1-8-M-120V-L850-5LTHD-2-[All Mounting]-[All Color]-Options Include [CG DOS DIMRF-(LW LN) TR IBP ICP] | Indoor Luminaires | High-Bay | Low-Bay Luminaires for Commercial and Industrial Buildings | Standard | FALSE | [9 empty] | 42055 |  |  | NotYetVerified |  | 3 | 8528 | 101.16 | 84.3 | 5.9 | 0.998 | 5000 | 80
PEST6F2T | Eaton (formerly Cooper Lighting) | Metalux Troffer | TBLED-LD1-8-M-[All Voltages]-L850-CD-1-[All Mounting]-[All Color]-Options Include [CG DOS DIMRF-(LW LN) TR IBP ICP] | Indoor Luminaires | High-Bay | Low-Bay Luminaires for Commercial and Industrial Buildings | Standard | FALSE | [9 empty] | 42055 |  |  | NotYetVerified |  | 3 | 8232 | 101.63 | 81 | 5.9 | 0.998 | 5000 | 80
PNE9AD9F | Eaton (formerly Cooper Lighting) | Metalux Troffer | TBLED-LD1-8-W-120V-L850-5LTHD-2-[All Mounting]-[All Color]-Options Include [DOS DIMRF-(LW LN) TR IBP ICP] | Indoor Luminaires | High-Bay | Low-Bay Luminaires for Commercial and Industrial Buildings | Standard | FALSE | [9 empty] | 42055 |  |  | NotYetVerified |  | 3 | 8073 | 95.77 | 84.3 | 5.9 | 0.998 | 5000 | 80
PRGRSAHS | Eaton (formerly Cooper Lighting) | Metalux Troffer | TBLED-LD1-8-W-[All Voltages]-L850-CD-1-[All Mounting]-[All Color]-Options Include [DOS DIMRF-(LW LN) TR IBP ICP] | Indoor Luminaires | High-Bay | Low-Bay Luminaires for Commercial and Industrial Buildings | Standard | FALSE | [9 empty] | 42055 |  |  | NotYetVerified |  | 3 | 7748 | 95.65 | 81 | 5.9 | 0.998 | 5000 | 80
PM6EBTAM | Eaton (formerly Cooper Lighting) | Metalux Troffer | TBLED-LD1-6-M-120V-L850-5LTHD-1-[All Mounting]-[All Color]-Options Include [CG DOS DIMRF-(LW LN) TR IBP ICP] | Indoor Luminaires | High-Bay | Low-Bay Luminaires for Commercial and Industrial Buildings | Standard | FALSE | [9 empty] | 42055 |  |  | NotYetVerified |  | 3 | 6055 | 166.64 | 49.4 | 5.9 | 0.998 | 5000 | 80
PE8H4TQG | Eaton (formerly Cooper Lighting) | Metalux Troffer | TBLED-LD1-6-M-[All Voltages]-L850-CD-1-[All Mounting]-[All Color]-Options Include [CG DOS DIMRF-(LW LN) TR IBP ICP] | Indoor Luminaires | High-Bay | Low-Bay Luminaires for Commercial and Industrial Buildings | Standard | FALSE | [9 empty] | 42055 |  |  | NotYetVerified |  | 3 | 5844 | 120.49 | 48.5 | 5.9 | 0.998 | 5000 | 80
P1WE8WB5 | Eaton (formerly Cooper Lighting) | Metalux Troffer | TBLED-LD1-6-W-120V-L850-5LTHD-1-[All Mounting]-[All Color]-Options Include [DOS DIMRF-(LW LN) TR IBP ICP] | Indoor Luminaires | High-Bay | Low-Bay Luminaires for Commercial and Industrial Buildings | Standard | FALSE | [9 empty] | 42055 |  |  | NotYetVerified |  | 3 | 5732 | 116.03 | 49.4 | 5.9 | 0.998 | 5000 | 80
PDYZTXHX | Eaton (formerly Cooper Lighting) | Metalux Troffer | TBLED-LD1-6-W-[All Voltages]-L850-CD-1-[All Mounting]-[All Color]-Options Include [DOS DIMRF-(LW LN) TR IBP ICP] | Indoor Luminaires | High-Bay | Low-Bay Luminaires for Commercial and Industrial Buildings | Standard | FALSE | [9 empty] | 42055 |  |  | NotYetVerified |  | 3 | 5501 | 113.42 | 48.5 | 5.9 | 0.998 | 5000 | 80
PDB6TAAN | Eaton (formerly Cooper Lighting) | Metalux Troffer | TBLED-LD1-11-M-[All Voltages]-L840-CD-1-[All Mounting]-[All Color]-Options Include [CG DOS DIMRF-(LW LN) TR] | Indoor Luminaires | High-Bay | Low-Bay Luminaires for Commercial and Industrial Buildings | Standard | FALSE | [9 empty] | 42055 |  |  | NotYetVerified |  | 3 | 10471 | 93.99 | 111.4 | 5.9 | 0.998 | 4000 | 80
PUKTDCM2 | Eaton (formerly Cooper Lighting) | Metalux Troffer | TBLED-LD1-11-M-120V-L840-5LTHD-2-[All Mounting]-[All Color]-Options Include [CG DOS DIMRF-(LW LN) TR] | Indoor Luminaires | High-Bay | Low-Bay Luminaires for Commercial and Industrial Buildings | Standard | FALSE | [9 empty] | 42055 |  |  | NotYetVerified |  | 3 | 10305 | 97.59 | 105.6 | 5.9 | 0.998 | 4000 | 80
P8QWPHMH | Eaton (formerly Cooper Lighting) | Metalux Troffer | TBLED-LD1-11-W-[All Voltages]-L840-CD-1-[All Mounting]-[All Color]-Options Include [DOS DIMRF-(LW LN) TR] | Indoor Luminaires | High-Bay | Low-Bay Luminaires for Commercial and Industrial Buildings | Standard | FALSE | [9 empty] | 42055 |  |  | NotYetVerified |  | 3 | 10270 | 90.8 | 113.1 | 5.9 | 0.998 | 4000 | 80
P6C4MHYU | Eaton (formerly Cooper Lighting) | Metalux Troffer | TBLED-LD1-11-W-120V-L840-5LTHD-2-[All Mounting]-[All Color]-Options Include [DOS DIMRF-(LW LN) TR] | Indoor Luminaires | High-Bay | Low-Bay Luminaires for Commercial and Industrial Buildings | Standard | FALSE | [9 empty] | 42055 |  |  | NotYetVerified |  | 3 | 10270 | 97.25 | 105.6 | 5.9 | 0.998 | 4000 | 80
PDXCRKN3 | Eaton (formerly Cooper Lighting) | Metalux Troffer | TBLED-LD1-8-M-120V-L840-5LTHD-2-[All Mounting]-[All Color]-Options Include [CG DOS DIMRF-(LW LN) TR IBP ICP] | Indoor Luminaires | High-Bay | Low-Bay Luminaires for Commercial and Industrial Buildings | Standard | FALSE | [9 empty] | 42055 |  |  | NotYetVerified |  | 3 | 8218 | 97.49 | 84.3 | 5.9 | 0.998 | 4000 | 80
P3VSDHK5 | Eaton (formerly Cooper Lighting) | Metalux Troffer | TBLED-LD1-8-M-[All Voltages]-L840-CD-1-[All Mounting]-[All Color]-Options Include [CG DOS DIMRF-(LW LN) TR IBP ICP] | Indoor Luminaires | High-Bay | Low-Bay Luminaires for Commercial and Industrial Buildings | Standard | FALSE | [9 empty] | 42055 |  |  | NotYetVerified |  | 3 | 7933 | 97.94 | 81 | 5.9 | 0.998 | 4000 | 80
PKBPEUA8 | Eaton (formerly Cooper Lighting) | Metalux Troffer | TBLED-LD1-8-W-120V-L840-5LTHD-2-[All Mounting]-[All Color]-Options Include [DOS DIMRF-(LW LN) TR IBP ICP] | Indoor Luminaires | High-Bay | Low-Bay Luminaires for Commercial and Industrial Buildings | Standard | FALSE | [9 empty] | 42055 |  |  | NotYetVerified |  | 3 | 7780 | 92.29 | 84.3 | 5.9 | 0.998 | 4000 | 80
PK9C78S9 | Eaton (formerly Cooper Lighting) | Metalux Troffer | TBLED-LD1-8-W-[All Voltages]-L840-CD-1-[All Mounting]-[All Color]-Options Include [DOS DIMRF-(LW LN) TR IBP ICP] | Indoor Luminaires | High-Bay | Low-Bay Luminaires for Commercial and Industrial Buildings | Standard | FALSE | [9 empty] | 42055 |  |  | NotYetVerified |  | 3 | 7467 | 92.19 | 81 | 5.9 | 0.998 | 4000 | 80
P2PR3D52 | Eaton (formerly Cooper Lighting) | Metalux Troffer | TBLED-LD1-6-M-120V-L840-5LTHD-1-[All Mounting]-[All Color]-Options Include [CG DOS DIMRF-(LW LN) TR IBP ICP] | Indoor Luminaires | High-Bay | Low-Bay Luminaires for Commercial and Industrial Buildings | Standard | FALSE | [9 empty] | 42055 |  |  | NotYetVerified |  | 3 | 5835 | 97.94 | 49.4 | 5.9 | 0.998 | 4000 | 80
P81E8GE4 | Eaton (formerly Cooper Lighting) | Metalux Troffer | TBLED-LD1-6-M-[All Voltages]-L840-CD-1-[All Mounting]-[All Color]-Options Include [CG DOS DIMRF-(LW LN) TR IBP ICP] | Indoor Luminaires | High-Bay | Low-Bay Luminaires for Commercial and Industrial Buildings | Standard | FALSE | [9 empty] | 42055 |  |  | NotYetVerified |  | 3 | 5632 | 116.12 | 48.5 | 5.9 | 0.998 | 4000 | 80
PJTK5FV2 | Eaton (formerly Cooper Lighting) | Metalux Troffer | TBLED-LD1-6-W-120V-L840-5LTHD-1-[All Mounting]-[All Color]-Options Include [DOS DIMRF-(LW LN) TR IBP ICP] | Indoor Luminaires | High-Bay | Low-Bay Luminaires for Commercial and Industrial Buildings | Standard | FALSE | [9 empty] | 42055 |  |  | NotYetVerified |  | 3 | 5524 | 111.82 | 49.4 | 5.9 | 0.998 | 4000 | 80
PWCC2Q2K | Eaton (formerly Cooper Lighting) | Metalux Troffer | TBLED-LD1-6-W-[All Voltages]-L840-CD-1-[All Mounting]-[All Color]-Options Include [DOS DIMRF-(LW LN) TR IBP ICP] | Indoor Luminaires | High-Bay | Low-Bay Luminaires for Commercial and Industrial Buildings | Standard | FALSE | [9 empty] | 42055 |  |  | NotYetVerified |  | 3 | 5301 | 109.3 | 48.5 | 5.9 | 0.998 | 4000 | 80
PNASYEF9 | Eaton (formerly Cooper Lighting) | Metalux Troffer | TBLED-LD1-11-M-[All Voltages]-L835-CD-1-[All Mounting]-[All Color]-Options Include [CG DOS DIMRF-(LW LN) TR] | Indoor Luminaires | High-Bay | Low-Bay Luminaires for Commercial and Industrial Buildings | Standard | FALSE | [9 empty] | 42055 |  |  | NotYetVerified |  | 3 | 10126 | 90.9 | 111.4 | 5.9 | 0.998 | 3500 | 80
PATWTAW8 | Eaton (formerly Cooper Lighting) | Metalux Troffer | TBLED-LD1-11-M-120V-L835-5LTHD-2-[All Mounting]-[All Color]-Options Include [CG DOS DIMRF-(LW LN) TR] | Indoor Luminaires | High-Bay | Low-Bay Luminaires for Commercial and Industrial Buildings | Standard | FALSE | [9 empty] | 42055 |  |  | NotYetVerified |  | 3 | 9966 | 94.38 | 105.6 | 5.9 | 0.998 | 3500 | 80
PXKE3YDB | Eaton (formerly Cooper Lighting) | Metalux Troffer | TBLED-LD1-11-W-120V-L835-5LTHD-2-[All Mounting]-[All Color]-Options Include [DOS DIMRF-(LW LN) TR] | Indoor Luminaires | High-Bay | Low-Bay Luminaires for Commercial and Industrial Buildings | Standard | FALSE | [9 empty] | 42055 |  |  | NotYetVerified |  | 3 | 9932 | 94.05 | 105.6 | 5.9 | 0.998 | 3500 | 80
PVYK1M5D | Eaton (formerly Cooper Lighting) | Metalux Troffer | TBLED-LD1-11-W-[All Voltages]-L835-CD-1-[All Mounting]-[All Color]-Options Include [DOS DIMRF-(LW LN) TR] | Indoor Luminaires | High-Bay | Low-Bay Luminaires for Commercial and Industrial Buildings | Standard | FALSE | [9 empty] | 42055 |  |  | NotYetVerified |  | 3 | 9932 | 87.82 | 113.1 | 5.9 | 0.998 | 3500 | 80
P7328K6W | Eaton (formerly Cooper Lighting) | Metalux Troffer | TBLED-LD1-8-M-120V-L835-5LTHD-2-[All Mounting]-[All Color]-Options Include [CG DOS DIMRF-(LW LN) TR IBP ICP] | Indoor Luminaires | High-Bay | Low-Bay Luminaires for Commercial and Industrial Buildings | Standard | FALSE | [9 empty] | 42055 |  |  | NotYetVerified |  | 3 | 7948 | 94.28 | 84.3 | 5.9 | 0.998 | 3500 | 80
PYW9M6T3 | Eaton (formerly Cooper Lighting) | Metalux Troffer | TBLED-LD1-8-M-[All Voltages]-L835-CD-1-[All Mounting]-[All Color]-Options Include [CG DOS DIMRF-(LW LN) TR IBP ICP] | Indoor Luminaires | High-Bay | Low-Bay Luminaires for Commercial and Industrial Buildings | Standard | FALSE | [9 empty] | 42055 |  |  | NotYetVerified |  | 3 | 7672 | 94.72 | 81 | 5.9 | 0.998 | 3500 | 80
PVPFJ36Y | Eaton (formerly Cooper Lighting) | Metalux Troffer | TBLED-LD1-8-W-120V-L835-5LTHD-2-[All Mounting]-[All Color]-Options Include [DOS DIMRF-(LW LN) TR IBP ICP] | Indoor Luminaires | High-Bay | Low-Bay Luminaires for Commercial and Industrial Buildings | Standard | FALSE | [9 empty] | 42055 |  |  | NotYetVerified |  | 3 | 7524 | 89.25 | 84.3 | 5.9 | 0.998 | 3500 | 80
P6F77KAV | Eaton (formerly Cooper Lighting) | Metalux Troffer | TBLED-LD1-8-W-[All Voltages]-L835-CD-1-[All Mounting]-[All Color]-Options Include [DOS DIMRF-(LW LN) TR IBP ICP] | Indoor Luminaires | High-Bay | Low-Bay Luminaires for Commercial and Industrial Buildings | Standard | FALSE | [9 empty] | 42055 |  |  | NotYetVerified |  | 3 | 7221 | 89.15 | 81 | 5.9 | 0.998 | 3500 | 80
PTGYJJZ3 | Eaton (formerly Cooper Lighting) | Metalux Troffer | TBLED-LD1-6-M-120V-L835-5LTHD-1-[All Mounting]-[All Color]-Options Include [CG DOS DIMRF-(LW LN) TR IBP ICP] | Indoor Luminaires | High-Bay | Low-Bay Luminaires for Commercial and Industrial Buildings | Standard | FALSE | [9 empty] | 42055 |  |  | NotYetVerified |  | 3 | 5643 | 94.72 | 49.4 | 5.9 | 0.998 | 3500 | 80
PBJFUJ55 | Eaton (formerly Cooper Lighting) | Metalux Troffer | TBLED-LD1-6-M-[All Voltages]-L835-CD-1-[All Mounting]-[All Color]-Options Include [CG DOS DIMRF-(LW LN) TR IBP ICP] | Indoor Luminaires | High-Bay | Low-Bay Luminaires for Commercial and Industrial Buildings | Standard | FALSE | [9 empty] | 42055 |  |  | NotYetVerified |  | 3 | 5446 | 112.29 | 48.5 | 5.9 | 0.998 | 3500 | 80
PXCG2PUA | Eaton (formerly Cooper Lighting) | Metalux Troffer | TBLED-LD1-6-W-120V-L835-5LTHD-1-[All Mounting]-[All Color]-Options Include [DOS DIMRF-(LW LN) TR IBP ICP] | Indoor Luminaires | High-Bay | Low-Bay Luminaires for Commercial and Industrial Buildings | Standard | FALSE | [9 empty] | 42055 |  |  | NotYetVerified |  | 3 | 5342 | 108.14 | 49.4 | 5.9 | 0.998 | 3500 | 80
PJ8KQHM4 | Eaton (formerly Cooper Lighting) | Metalux Troffer | TBLED-LD1-6-W-[All Voltages]-L835-CD-1-[All Mounting]-[All Color]-Options Include [DOS DIMRF-(LW LN) TR IBP ICP] | Indoor Luminaires | High-Bay | Low-Bay Luminaires for Commercial and Industrial Buildings | Standard | FALSE | [9 empty] | 42055 |  |  | NotYetVerified |  | 3 | 5127 | 105.71 | 48.5 | 5.9 | 0.998 | 3500 | 80
PG4BVUUR | Shinetoo Lighting LLC/ Shanghai Shinetoo Lighting Co. LTD | Shinetoo | ST-HBL-150AAA-AL90 | Indoor Luminaires | High-Bay | High-Bay Luminaires for Commercial and Industrial Buildings | Standard | TRUE | 13850 | 90.6 | 152.8 | 10.9 | 0.948 | 5145 | 73.2 | 5 | 50000 | 42054 |  |  | NotYetVerified |  | 3 | 13850 | 90.6 | 152.8 | 10.9 | 0.948 | 5145 | 73.2
P1JZ4HP8 | MaxLite Inc | MaxLED | BLHT115USD4810XXXX | Indoor Luminaires | High-Bay | High-Bay Luminaires for Commercial and Industrial Buildings | Standard | TRUE | 12590 | 108.07 | 116.5 | 15.54 | 0.937 | 5142 | 83.8 | 5 | 85000 | 42054 |  |  | NotYetVerified |  | 3 | 12430 | 118 | 105 |  | 0.93 | 5000 | 83
P5J66A8A | QSSI | QSSI | HB45QF1X273U5KG** | Indoor Luminaires | High-Bay | High-Bay Luminaires for Commercial and Industrial Buildings | Standard | TRUE | 27372.12 | 95.27 | 287.3 | 16.73 | 0.9361 | 5129 | 73.24 | 5 | 50000 | 42054 |  |  | NotYetVerified |  | 3 | 27880 | 94.08 | 296.32 | 16.73 | 0.9361 | 5000 | 73.24
PE3F88RU | P.Q.L. Inc. | P.Q.L. Inc. | 90932 | Indoor Luminaires | High-Bay | Low-Bay Luminaires for Commercial and Industrial Buildings | Standard | TRUE | 7935.9 | 99.66 | 79.63 | 15.5 | 0.899 | 4059 | 84 | 5 | 50000 | 42054 |  |  | NotYetVerified |  | 3 | 7200 |  | 80 | 20 | 0.9 | 4000 | 80
PEJJE498 | Shinetoo Lighting LLC/ Shanghai Shinetoo Lighting Co. LTD | Shinetoo | ST-HBL-150AAA-AL120 | Indoor Luminaires | High-Bay | High-Bay Luminaires for Commercial and Industrial Buildings | Standard | FALSE | [9 empty] | 42054 |  |  | NotYetVerified |  | 3 | 14790 | 96.8 | 152.7 | 10.9 | 0.948 | 5145 | 73.2
PWE14YKT | Shinetoo Lighting LLC/ Shanghai Shinetoo Lighting Co. LTD | Shinetoo | ST-HBL-150AAA-PC90 | Indoor Luminaires | High-Bay | High-Bay Luminaires for Commercial and Industrial Buildings | Standard | FALSE | [9 empty] | 42054 |  |  | NotYetVerified |  | 3 | 14010 | 91.8 | 152.6 | 10.9 | 0.948 | 5145 | 73.2
PYU8MPYN3 | Spectrum Lighting | Spectrum Lighting | PREXT16LEDGV55W35K[E1E2]/FS/xx/PR16/xx (OPEN LENS ONLY) | Indoor Luminaires | High-Bay | Low-Bay Luminaires for Commercial and Industrial Buildings | Standard | TRUE | 5138 | 87.22 | 29.6 | 8.37 | 0.952 | 3128 | 82.8 | 5 |  | 42053 |  |  | NotYetVerified |  | 3 | 5203 | 88 | 55 |  |  | 3500
PK8NJASPU | Spectrum Lighting | Spectrum Lighting | PREXT16LEDGV55W40K[DO101 DO102]/FS/xx/PR16/xx (OPEN LENS ONLY) | Indoor Luminaires | High-Bay | Low-Bay Luminaires for Commercial and Industrial Buildings | Standard | FALSE | [9 empty] | 42053 |  |  | NotYetVerified |  | 3 | 5203 | 88 | 55 |  |  | 4000
P9B9QZVNG | Spectrum Lighting | Spectrum Lighting | PREXT16LEDGV55W40K[E1E2]/FS/xx/PR16/xx (OPEN LENS ONLY) | Indoor Luminaires | High-Bay | Low-Bay Luminaires for Commercial and Industrial Buildings | Standard | FALSE | [9 empty] | 42053 |  |  | NotYetVerified |  | 3 | 5203 | 88 | 55 |  |  | 4000
PY943ZKT9 | Spectrum Lighting | Spectrum Lighting | PREXT16LEDGV55W40K[DS101DS102]/FS/xx/PR16/xx (OPEN LENS ONLY) | Indoor Luminaires | High-Bay | Low-Bay Luminaires for Commercial and Industrial Buildings | Standard | FALSE | [9 empty] | 42053 |  |  | NotYetVerified |  | 3 | 5203 | 88 | 55 |  |  | 4000
PDC1NTNTF | Spectrum Lighting | Spectrum Lighting | PREXT16LEDGV55W35K[DO101 DO120]/FS/xx/PR16/xx (OPEN LENS ONLY) | Indoor Luminaires | High-Bay | Low-Bay Luminaires for Commercial and Industrial Buildings | Standard | FALSE | [9 empty] | 42053 |  |  | NotYetVerified |  | 3 | 5203 | 88 | 55 |  |  | 3500
PE9MCDDGT | Spectrum Lighting | Spectrum Lighting | PREXT16LEDGV55W35K[DS101 DS102]/FS/xx/PR16/xx (OPEN LENS ONLY) | Indoor Luminaires | High-Bay | Low-Bay Luminaires for Commercial and Industrial Buildings | Standard | FALSE | [9 empty] | 42053 |  |  | NotYetVerified |  | 3 | 5203 | 88 | 55 |  |  | 3500
PRTD1CEQ | Howard Lighting | Howard Lighting | H4L33W5KCMV0****** | Indoor Luminaires | High-Bay | High-Bay Luminaires for Commercial and Industrial Buildings | Standard | FALSE | [9 empty] | 42053 |  |  | NotYetVerified |  | 3 | 9826 | 101.3 | 97 | 12.3 | 0.949 | 5000 | 85
P6VANUMC | Howard Lighting | Howard Lighting | H4L22W5KCMV0****** | Indoor Luminaires | High-Bay | High-Bay Luminaires for Commercial and Industrial Buildings | Standard | FALSE | [9 empty] | 42053 |  |  | NotYetVerified |  | 3 | 9826 | 101.3 | 97 | 12.3 | 0.949 | 5000 | 85
P2897GVM | Howard Lighting | Howard Lighting | H4L44W5KCMV0****** | Indoor Luminaires | High-Bay | High-Bay Luminaires for Commercial and Industrial Buildings | Standard | FALSE | [9 empty] | 42053 |  |  | NotYetVerified |  | 3 | 9826 | 101.3 | 97 | 12.3 | 0.949 | 5000 | 85
PYBGW1SJ | Howard Lighting | Howard Lighting | H2L11W5KCMV0****** | Indoor Luminaires | High-Bay | Low-Bay Luminaires for Commercial and Industrial Buildings | Standard | FALSE | [9 empty] | 42053 |  |  | NotYetVerified |  | 3 | 8526 | 88.1 | 96.8 | 12.3 | 0.949 | 5000 | 85
PYN1C2AB | Howard Lighting | Howard Lighting | H2L16W5KCMV0****** | Indoor Luminaires | High-Bay | High-Bay Luminaires for Commercial and Industrial Buildings | Standard | FALSE | [9 empty] | 42053 |  |  | NotYetVerified |  | 3 | 9826 | 101.3 | 97 | 12.3 | 0.949 | 4280 | 85
P3G4GMNZ | Howard Lighting | Howard Lighting | H2L16W4KCMV0****** | Indoor Luminaires | High-Bay | High-Bay Luminaires for Commercial and Industrial Buildings | Standard | FALSE | [9 empty] | 42053 |  |  | NotYetVerified |  | 3 | 9826 | 101.3 | 97 | 12.3 | 0.949 | 4280 | 85
PNFFXCRZ | Howard Lighting | Howard Lighting | H2L21W5KCMV0****** | Indoor Luminaires | High-Bay | High-Bay Luminaires for Commercial and Industrial Buildings | Standard | FALSE | [9 empty] | 42053 |  |  | NotYetVerified |  | 3 | 9826 | 101.3 | 97 | 12.3 | 0.949 | 4000 | 85
PHW2C43R | Howard Lighting | Howard Lighting | H4L22W4KCMV0****** | Indoor Luminaires | High-Bay | High-Bay Luminaires for Commercial and Industrial Buildings | Standard | FALSE | [9 empty] | 42053 |  |  | NotYetVerified |  | 3 | 9826 | 101.3 | 97 | 12.3 | 0.949 | 4000 | 85
PGWZSAPD | Howard Lighting | Howard Lighting | H2L21W4KCMV0****** | Indoor Luminaires | High-Bay | High-Bay Luminaires for Commercial and Industrial Buildings | Standard | FALSE | [9 empty] | 42053 |  |  | NotYetVerified |  | 3 | 9826 | 101.3 | 97 | 12.3 | 0.949 | 4000 | 85
PBXVH6AR | Howard Lighting | Howard Lighting | H4L44W4KCMV0****** | Indoor Luminaires | High-Bay | High-Bay Luminaires for Commercial and Industrial Buildings | Standard | FALSE | [9 empty] | 42053 |  |  | NotYetVerified |  | 3 | 9826 | 101.3 | 97 | 12.3 | 0.949 | 4000 | 85
P9D7R6VR | Howard Lighting | Howard Lighting | H4L33W4KCMV0****** | Indoor Luminaires | High-Bay | High-Bay Luminaires for Commercial and Industrial Buildings | Standard | FALSE | [9 empty] | 42053 |  |  | NotYetVerified |  | 3 | 9826 | 101.3 | 97 | 12.3 | 0.949 | 4000 | 85
P2N49G6W | Howard Lighting | Howard Lighting | H2L11W4KCMV0****** | Indoor Luminaires | High-Bay | Low-Bay Luminaires for Commercial and Industrial Buildings | Standard | FALSE | [9 empty] | 42053 |  |  | NotYetVerified |  | 3 | 8217 | 85 | 96.7 | 12.3 | 0.949 | 4000 | 85
PR2U2WT6 | Hubbell Lighting | Columbia Lighting | LXEW4-30H-CA-N-EU [All Options Qualified] | Indoor Luminaires | High-Bay | High-Bay Luminaires for Commercial and Industrial Buildings | Standard | TRUE | 20919 | 92.5 | 226.1 | 13.2 | 0.964 | 3126 | 83.7 | 5 | 50000 | 42052 |  |  | NotYetVerified | Product updated on 10/12/2016 | 3 | 20919 | 92.5 | 226.1 |  |  | 3000
PS67F9M5 | Hubbell Lighting | Columbia Lighting | LXEW4-30L-CA-N-EU [All Options Qualified] | Indoor Luminaires | High-Bay | High-Bay Luminaires for Commercial and Industrial Buildings | Standard | TRUE | 11103 | 99 | 112.2 | 9.45 | 0.964 | 3126 | 83.7 | 5 | 50000 | 42052 |  |  | NotYetVerified | Product updated on 10/12/2016 | 3 | 11103 | 99 | 112.2 |  |  | 3000
PC6HSQNR | SIMKAR Corporation | CHLED | CHLED46035U1[ELS CPT(12) CP3 FL4 FL5]XXXXX | Indoor Luminaires | High-Bay | Low-Bay Luminaires for Commercial and Industrial Buildings | Standard | TRUE | 6133 | 98.32 | 62.38 | 7.3 | 0.956 | 3499 | 84.3 | 5 | 72000 | 42052 |  |  | NotYetVerified |  | 3 | 6133 | 98 | 62.38 | 11.2 | 0.99 | 3500 | 83.7
PR9TX6JD | Hangzhou Hpwinner Opto Corporation | HPWINNER | TF7AS-4-240-4000 | Indoor Luminaires | High-Bay | High-Bay Aisle Luminaires | Standard | TRUE | 23859.6 | 103.61 | 230.29 | 10.52 | 0.955 | 3949 | 73.6 | 5 | 50000 | 42052 |  |  | NotYetVerified |  | 3 | 23859.6 | 103.61 | 230.29 |  |  | 4000
P82SK57X | Hangzhou Hpwinner Opto Corporation | HPWINNER | TF7A-4-160-4000 | Indoor Luminaires | High-Bay | High-Bay Aisle Luminaires | Standard | TRUE | 18457.5 | 117.03 | 157.72 | 8.13 | 0.95 | 3861 | 73.5 | 5 | 50000 | 42052 |  |  | NotYetVerified |  | 3 | 18457.5 | 117.03 | 78.65 |  |  | 4000
PPC9DEYG | Hangzhou Hpwinner Opto Corporation | HPWINNER | TF7AS-3-180-4000 | Indoor Luminaires | High-Bay | High-Bay Luminaires for Commercial and Industrial Buildings | Standard | TRUE | 17610.4 | 100.8 | 174.7 | 13.69 | 0.933 | 3972 | 73.4 | 5 | 50000 | 42052 |  |  | NotYetVerified |  | 3 | 17610.4 | 100.8 | 174.7 |  |  | 4000
P4BZZ5AH | Hangzhou Hpwinner Opto Corporation | HPWINNER | TF7AS-2-120-4000 | Indoor Luminaires | High-Bay | High-Bay Aisle Luminaires | Standard | TRUE | 11944.5 | 101.04 | 118.21 | 13.86 | 0.93 | 3955 | 73.5 | 5 | 50000 | 42052 |  |  | NotYetVerified |  | 3 | 11944.5 | 101.04 | 118.21 |  |  | 4000
PE19JUDD | Hangzhou Hpwinner Opto Corporation | HPWINNER | TF7A-3-120-4000 | Indoor Luminaires | High-Bay | High-Bay Aisle Luminaires | Standard | TRUE | 14118 | 117.29 | 120.37 | 8.05 | 0.928 | 3879 | 73.4 | 5 | 50000 | 42052 |  |  | NotYetVerified |  | 3 | 14118 | 117.29 | 120.37 |  |  | 4000
P4HC7B8T | Hangzhou Hpwinner Opto Corporation | HPWINNER | TF7A-2-80-4000 | Indoor Luminaires | High-Bay | High-Bay Aisle Luminaires | Standard | TRUE | 9137.4 | 116.18 | 78.65 | 12.61 | 0.926 | 3867 | 73.5 | 5 | 50000 | 42052 |  |  | NotYetVerified |  | 3 | 9137.4 | 116.18 | 78.65 |  |  | 4000
PK8N1RAK | SIMKAR Corporation | CHLED | CHLED46050U1[ELS CPT(12) CP3 FL4 FL5]XXXXX | Indoor Luminaires | High-Bay | Low-Bay Luminaires for Commercial and Industrial Buildings | Standard | FALSE | [9 empty] | 42052 |  |  | NotYetVerified |  | 3 | 6523 | 103 | 63.03 | 11.3 | 0.99 | 5154 | 83.7
PD8Q8VBW | SIMKAR Corporation | CHLED | CHLED46041U1[ELS CPT(12) CP3 FL4 FL5]XXXXX | Indoor Luminaires | High-Bay | Low-Bay Luminaires for Commercial and Industrial Buildings | Standard | FALSE | [9 empty] | 42052 |  |  | NotYetVerified |  | 3 | 6574 | 105 | 62.79 | 11.2 | 0.99 | 4071 | 83.7
PXK7UXJFS | LG Electronics Inc. | LG | H1257PA2N0A | Indoor Luminaires | High-Bay | High-Bay Luminaires for Commercial and Industrial Buildings | Standard | FALSE | [9 empty] | 42052 |  |  | NotYetVerified |  | 3 | 12000 | 100 | 120 | 20 | 0.9 | 5700 | 83
PJ4FVB3K | Hubbell Lighting | Columbia Lighting | LXEW4-50H-FA-N-EU [All Options Qualified] | Indoor Luminaires | High-Bay | High-Bay Luminaires for Commercial and Industrial Buildings | Standard | FALSE | [9 empty] | 42052 |  |  | NotYetVerified | Product updated on 10/12/2016 | 3 | 23155 | 102.4 | 226.1 |  |  | 5000
PXX3NREV | Hubbell Lighting | Columbia Lighting | LXEW4-50H-CP-N-EU [All Options Qualified] | Indoor Luminaires | High-Bay | High-Bay Luminaires for Commercial and Industrial Buildings | Standard | FALSE | [9 empty] | 42052 |  |  | NotYetVerified | Product updated on 10/12/2016 | 3 | 22692 | 100.4 | 226.1 |  |  | 5000
PTJT9NRP | Hubbell Lighting | Columbia Lighting | LXEW4-50H-CA-N-EU [All Options Qualified] | Indoor Luminaires | High-Bay | High-Bay Luminaires for Commercial and Industrial Buildings | Standard | FALSE | [9 empty] | 42052 |  |  | NotYetVerified | Product updated on 10/12/2016 | 3 | 22692 | 100.4 | 226.1 |  |  | 5000
PNWKTVAS | Hubbell Lighting | Columbia Lighting | LXEW4-50H-CP-W-EU [All Options Qualified] | Indoor Luminaires | High-Bay | High-Bay Luminaires for Commercial and Industrial Buildings | Standard | FALSE | [9 empty] | 42052 |  |  | NotYetVerified | Product updated on 10/12/2016 | 3 | 22344 | 98.9 | 226 |  |  | 5000
P1TD9YBA | Hubbell Lighting | Columbia Lighting | LXEW4-50H-CA-W-EU [All Options Qualified] | Indoor Luminaires | High-Bay | High-Bay Luminaires for Commercial and Industrial Buildings | Standard | FALSE | [9 empty] | 42052 |  |  | NotYetVerified | Product updated on 10/12/2016 | 3 | 22344 | 98.9 | 226 |  |  | 5000
PH37JDMB | Hubbell Lighting | Columbia Lighting | LXEW4-50H-FA-W-EU [All Options Qualified] | Indoor Luminaires | High-Bay | High-Bay Luminaires for Commercial and Industrial Buildings | Standard | FALSE | [9 empty] | 42052 |  |  | NotYetVerified | Product updated on 10/12/2016 | 3 | 21965 | 97.1 | 226.3 |  |  | 5000
PWRNUYBU | Hubbell Lighting | Columbia Lighting | LXEW4-50M-CA-W-EU [All Options Qualified] | Indoor Luminaires | High-Bay | High-Bay Luminaires for Commercial and Industrial Buildings | Standard | FALSE | [9 empty] | 42052 |  |  | NotYetVerified | Product updated on 10/12/2016 | 3 | 16393 | 108 | 151.8 |  |  | 5000
PRVF572V | Hubbell Lighting | Columbia Lighting | LXEW4-50M-CP-W-EU [All Options Qualified] | Indoor Luminaires | High-Bay | High-Bay Luminaires for Commercial and Industrial Buildings | Standard | FALSE | [9 empty] | 42052 |  |  | NotYetVerified | Product updated on 10/12/2016 | 3 | 16393 | 108 | 151.8 |  |  | 5000
PSD2F6PY | Hubbell Lighting | Columbia Lighting | LXEW4-50M-FA-W-EU [All Options Qualified] | Indoor Luminaires | High-Bay | High-Bay Luminaires for Commercial and Industrial Buildings | Standard | FALSE | [9 empty] | 42052 |  |  | NotYetVerified | Product updated on 10/12/2016 | 3 | 16189 | 106.7 | 151.7 |  |  | 5000
PWV8CG85 | Hubbell Lighting | Columbia Lighting | LXEW4-50M-FA-N-EU [All Options Qualified] | Indoor Luminaires | High-Bay | High-Bay Luminaires for Commercial and Industrial Buildings | Standard | FALSE | [9 empty] | 42052 |  |  | NotYetVerified | Product updated on 10/12/2016 | 3 | 15817 | 104.1 | 152 |  |  | 5000
P33VJFFW | Hubbell Lighting | Columbia Lighting | LXEW4-50M-CA-N-EU [All Options Qualified] | Indoor Luminaires | High-Bay | High-Bay Luminaires for Commercial and Industrial Buildings | Standard | FALSE | [9 empty] | 42052 |  |  | NotYetVerified | Product updated on 10/12/2016 | 3 | 15500 | 102 | 152 |  |  | 5000
P2G8NED9 | Hubbell Lighting | Columbia Lighting | LXEW4-50M-CP-N-EU [All Options Qualified] | Indoor Luminaires | High-Bay | High-Bay Luminaires for Commercial and Industrial Buildings | Standard | FALSE | [9 empty] | 42052 |  |  | NotYetVerified | Product updated on 10/12/2016 | 3 | 15500 | 102 | 152 |  |  | 5000
PGR4NTSJ | Hubbell Lighting | Columbia Lighting | LXEW4-50L-FA-N-EU [All Options Qualified] | Indoor Luminaires | High-Bay | High-Bay Luminaires for Commercial and Industrial Buildings | Standard | FALSE | [9 empty] | 42052 |  |  | NotYetVerified | Product updated on 10/12/2016 | 3 | 12281 | 109.5 | 112.2 |  |  | 5000
PQZMZPZC | Hubbell Lighting | Columbia Lighting | LXEW4-50L-CP-N-EU [All Options Qualified] | Indoor Luminaires | High-Bay | High-Bay Luminaires for Commercial and Industrial Buildings | Standard | FALSE | [9 empty] | 42052 |  |  | NotYetVerified | Product updated on 10/12/2016 | 3 | 12044 | 107.3 | 112.2 |  |  | 5000
PQK9Z562 | Hubbell Lighting | Columbia Lighting | LXEW4-50L-CA-N-EU [All Options Qualified] | Indoor Luminaires | High-Bay | High-Bay Luminaires for Commercial and Industrial Buildings | Standard | FALSE | [9 empty] | 42052 |  |  | NotYetVerified | Product updated on 10/12/2016 | 3 | 12044 | 107.3 | 112.2 |  |  | 5000
PVMEMD7P | Hubbell Lighting | Columbia Lighting | LXEW4-50L-CA-W-EU [All Options Qualified] | Indoor Luminaires | High-Bay | High-Bay Luminaires for Commercial and Industrial Buildings | Standard | FALSE | [9 empty] | 42052 |  |  | NotYetVerified | Product updated on 10/12/2016 | 3 | 11961 | 106.7 | 112.1 |  |  | 5000
PQ31T546 | Hubbell Lighting | Columbia Lighting | LXEW4-50L-CP-W-EU [All Options Qualified] | Indoor Luminaires | High-Bay | High-Bay Luminaires for Commercial and Industrial Buildings | Standard | FALSE | [9 empty] | 42052 |  |  | NotYetVerified | Product updated on 10/12/2016 | 3 | 11961 | 106.7 | 112.1 |  |  | 5000
PA5REATT | Hubbell Lighting | Columbia Lighting | LXEW4-50L-FA-W-EU [All Options Qualified] | Indoor Luminaires | High-Bay | High-Bay Luminaires for Commercial and Industrial Buildings | Standard | FALSE | [9 empty] | 42052 |  |  | NotYetVerified | Product updated on 10/12/2016 | 3 | 11831 | 105.4 | 112.2 |  |  | 5000
PQ9SCBQ7 | Hubbell Lighting | Columbia Lighting | LXEW4-50H-FA-N-EDU [All Options Qualified] | Indoor Luminaires | High-Bay | High-Bay Luminaires for Commercial and Industrial Buildings | Standard | FALSE | [9 empty] | 42052 |  |  | NotYetVerified | Product updated on 10/12/2016 | 3 | 23155 | 102.4 | 226.1 |  |  | 5000
PBPFVNNF | Hubbell Lighting | Columbia Lighting | LXEW4-50H-CP-N-EDU [All Options Qualified] | Indoor Luminaires | High-Bay | High-Bay Luminaires for Commercial and Industrial Buildings | Standard | FALSE | [9 empty] | 42052 |  |  | NotYetVerified | Product updated on 10/12/2016 | 3 | 22692 | 100.4 | 226.1 |  |  | 5000
P6P515EQ | Hubbell Lighting | Columbia Lighting | LXEW4-50H-CA-N-EDU [All Options Qualified] | Indoor Luminaires | High-Bay | High-Bay Luminaires for Commercial and Industrial Buildings | Standard | FALSE | [9 empty] | 42052 |  |  | NotYetVerified | Product updated on 10/12/2016 | 3 | 22692 | 100.4 | 226.1 |  |  | 5000
P28NZTS8 | Hubbell Lighting | Columbia Lighting | LXEW4-50H-CP-W-EDU [All Options Qualified] | Indoor Luminaires | High-Bay | High-Bay Luminaires for Commercial and Industrial Buildings | Standard | FALSE | [9 empty] | 42052 |  |  | NotYetVerified | Product updated on 10/12/2016 | 3 | 22344 | 98.9 | 226 |  |  | 5000
P1MAM7M1 | Hubbell Lighting | Columbia Lighting | LXEW4-50H-CA-W-EDU [All Options Qualified] | Indoor Luminaires | High-Bay | High-Bay Luminaires for Commercial and Industrial Buildings | Standard | FALSE | [9 empty] | 42052 |  |  | NotYetVerified | Product updated on 10/12/2016 | 3 | 22344 | 98.9 | 226 |  |  | 5000
PGGRCJTS | Hubbell Lighting | Columbia Lighting | LXEW4-50H-FA-W-EDU [All Options Qualified] | Indoor Luminaires | High-Bay | High-Bay Luminaires for Commercial and Industrial Buildings | Standard | FALSE | [9 empty] | 42052 |  |  | NotYetVerified | Product updated on 10/12/2016 | 3 | 21965 | 97.1 | 226.3 |  |  | 5000
PXU7NRBK | Hubbell Lighting | Columbia Lighting | LXEW4-50M-CA-W-EDU [All Options Qualified] | Indoor Luminaires | High-Bay | High-Bay Luminaires for Commercial and Industrial Buildings | Standard | FALSE | [9 empty] | 42052 |  |  | NotYetVerified | Product updated on 10/12/2016 | 3 | 16393 | 108 | 151.8 |  |  | 5000
PC7SNMNW | Hubbell Lighting | Columbia Lighting | LXEW4-50M-CP-W-EDU [All Options Qualified] | Indoor Luminaires | High-Bay | High-Bay Luminaires for Commercial and Industrial Buildings | Standard | FALSE | [9 empty] | 42052 |  |  | NotYetVerified | Product updated on 10/12/2016 | 3 | 16393 | 108 | 151.8 |  |  | 5000
P61YVHTJ | Hubbell Lighting | Columbia Lighting | LXEW4-50M-FA-W-EDU [All Options Qualified] | Indoor Luminaires | High-Bay | High-Bay Luminaires for Commercial and Industrial Buildings | Standard | FALSE | [9 empty] | 42052 |  |  | NotYetVerified | Product updated on 10/12/2016 | 3 | 16189 | 106.7 | 151.7 |  |  | 5000
PYH2JY14 | Hubbell Lighting | Columbia Lighting | LXEW4-50M-FA-N-EDU [All Options Qualified] | Indoor Luminaires | High-Bay | High-Bay Luminaires for Commercial and Industrial Buildings | Standard | FALSE | [9 empty] | 42052 |  |  | NotYetVerified | Product updated on 10/12/2016 | 3 | 15817 | 104.1 | 152 |  |  | 5000
PUEFTQNN | Hubbell Lighting | Columbia Lighting | LXEW4-50M-CA-N-EDU [All Options Qualified] | Indoor Luminaires | High-Bay | High-Bay Luminaires for Commercial and Industrial Buildings | Standard | FALSE | [9 empty] | 42052 |  |  | NotYetVerified | Product updated on 10/12/2016 | 3 | 15500 | 102 | 152 |  |  | 5000
PKGG4RGR | Hubbell Lighting | Columbia Lighting | LXEW4-50M-CP-N-EDU [All Options Qualified] | Indoor Luminaires | High-Bay | High-Bay Luminaires for Commercial and Industrial Buildings | Standard | FALSE | [9 empty] | 42052 |  |  | NotYetVerified | Product updated on 10/12/2016 | 3 | 15500 | 102 | 152 |  |  | 5000
PRNHTKNC | Hubbell Lighting | Columbia Lighting | LXEW4-50L-FA-N-EDU [All Options Qualified] | Indoor Luminaires | High-Bay | High-Bay Luminaires for Commercial and Industrial Buildings | Standard | FALSE | [9 empty] | 42052 |  |  | NotYetVerified | Product updated on 10/12/2016 | 3 | 12281 | 109.5 | 112.2 |  |  | 5000
PN254AWZ | Hubbell Lighting | Columbia Lighting | LXEW4-50L-CA-N-EDU [All Options Qualified] | Indoor Luminaires | High-Bay | High-Bay Luminaires for Commercial and Industrial Buildings | Standard | FALSE | [9 empty] | 42052 |  |  | NotYetVerified | Product updated on 10/12/2016 | 3 | 12044 | 107.3 | 112.2 |  |  | 5000
P7TB2Q3J | Hubbell Lighting | Columbia Lighting | LXEW4-50L-CP-N-EDU [All Options Qualified] | Indoor Luminaires | High-Bay | High-Bay Luminaires for Commercial and Industrial Buildings | Standard | FALSE | [9 empty] | 42052 |  |  | NotYetVerified | Product updated on 10/12/2016 | 3 | 12044 | 107.3 | 112.2 |  |  | 5000
P362S66Q | Hubbell Lighting | Columbia Lighting | LXEW4-50L-CA-W-EDU [All Options Qualified] | Indoor Luminaires | High-Bay | High-Bay Luminaires for Commercial and Industrial Buildings | Standard | FALSE | [9 empty] | 42052 |  |  | NotYetVerified | Product updated on 10/12/2016 | 3 | 11961 | 106.7 | 112.1 |  |  | 5000
P2QHN39D | Hubbell Lighting | Columbia Lighting | LXEW4-50L-CP-W-EDU [All Options Qualified] | Indoor Luminaires | High-Bay | High-Bay Luminaires for Commercial and Industrial Buildings | Standard | FALSE | [9 empty] | 42052 |  |  | NotYetVerified | Product updated on 10/12/2016 | 3 | 11961 | 106.7 | 112.1 |  |  | 5000
PB2Y6CQH | Hubbell Lighting | Columbia Lighting | LXEW4-50L-FA-W-EDU [All Options Qualified] | Indoor Luminaires | High-Bay | High-Bay Luminaires for Commercial and Industrial Buildings | Standard | FALSE | [9 empty] | 42052 |  |  | NotYetVerified | Product updated on 10/12/2016 | 3 | 11831 | 105.4 | 112.2 |  |  | 5000
P2Q5KWUD | Hubbell Lighting | Columbia Lighting | LXEW4-40H-FA-N-EU [All Options Qualified] | Indoor Luminaires | High-Bay | High-Bay Luminaires for Commercial and Industrial Buildings | Standard | FALSE | [9 empty] | 42052 |  |  | NotYetVerified | Product updated on 10/12/2016 | 3 | 22431 | 99.2 | 226.1 |  |  | 4000
PWX8JW9P | Hubbell Lighting | Columbia Lighting | LXEW4-40H-CP-N-EU [All Options Qualified] | Indoor Luminaires | High-Bay | High-Bay Luminaires for Commercial and Industrial Buildings | Standard | FALSE | [9 empty] | 42052 |  |  | NotYetVerified | Product updated on 10/12/2016 | 3 | 21983 | 97.2 | 226.1 |  |  | 4000
PFCX25W2 | Hubbell Lighting | Columbia Lighting | LXEW4-40H-CA-N-EU [All Options Qualified] | Indoor Luminaires | High-Bay | High-Bay Luminaires for Commercial and Industrial Buildings | Standard | FALSE | [9 empty] | 42052 |  |  | NotYetVerified | Product updated on 10/12/2016 | 3 | 21983 | 97.2 | 226.1 |  |  | 4000
PWEA7518 | Hubbell Lighting | Columbia Lighting | LXEW4-40H-CA-W-EU [All Options Qualified] | Indoor Luminaires | High-Bay | High-Bay Luminaires for Commercial and Industrial Buildings | Standard | FALSE | [9 empty] | 42052 |  |  | NotYetVerified | Product updated on 10/12/2016 | 3 | 21646 | 95.8 | 226 |  |  | 4000
PF9GE3N9 | Hubbell Lighting | Columbia Lighting | LXEW4-40H-CP-W-EU [All Options Qualified] | Indoor Luminaires | High-Bay | High-Bay Luminaires for Commercial and Industrial Buildings | Standard | FALSE | [9 empty] | 42052 |  |  | NotYetVerified | Product updated on 10/12/2016 | 3 | 21646 | 95.8 | 226 |  |  | 4000
PGKPZ3TV | Hubbell Lighting | Columbia Lighting | LXEW4-40H-FA-W-EU [All Options Qualified] | Indoor Luminaires | High-Bay | High-Bay Luminaires for Commercial and Industrial Buildings | Standard | FALSE | [9 empty] | 42052 |  |  | NotYetVerified | Product updated on 10/12/2016 | 3 | 21279 | 94 | 226.3 |  |  | 4000
PTPP3Z5B | Hubbell Lighting | Columbia Lighting | LXEW4-40M-CP-W-EU [All Options Qualified] | Indoor Luminaires | High-Bay | High-Bay Luminaires for Commercial and Industrial Buildings | Standard | FALSE | [9 empty] | 42052 |  |  | NotYetVerified | Product updated on 10/12/2016 | 3 | 15881 | 104.6 | 151.8 |  |  | 4000
PJJADC4Z | Hubbell Lighting | Columbia Lighting | LXEW4-40M-CA-W-EU [All Options Qualified] | Indoor Luminaires | High-Bay | High-Bay Luminaires for Commercial and Industrial Buildings | Standard | FALSE | [9 empty] | 42052 |  |  | NotYetVerified | Product updated on 10/12/2016 | 3 | 15881 | 104.6 | 151.8 |  |  | 4000
PM3EB3PC | Hubbell Lighting | Columbia Lighting | LXEW4-40M-FA-W-EU [All Options Qualified] | Indoor Luminaires | High-Bay | High-Bay Luminaires for Commercial and Industrial Buildings | Standard | FALSE | [9 empty] | 42052 |  |  | NotYetVerified | Product updated on 10/12/2016 | 3 | 15683 | 103.4 | 151.7 |  |  | 4000
PQY75JUH | Hubbell Lighting | Columbia Lighting | LXEW4-40M-FA-N-EU [All Options Qualified] | Indoor Luminaires | High-Bay | High-Bay Luminaires for Commercial and Industrial Buildings | Standard | FALSE | [9 empty] | 42052 |  |  | NotYetVerified | Product updated on 10/12/2016 | 3 | 15322 | 100.8 | 152 |  |  | 4000
PE1YKPW5 | Hubbell Lighting | Columbia Lighting | LXEW4-40M-CP-N-EU [All Options Qualified] | Indoor Luminaires | High-Bay | High-Bay Luminaires for Commercial and Industrial Buildings | Standard | FALSE | [9 empty] | 42052 |  |  | NotYetVerified | Product updated on 10/12/2016 | 3 | 15016 | 98.8 | 152 |  |  | 4000
P7MN5TVR | Hubbell Lighting | Columbia Lighting | LXEW4-40M-CA-N-EU [All Options Qualified] | Indoor Luminaires | High-Bay | High-Bay Luminaires for Commercial and Industrial Buildings | Standard | FALSE | [9 empty] | 42052 |  |  | NotYetVerified | Product updated on 10/12/2016 | 3 | 15016 | 98.8 | 152 |  |  | 4000
PW2J46GG | Hubbell Lighting | Columbia Lighting | LXEW4-40L-CA-W-EU [All Options Qualified] | Indoor Luminaires | High-Bay | High-Bay Luminaires for Commercial and Industrial Buildings | Standard | FALSE | [9 empty] | 42052 |  |  | NotYetVerified | Product updated on 10/12/2016 | 3 | 12335 | 110 | 112.1 |  |  | 4000
PF8U7QG9 | Hubbell Lighting | Columbia Lighting | LXEW4-40L-CP-W-EU [All Options Qualified] | Indoor Luminaires | High-Bay | High-Bay Luminaires for Commercial and Industrial Buildings | Standard | FALSE | [9 empty] | 42052 |  |  | NotYetVerified | Product updated on 10/12/2016 | 3 | 12335 | 110 | 112.1 |  |  | 4000
PDGGTZQQ | Hubbell Lighting | Columbia Lighting | LXEW4-40L-FA-W-EU [All Options Qualified] | Indoor Luminaires | High-Bay | High-Bay Luminaires for Commercial and Industrial Buildings | Standard | FALSE | [9 empty] | 42052 |  |  | NotYetVerified | Product updated on 10/12/2016 | 3 | 12200 | 108.7 | 112.2 |  |  | 4000
PN3XP928 | Hubbell Lighting | Columbia Lighting | LXEW4-40L-FA-N-EU [All Options Qualified] | Indoor Luminaires | High-Bay | High-Bay Luminaires for Commercial and Industrial Buildings | Standard | FALSE | [9 empty] | 42052 |  |  | NotYetVerified | Product updated on 10/12/2016 | 3 | 11898 | 106 | 112.2 |  |  | 4000
PJK6GSNE | Hubbell Lighting | Columbia Lighting | LXEW4-40L-CA-N-EU [All Options Qualified] | Indoor Luminaires | High-Bay | High-Bay Luminaires for Commercial and Industrial Buildings | Standard | FALSE | [9 empty] | 42052 |  |  | NotYetVerified | Product updated on 10/12/2016 | 3 | 11668 | 104 | 112.2 |  |  | 4000
P1W8SUJF | Hubbell Lighting | Columbia Lighting | LXEW4-40L-CP-N-EU [All Options Qualified] | Indoor Luminaires | High-Bay | High-Bay Luminaires for Commercial and Industrial Buildings | Standard | FALSE | [9 empty] | 42052 |  |  | NotYetVerified | Product updated on 10/12/2016 | 3 | 11668 | 104 | 112.2 |  |  | 4000
PAUNDM4T | Hubbell Lighting | Columbia Lighting | LXEW4-40H-FA-N-EDU [All Options Qualified] | Indoor Luminaires | High-Bay | High-Bay Luminaires for Commercial and Industrial Buildings | Standard | FALSE | [9 empty] | 42052 |  |  | NotYetVerified | Product updated on 10/12/2016 | 3 | 22431 | 99.2 | 226.1 |  |  | 4000
P56V2XFX | Hubbell Lighting | Columbia Lighting | LXEW4-40H-CA-N-EDU [All Options Qualified] | Indoor Luminaires | High-Bay | High-Bay Luminaires for Commercial and Industrial Buildings | Standard | FALSE | [9 empty] | 42052 |  |  | NotYetVerified | Product updated on 10/12/2016 | 3 | 21983 | 97.2 | 226.1 |  |  | 4000
P1R99SEX | Hubbell Lighting | Columbia Lighting | LXEW4-40H-CP-N-EDU [All Options Qualified] | Indoor Luminaires | High-Bay | High-Bay Luminaires for Commercial and Industrial Buildings | Standard | FALSE | [9 empty] | 42052 |  |  | NotYetVerified | Product updated on 10/12/2016 | 3 | 21983 | 97.2 | 226.1 |  |  | 4000
P63PXNF8 | Hubbell Lighting | Columbia Lighting | LXEW4-40H-CP-W-EDU [All Options Qualified] | Indoor Luminaires | High-Bay | High-Bay Luminaires for Commercial and Industrial Buildings | Standard | FALSE | [9 empty] | 42052 |  |  | NotYetVerified | Product updated on 10/12/2016 | 3 | 21646 | 95.8 | 226 |  |  | 4000
P1V6W34U | Hubbell Lighting | Columbia Lighting | LXEW4-40H-CA-W-EDU [All Options Qualified] | Indoor Luminaires | High-Bay | High-Bay Luminaires for Commercial and Industrial Buildings | Standard | FALSE | [9 empty] | 42052 |  |  | NotYetVerified | Product updated on 10/12/2016 | 3 | 21646 | 95.8 | 226 |  |  | 4000
PFZTFEJM | Hubbell Lighting | Columbia Lighting | LXEW4-40H-FA-W-EDU [All Options Qualified] | Indoor Luminaires | High-Bay | High-Bay Luminaires for Commercial and Industrial Buildings | Standard | FALSE | [9 empty] | 42052 |  |  | NotYetVerified | Product updated on 10/12/2016 | 3 | 21279 | 94 | 226.3 |  |  | 4000
PCFYYJ1A | Hubbell Lighting | Columbia Lighting | LXEW4-40M-CA-W-EDU [All Options Qualified] | Indoor Luminaires | High-Bay | High-Bay Luminaires for Commercial and Industrial Buildings | Standard | FALSE | [9 empty] | 42052 |  |  | NotYetVerified | Product updated on 10/12/2016 | 3 | 15881 | 104.6 | 151.8 |  |  | 4000
P84Q7G68 | Hubbell Lighting | Columbia Lighting | LXEW4-40M-CP-W-EDU [All Options Qualified] | Indoor Luminaires | High-Bay | High-Bay Luminaires for Commercial and Industrial Buildings | Standard | FALSE | [9 empty] | 42052 |  |  | NotYetVerified | Product updated on 10/12/2016 | 3 | 15881 | 104.6 | 151.8 |  |  | 4000
PBA7ZCMD | Hubbell Lighting | Columbia Lighting | LXEW4-40M-FA-W-EDU [All Options Qualified] | Indoor Luminaires | High-Bay | High-Bay Luminaires for Commercial and Industrial Buildings | Standard | FALSE | [9 empty] | 42052 |  |  | NotYetVerified | Product updated on 10/12/2016 | 3 | 15683 | 103.4 | 151.7 |  |  | 4000
P1K3R7AH | Hubbell Lighting | Columbia Lighting | LXEW4-40M-FA-N-EDU [All Options Qualified] | Indoor Luminaires | High-Bay | High-Bay Luminaires for Commercial and Industrial Buildings | Standard | FALSE | [9 empty] | 42052 |  |  | NotYetVerified | Product updated on 10/12/2016 | 3 | 15322 | 100.8 | 152 |  |  | 4000
PW6EJAPB | Hubbell Lighting | Columbia Lighting | LXEW4-40M-CA-N-EDU [All Options Qualified] | Indoor Luminaires | High-Bay | High-Bay Luminaires for Commercial and Industrial Buildings | Standard | FALSE | [9 empty] | 42052 |  |  | NotYetVerified | Product updated on 10/12/2016 | 3 | 15016 | 98.8 | 152 |  |  | 4000
PUUE6EQN | Hubbell Lighting | Columbia Lighting | LXEW4-40M-CP-N-EDU [All Options Qualified] | Indoor Luminaires | High-Bay | High-Bay Luminaires for Commercial and Industrial Buildings | Standard | FALSE | [9 empty] | 42052 |  |  | NotYetVerified | Product updated on 10/12/2016 | 3 | 15016 | 98.8 | 152 |  |  | 4000
PGNRCPMP | Hubbell Lighting | Columbia Lighting | LXEW4-40L-CP-W-EDU [All Options Qualified] | Indoor Luminaires | High-Bay | High-Bay Luminaires for Commercial and Industrial Buildings | Standard | FALSE | [9 empty] | 42052 |  |  | NotYetVerified | Product updated on 10/12/2016 | 3 | 12335 | 110 | 112.1 |  |  | 4000
P6W6NNMS | Hubbell Lighting | Columbia Lighting | LXEW4-40L-CA-W-EDU [All Options Qualified] | Indoor Luminaires | High-Bay | High-Bay Luminaires for Commercial and Industrial Buildings | Standard | FALSE | [9 empty] | 42052 |  |  | NotYetVerified | Product updated on 10/12/2016 | 3 | 12335 | 110 | 112.1 |  |  | 4000
PU2RY6C5 | Hubbell Lighting | Columbia Lighting | LXEW4-40L-FA-W-EDU [All Options Qualified] | Indoor Luminaires | High-Bay | High-Bay Luminaires for Commercial and Industrial Buildings | Standard | FALSE | [9 empty] | 42052 |  |  | NotYetVerified | Product updated on 10/12/2016 | 3 | 12200 | 108.7 | 112.2 |  |  | 4000
PS8ZMNK2 | Hubbell Lighting | Columbia Lighting | LXEW4-40L-FA-N-EDU [All Options Qualified] | Indoor Luminaires | High-Bay | High-Bay Luminaires for Commercial and Industrial Buildings | Standard | FALSE | [9 empty] | 42052 |  |  | NotYetVerified | Product updated on 10/12/2016 | 3 | 11898 | 106 | 112.2 |  |  | 4000
PU6F628Q | Hubbell Lighting | Columbia Lighting | LXEW4-40L-CP-N-EDU [All Options Qualified] | Indoor Luminaires | High-Bay | High-Bay Luminaires for Commercial and Industrial Buildings | Standard | FALSE | [9 empty] | 42052 |  |  | NotYetVerified | Product updated on 10/12/2016 | 3 | 11668 | 104 | 112.2 |  |  | 4000
PJNNQJ7C | Hubbell Lighting | Columbia Lighting | LXEW4-40L-CA-N-EDU [All Options Qualified] | Indoor Luminaires | High-Bay | High-Bay Luminaires for Commercial and Industrial Buildings | Standard | FALSE | [9 empty] | 42052 |  |  | NotYetVerified | Product updated on 10/12/2016 | 3 | 11668 | 104 | 112.2 |  |  | 4000
PHTFVD44 | Hubbell Lighting | Columbia Lighting | LXEW4-35H-CA-W-EU [All Options Qualified] | Indoor Luminaires | High-Bay | High-Bay Luminaires for Commercial and Industrial Buildings | Standard | FALSE | [9 empty] | 42052 |  |  | NotYetVerified | Product updated on 10/12/2016 | 3 | 22787 | 100.6 | 226.6 |  |  | 3500
PE8MCPNX | Hubbell Lighting | Columbia Lighting | LXEW4-35H-CP-W-EU [All Options Qualified] | Indoor Luminaires | High-Bay | High-Bay Luminaires for Commercial and Industrial Buildings | Standard | FALSE | [9 empty] | 42052 |  |  | NotYetVerified | Product updated on 10/12/2016 | 3 | 22787 | 100.6 | 226.6 |  |  | 3500
PT3MDP1T | Hubbell Lighting | Columbia Lighting | LXEW4-35H-FA-W-EU [All Options Qualified] | Indoor Luminaires | High-Bay | High-Bay Luminaires for Commercial and Industrial Buildings | Standard | FALSE | [9 empty] | 42052 |  |  | NotYetVerified | Product updated on 10/12/2016 | 3 | 22331 | 98.6 | 226.6 |  |  | 3500
PYMP6N64 | Hubbell Lighting | Columbia Lighting | LXEW4-35H-FA-N-EU [All Options Qualified] | Indoor Luminaires | High-Bay | High-Bay Luminaires for Commercial and Industrial Buildings | Standard | FALSE | [9 empty] | 42052 |  |  | NotYetVerified | Product updated on 10/12/2016 | 3 | 22070 | 97.6 | 226.1 |  |  | 3500
PX3FK76M | Hubbell Lighting | Columbia Lighting | LXEW4-35H-CP-N-EU [All Options Qualified] | Indoor Luminaires | High-Bay | High-Bay Luminaires for Commercial and Industrial Buildings | Standard | FALSE | [9 empty] | 42052 |  |  | NotYetVerified | Product updated on 10/12/2016 | 3 | 21628 | 95.7 | 226.1 |  |  | 3500
PDEHHGJF | Hubbell Lighting | Columbia Lighting | LXEW4-35H-CA-N-EU [All Options Qualified] | Indoor Luminaires | High-Bay | High-Bay Luminaires for Commercial and Industrial Buildings | Standard | FALSE | [9 empty] | 42052 |  |  | NotYetVerified | Product updated on 10/12/2016 | 3 | 21628 | 95.7 | 226.1 |  |  | 3500
P9TASHHS | Hubbell Lighting | Columbia Lighting | LXEW4-35M-CP-W-EU [All Options Qualified] | Indoor Luminaires | High-Bay | High-Bay Luminaires for Commercial and Industrial Buildings | Standard | FALSE | [9 empty] | 42052 |  |  | NotYetVerified | Product updated on 10/12/2016 | 3 | 15625 | 102.9 | 151.8 |  |  | 3500
P8YEFQ2C | Hubbell Lighting | Columbia Lighting | LXEW4-35M-CA-W-EU [All Options Qualified] | Indoor Luminaires | High-Bay | High-Bay Luminaires for Commercial and Industrial Buildings | Standard | FALSE | [9 empty] | 42052 |  |  | NotYetVerified | Product updated on 10/12/2016 | 3 | 15625 | 102.9 | 151.8 |  |  | 3500
PSAHR4Y2 | Hubbell Lighting | Columbia Lighting | LXEW4-35M-FA-W-EU [All Options Qualified] | Indoor Luminaires | High-Bay | High-Bay Luminaires for Commercial and Industrial Buildings | Standard | FALSE | [9 empty] | 42052 |  |  | NotYetVerified | Product updated on 10/12/2016 | 3 | 15430 | 101.7 | 151.7 |  |  | 3500
PSE3MAHH | Hubbell Lighting | Columbia Lighting | LXEW4-35M-FA-N-EU [All Options Qualified] | Indoor Luminaires | High-Bay | High-Bay Luminaires for Commercial and Industrial Buildings | Standard | FALSE | [9 empty] | 42052 |  |  | NotYetVerified | Product updated on 10/12/2016 | 3 | 15075 | 99.2 | 152 |  |  | 3500
PC7PP9GF | Hubbell Lighting | Columbia Lighting | LXEW4-35M-CP-N-EU [All Options Qualified] | Indoor Luminaires | High-Bay | High-Bay Luminaires for Commercial and Industrial Buildings | Standard | FALSE | [9 empty] | 42052 |  |  | NotYetVerified | Product updated on 10/12/2016 | 3 | 14774 | 97.2 | 152 |  |  | 3500
P3EMKCX3 | Hubbell Lighting | Columbia Lighting | LXEW4-35M-CA-N-EU [All Options Qualified] | Indoor Luminaires | High-Bay | High-Bay Luminaires for Commercial and Industrial Buildings | Standard | FALSE | [9 empty] | 42052 |  |  | NotYetVerified | Product updated on 10/12/2016 | 3 | 14774 | 97.2 | 152 |  |  | 3500
PX99BYY4 | Hubbell Lighting | Columbia Lighting | LXEW4-35L-CA-W-EU [All Options Qualified] | Indoor Luminaires | High-Bay | High-Bay Luminaires for Commercial and Industrial Buildings | Standard | FALSE | [9 empty] | 42052 |  |  | NotYetVerified | Product updated on 10/12/2016 | 3 | 12136 | 108.3 | 112.1 |  |  | 3500
P72MEADP | Hubbell Lighting | Columbia Lighting | LXEW4-35L-CP-W-EU [All Options Qualified] | Indoor Luminaires | High-Bay | High-Bay Luminaires for Commercial and Industrial Buildings | Standard | FALSE | [9 empty] | 42052 |  |  | NotYetVerified | Product updated on 10/12/2016 | 3 | 12136 | 108.3 | 112.1 |  |  | 3500
P8AMHWZ8 | Hubbell Lighting | Columbia Lighting | LXEW4-35L-FA-W-EU [All Options Qualified] | Indoor Luminaires | High-Bay | High-Bay Luminaires for Commercial and Industrial Buildings | Standard | FALSE | [9 empty] | 42052 |  |  | NotYetVerified | Product updated on 10/12/2016 | 3 | 12004 | 107 | 112.2 |  |  | 3500
PKX4RC9K | Hubbell Lighting | Columbia Lighting | LXEW4-35L-FA-N-EU [All Options Qualified] | Indoor Luminaires | High-Bay | High-Bay Luminaires for Commercial and Industrial Buildings | Standard | FALSE | [9 empty] | 42052 |  |  | NotYetVerified | Product updated on 10/12/2016 | 3 | 11706 | 104.3 | 112.2 |  |  | 3500
PWS4NSG2 | Hubbell Lighting | Columbia Lighting | LXEW4-35L-CA-N-EU [All Options Qualified] | Indoor Luminaires | High-Bay | High-Bay Luminaires for Commercial and Industrial Buildings | Standard | FALSE | [9 empty] | 42052 |  |  | NotYetVerified | Product updated on 10/12/2016 | 3 | 11479 | 102.3 | 112.2 |  |  | 3500
P7EEF13J | Hubbell Lighting | Columbia Lighting | LXEW4-35L-CP-N-EU [All Options Qualified] | Indoor Luminaires | High-Bay | High-Bay Luminaires for Commercial and Industrial Buildings | Standard | FALSE | [9 empty] | 42052 |  |  | NotYetVerified | Product updated on 10/12/2016 | 3 | 11479 | 102.3 | 112.2 |  |  | 3500
PYNGP8AR | Hubbell Lighting | Columbia Lighting | LXEW4-35H-CP-W-EDU [All Options Qualified] | Indoor Luminaires | High-Bay | High-Bay Luminaires for Commercial and Industrial Buildings | Standard | FALSE | [9 empty] | 42052 |  |  | NotYetVerified | Product updated on 10/12/2016 | 3 | 22787 | 100.6 | 226.6 |  |  | 3500
PGFFDR52 | Hubbell Lighting | Columbia Lighting | LXEW4-35H-CA-W-EDU [All Options Qualified] | Indoor Luminaires | High-Bay | High-Bay Luminaires for Commercial and Industrial Buildings | Standard | FALSE | [9 empty] | 42052 |  |  | NotYetVerified | Product updated on 10/12/2016 | 3 | 22787 | 100.6 | 226.6 |  |  | 3500
PCY699FS | Hubbell Lighting | Columbia Lighting | LXEW4-35H-FA-W-EDU [All Options Qualified] | Indoor Luminaires | High-Bay | High-Bay Luminaires for Commercial and Industrial Buildings | Standard | FALSE | [9 empty] | 42052 |  |  | NotYetVerified | Product updated on 10/12/2016 | 3 | 22331 | 98.6 | 226.6 |  |  | 3500
PQXB5ZUT | Hubbell Lighting | Columbia Lighting | LXEW4-35H-FA-N-EDU [All Options Qualified] | Indoor Luminaires | High-Bay | High-Bay Luminaires for Commercial and Industrial Buildings | Standard | FALSE | [9 empty] | 42052 |  |  | NotYetVerified | Product updated on 10/12/2016 | 3 | 22070 | 97.6 | 226.1 |  |  | 3500
PRTWJ8YF | Hubbell Lighting | Columbia Lighting | LXEW4-35H-CP-N-EDU [All Options Qualified] | Indoor Luminaires | High-Bay | High-Bay Luminaires for Commercial and Industrial Buildings | Standard | FALSE | [9 empty] | 42052 |  |  | NotYetVerified | Product updated on 10/12/2016 | 3 | 21628 | 95.7 | 226.1 |  |  | 3500
PEEKJVAH | Hubbell Lighting | Columbia Lighting | LXEW4-35H-CA-N-EDU [All Options Qualified] | Indoor Luminaires | High-Bay | High-Bay Luminaires for Commercial and Industrial Buildings | Standard | FALSE | [9 empty] | 42052 |  |  | NotYetVerified | Product updated on 10/12/2016 | 3 | 21628 | 95.7 | 226.1 |  |  | 3500
PP18RZW8 | Hubbell Lighting | Columbia Lighting | LXEW4-35M-CA-W-EDU [All Options Qualified] | Indoor Luminaires | High-Bay | High-Bay Luminaires for Commercial and Industrial Buildings | Standard | FALSE | [9 empty] | 42052 |  |  | NotYetVerified | Product updated on 10/12/2016 | 3 | 15625 | 102.9 | 151.8 |  |  | 3500
P7E13XBH | Hubbell Lighting | Columbia Lighting | LXEW4-35M-CP-W-EDU [All Options Qualified] | Indoor Luminaires | High-Bay | High-Bay Luminaires for Commercial and Industrial Buildings | Standard | FALSE | [9 empty] | 42052 |  |  | NotYetVerified | Product updated on 10/12/2016 | 3 | 15625 | 102.9 | 151.8 |  |  | 3500
PZVGF7SG | Hubbell Lighting | Columbia Lighting | LXEW4-35M-FA-W-EDU [All Options Qualified] | Indoor Luminaires | High-Bay | High-Bay Luminaires for Commercial and Industrial Buildings | Standard | FALSE | [9 empty] | 42052 |  |  | NotYetVerified | Product updated on 10/12/2016 | 3 | 15430 | 101.7 | 151.7 |  |  | 3500
PUTJTHGV | Hubbell Lighting | Columbia Lighting | LXEW4-35M-FA-N-EDU [All Options Qualified] | Indoor Luminaires | High-Bay | High-Bay Luminaires for Commercial and Industrial Buildings | Standard | FALSE | [9 empty] | 42052 |  |  | NotYetVerified | Product updated on 10/12/2016 | 3 | 15075 | 99.2 | 152 |  |  | 3500
PJHS9FZX | Hubbell Lighting | Columbia Lighting | LXEW4-35M-CA-N-EDU [All Options Qualified] | Indoor Luminaires | High-Bay | High-Bay Luminaires for Commercial and Industrial Buildings | Standard | FALSE | [9 empty] | 42052 |  |  | NotYetVerified | Product updated on 10/12/2016 | 3 | 14774 | 97.2 | 152 |  |  | 3500
P2AVW3HG | Hubbell Lighting | Columbia Lighting | LXEW4-35M-CP-N-EDU [All Options Qualified] | Indoor Luminaires | High-Bay | High-Bay Luminaires for Commercial and Industrial Buildings | Standard | FALSE | [9 empty] | 42052 |  |  | NotYetVerified | Product updated on 10/12/2016 | 3 | 14774 | 97.2 | 152 |  |  | 3500
PE4BS2JW | Hubbell Lighting | Columbia Lighting | LXEW4-35L-CP-W-EDU [All Options Qualified] | Indoor Luminaires | High-Bay | High-Bay Luminaires for Commercial and Industrial Buildings | Standard | FALSE | [9 empty] | 42052 |  |  | NotYetVerified | Product updated on 10/12/2016 | 3 | 12136 | 108.3 | 112.1 |  |  | 3500
PCPV9241 | Hubbell Lighting | Columbia Lighting | LXEW4-35L-CA-W-EDU [All Options Qualified] | Indoor Luminaires | High-Bay | High-Bay Luminaires for Commercial and Industrial Buildings | Standard | FALSE | [9 empty] | 42052 |  |  | NotYetVerified | Product updated on 10/12/2016 | 3 | 12136 | 108.3 | 112.1 |  |  | 3500
PDX8APS1 | Hubbell Lighting | Columbia Lighting | LXEW4-35L-FA-W-EDU [All Options Qualified] | Indoor Luminaires | High-Bay | High-Bay Luminaires for Commercial and Industrial Buildings | Standard | FALSE | [9 empty] | 42052 |  |  | NotYetVerified | Product updated on 10/12/2016 | 3 | 12004 | 107 | 112.2 |  |  | 3500
PBQTTFCG | Hubbell Lighting | Columbia Lighting | LXEW4-35L-FA-N-EDU [All Options Qualified] | Indoor Luminaires | High-Bay | High-Bay Luminaires for Commercial and Industrial Buildings | Standard | FALSE | [9 empty] | 42052 |  |  | NotYetVerified | Product updated on 10/12/2016 | 3 | 11706 | 104.3 | 112.2 |  |  | 3500
PU2HQAYS | Hubbell Lighting | Columbia Lighting | LXEW4-35L-CP-N-EDU [All Options Qualified] | Indoor Luminaires | High-Bay | High-Bay Luminaires for Commercial and Industrial Buildings | Standard | FALSE | [9 empty] | 42052 |  |  | NotYetVerified | Product updated on 10/12/2016 | 3 | 11479 | 102.3 | 112.2 |  |  | 3500
PTNTV5T7 | Hubbell Lighting | Columbia Lighting | LXEW4-35L-CA-N-EDU [All Options Qualified] | Indoor Luminaires | High-Bay | High-Bay Luminaires for Commercial and Industrial Buildings | Standard | FALSE | [9 empty] | 42052 |  |  | NotYetVerified | Product updated on 10/12/2016 | 3 | 11479 | 102.3 | 112.2 |  |  | 3500
PV44RNNR | Hubbell Lighting | Columbia Lighting | LXEW4-30H-CA-W-EU [All Options Qualified] | Indoor Luminaires | High-Bay | High-Bay Luminaires for Commercial and Industrial Buildings | Standard | FALSE | [9 empty] | 42052 |  |  | NotYetVerified | Product updated on 10/12/2016 | 3 | 22040 | 97.3 | 226.6 |  |  | 3000
PU5GNZ89 | Hubbell Lighting | Columbia Lighting | LXEW4-30H-CP-W-EU [All Options Qualified] | Indoor Luminaires | High-Bay | High-Bay Luminaires for Commercial and Industrial Buildings | Standard | FALSE | [9 empty] | 42052 |  |  | NotYetVerified | Product updated on 10/12/2016 | 3 | 22040 | 97.3 | 226.6 |  |  | 3000
PXZHSM3N | Hubbell Lighting | Columbia Lighting | LXEW4-30H-FA-W-EU [All Options Qualified] | Indoor Luminaires | High-Bay | High-Bay Luminaires for Commercial and Industrial Buildings | Standard | FALSE | [9 empty] | 42052 |  |  | NotYetVerified | Product updated on 10/12/2016 | 3 | 21599 | 95.3 | 226.6 |  |  | 3000
PT7A15B2 | Hubbell Lighting | Columbia Lighting | LXEW4-30H-FA-N-EU [All Options Qualified] | Indoor Luminaires | High-Bay | High-Bay Luminaires for Commercial and Industrial Buildings | Standard | FALSE | [9 empty] | 42052 |  |  | NotYetVerified | Product updated on 10/12/2016 | 3 | 21346 | 94.4 | 226.1 |  |  | 3000
PWPRZ9FB | Hubbell Lighting | Columbia Lighting | LXEW4-30H-CP-N-EU [All Options Qualified] | Indoor Luminaires | High-Bay | High-Bay Luminaires for Commercial and Industrial Buildings | Standard | FALSE | [9 empty] | 42052 |  |  | NotYetVerified | Product updated on 10/12/2016 | 3 | 20919 | 92.5 | 226.1 |  |  | 3000
P9ZXEXCX | Hubbell Lighting | Columbia Lighting | LXEW4-30M-CA-W-EU [All Options Qualified] | Indoor Luminaires | High-Bay | High-Bay Luminaires for Commercial and Industrial Buildings | Standard | FALSE | [9 empty] | 42052 |  |  | NotYetVerified | Product updated on 10/12/2016 | 3 | 15113 | 99.6 | 151.8 |  |  | 3000
P779M8JW | Hubbell Lighting | Columbia Lighting | LXEW4-30M-CP-W-EU [All Options Qualified] | Indoor Luminaires | High-Bay | High-Bay Luminaires for Commercial and Industrial Buildings | Standard | FALSE | [9 empty] | 42052 |  |  | NotYetVerified | Product updated on 10/12/2016 | 3 | 15113 | 99.6 | 151.8 |  |  | 3000
PF6BM32W | Hubbell Lighting | Columbia Lighting | LXEW4-30M-FA-W-EU [All Options Qualified] | Indoor Luminaires | High-Bay | High-Bay Luminaires for Commercial and Industrial Buildings | Standard | FALSE | [9 empty] | 42052 |  |  | NotYetVerified | Product updated on 10/12/2016 | 3 | 14924 | 98.4 | 151.7 |  |  | 3000
PHZ8H7CE | Hubbell Lighting | Columbia Lighting | LXEW4-30M-FA-N-EU [All Options Qualified] | Indoor Luminaires | High-Bay | High-Bay Luminaires for Commercial and Industrial Buildings | Standard | FALSE | [9 empty] | 42052 |  |  | NotYetVerified | Product updated on 10/12/2016 | 3 | 14581 | 95.9 | 152 |  |  | 3000
PZ9US6UB | Hubbell Lighting | Columbia Lighting | LXEW4-30M-CA-N-EU [All Options Qualified] | Indoor Luminaires | High-Bay | High-Bay Luminaires for Commercial and Industrial Buildings | Standard | FALSE | [9 empty] | 42052 |  |  | NotYetVerified | Product updated on 10/12/2016 | 3 | 14289 | 94 | 152 |  |  | 3000
P278QCSE | Hubbell Lighting | Columbia Lighting | LXEW4-30M-CP-N-EU [All Options Qualified] | Indoor Luminaires | High-Bay | High-Bay Luminaires for Commercial and Industrial Buildings | Standard | FALSE | [9 empty] | 42052 |  |  | NotYetVerified | Product updated on 10/12/2016 | 3 | 14289 | 94 | 152 |  |  | 3000
P3RT4SWA | Hubbell Lighting | Columbia Lighting | LXEW4-30L-CA-W-EU [All Options Qualified] | Indoor Luminaires | High-Bay | High-Bay Luminaires for Commercial and Industrial Buildings | Standard | FALSE | [9 empty] | 42052 |  |  | NotYetVerified | Product updated on 10/12/2016 | 3 | 11738 | 104.7 | 112.1 |  |  | 3000
P12EH7FF | Hubbell Lighting | Columbia Lighting | LXEW4-30L-CP-W-EU [All Options Qualified] | Indoor Luminaires | High-Bay | High-Bay Luminaires for Commercial and Industrial Buildings | Standard | FALSE | [9 empty] | 42052 |  |  | NotYetVerified | Product updated on 10/12/2016 | 3 | 11738 | 104.7 | 112.1 |  |  | 3000
PD3DJEE6 | Hubbell Lighting | Columbia Lighting | LXEW4-30L-FA-W-EU [All Options Qualified] | Indoor Luminaires | High-Bay | High-Bay Luminaires for Commercial and Industrial Buildings | Standard | FALSE | [9 empty] | 42052 |  |  | NotYetVerified | Product updated on 10/12/2016 | 3 | 11610 | 103.5 | 112.2 |  |  | 3000
P32BU5SF | Hubbell Lighting | Columbia Lighting | LXEW4-30L-FA-N-EU [All Options Qualified] | Indoor Luminaires | High-Bay | High-Bay Luminaires for Commercial and Industrial Buildings | Standard | FALSE | [9 empty] | 42052 |  |  | NotYetVerified | Product updated on 10/12/2016 | 3 | 11322 | 100.9 | 112.2 |  |  | 3000
PU2KFUC8 | Hubbell Lighting | Columbia Lighting | LXEW4-30L-CP-N-EU [All Options Qualified] | Indoor Luminaires | High-Bay | High-Bay Luminaires for Commercial and Industrial Buildings | Standard | FALSE | [9 empty] | 42052 |  |  | NotYetVerified | Product updated on 10/12/2016 | 3 | 11103 | 99 | 112.2 |  |  | 3000
PFSZK2YT | Hubbell Lighting | Columbia Lighting | LXEW4-30H-CA-W-EDU [All Options Qualified] | Indoor Luminaires | High-Bay | High-Bay Luminaires for Commercial and Industrial Buildings | Standard | FALSE | [9 empty] | 42052 |  |  | NotYetVerified | Product updated on 10/12/2016 | 3 | 22040 | 97.3 | 226.6 |  |  | 3000
P4Z6DJ8C | Hubbell Lighting | Columbia Lighting | LXEW4-30H-CP-W-EDU [All Options Qualified] | Indoor Luminaires | High-Bay | High-Bay Luminaires for Commercial and Industrial Buildings | Standard | FALSE | [9 empty] | 42052 |  |  | NotYetVerified | Product updated on 10/12/2016 | 3 | 22040 | 97.3 | 226.6 |  |  | 3000
PNCPU4P5 | Hubbell Lighting | Columbia Lighting | LXEW4-30H-FA-W-EDU [All Options Qualified] | Indoor Luminaires | High-Bay | High-Bay Luminaires for Commercial and Industrial Buildings | Standard | FALSE | [9 empty] | 42052 |  |  | NotYetVerified | Product updated on 10/12/2016 | 3 | 21599 | 95.3 | 226.6 |  |  | 3000
P2UW9J1C | Hubbell Lighting | Columbia Lighting | LXEW4-30H-FA-N-EDU [All Options Qualified] | Indoor Luminaires | High-Bay | High-Bay Luminaires for Commercial and Industrial Buildings | Standard | FALSE | [9 empty] | 42052 |  |  | NotYetVerified | Product updated on 10/12/2016 | 3 | 21346 | 94.4 | 226.1 |  |  | 3000
PGE2VKVA | Hubbell Lighting | Columbia Lighting | LXEW4-30H-CP-N-EDU [All Options Qualified] | Indoor Luminaires | High-Bay | High-Bay Luminaires for Commercial and Industrial Buildings | Standard | FALSE | [9 empty] | 42052 |  |  | NotYetVerified | Product updated on 10/12/2016 | 3 | 20919 | 92.5 | 226.1 |  |  | 3000
PA36TX5T | Hubbell Lighting | Columbia Lighting | LXEW4-30H-CA-N-EDU [All Options Qualified] | Indoor Luminaires | High-Bay | High-Bay Luminaires for Commercial and Industrial Buildings | Standard | FALSE | [9 empty] | 42052 |  |  | NotYetVerified | Product updated on 10/12/2016 | 3 | 20919 | 92.5 | 226.1 |  |  | 3000
PAZEDE4Q | Hubbell Lighting | Columbia Lighting | LXEW4-30M-CP-W-EDU [All Options Qualified] | Indoor Luminaires | High-Bay | High-Bay Luminaires for Commercial and Industrial Buildings | Standard | FALSE | [9 empty] | 42052 |  |  | NotYetVerified | Product updated on 10/12/2016 | 3 | 15113 | 99.6 | 151.8 |  |  | 3000
P97PGWM4 | Hubbell Lighting | Columbia Lighting | LXEW4-30M-CA-W-EDU [All Options Qualified] | Indoor Luminaires | High-Bay | High-Bay Luminaires for Commercial and Industrial Buildings | Standard | FALSE | [9 empty] | 42052 |  |  | NotYetVerified | Product updated on 10/12/2016 | 3 | 15113 | 99.6 | 151.8 |  |  | 3000
PAK1JP9G | Hubbell Lighting | Columbia Lighting | LXEW4-30M-FA-W-EDU [All Options Qualified] | Indoor Luminaires | High-Bay | High-Bay Luminaires for Commercial and Industrial Buildings | Standard | FALSE | [9 empty] | 42052 |  |  | NotYetVerified | Product updated on 10/12/2016 | 3 | 14924 | 98.4 | 151.7 |  |  | 3000
PVGF7CY4 | Hubbell Lighting | Columbia Lighting | LXEW4-30M-FA-N-EDU [All Options Qualified] | Indoor Luminaires | High-Bay | High-Bay Luminaires for Commercial and Industrial Buildings | Standard | FALSE | [9 empty] | 42052 |  |  | NotYetVerified | Product updated on 10/12/2016 | 3 | 14581 | 95.9 | 152 |  |  | 3000
PY647XAS | Hubbell Lighting | Columbia Lighting | LXEW4-30M-CA-N-EDU [All Options Qualified] | Indoor Luminaires | High-Bay | High-Bay Luminaires for Commercial and Industrial Buildings | Standard | FALSE | [9 empty] | 42052 |  |  | NotYetVerified | Product updated on 10/12/2016 | 3 | 14289 | 94 | 152 |  |  | 3000
PB6WDTV4 | Hubbell Lighting | Columbia Lighting | LXEW4-30M-CP-N-EDU [All Options Qualified] | Indoor Luminaires | High-Bay | High-Bay Luminaires for Commercial and Industrial Buildings | Standard | FALSE | [9 empty] | 42052 |  |  | NotYetVerified | Product updated on 10/12/2016 | 3 | 14289 | 94 | 152 |  |  | 3000
PNEEJCSG | Hubbell Lighting | Columbia Lighting | LXEW4-30L-CA-W-EDU [All Options Qualified] | Indoor Luminaires | High-Bay | High-Bay Luminaires for Commercial and Industrial Buildings | Standard | FALSE | [9 empty] | 42052 |  |  | NotYetVerified | Product updated on 10/12/2016 | 3 | 11738 | 104.7 | 112.1 |  |  | 3000
PBT1SMV7 | Hubbell Lighting | Columbia Lighting | LXEW4-30L-CP-W-EDU [All Options Qualified] | Indoor Luminaires | High-Bay | High-Bay Luminaires for Commercial and Industrial Buildings | Standard | FALSE | [9 empty] | 42052 |  |  | NotYetVerified | Product updated on 10/12/2016 | 3 | 11738 | 104.7 | 112.1 |  |  | 3000
PU5U3689 | Hubbell Lighting | Columbia Lighting | LXEW4-30L-FA-W-EDU [All Options Qualified] | Indoor Luminaires | High-Bay | High-Bay Luminaires for Commercial and Industrial Buildings | Standard | FALSE | [9 empty] | 42052 |  |  | NotYetVerified | Product updated on 10/12/2016 | 3 | 11610 | 103.5 | 112.2 |  |  | 3000
PKKYZE7S | Hubbell Lighting | Columbia Lighting | LXEW4-30L-FA-N-EDU [All Options Qualified] | Indoor Luminaires | High-Bay | High-Bay Luminaires for Commercial and Industrial Buildings | Standard | FALSE | [9 empty] | 42052 |  |  | NotYetVerified | Product updated on 10/12/2016 | 3 | 11322 | 100.9 | 112.2 |  |  | 3000
PVFVZSA8 | Hubbell Lighting | Columbia Lighting | LXEW4-30L-CA-N-EDU [All Options Qualified] | Indoor Luminaires | High-Bay | High-Bay Luminaires for Commercial and Industrial Buildings | Standard | FALSE | [9 empty] | 42052 |  |  | NotYetVerified | Product updated on 10/12/2016 | 3 | 11103 | 99 | 112.2 |  |  | 3000
PU93B4VB | Hubbell Lighting | Columbia Lighting | LXEW4-30L-CP-N-EDU [All Options Qualified] | Indoor Luminaires | High-Bay | High-Bay Luminaires for Commercial and Industrial Buildings | Standard | FALSE | [9 empty] | 42052 |  |  | NotYetVerified | Product updated on 10/12/2016 | 3 | 11103 | 99 | 112.2 |  |  | 3000
PUXXG1P1 | Hangzhou Hpwinner Opto Corporation | HPWINNER | TF7AS-4-240-5700 | Indoor Luminaires | High-Bay | High-Bay Aisle Luminaires | Standard | FALSE | [9 empty] | 42052 | Not Dimmable | Not Dimmable | NotYetVerified |  | 3 | 23859.6 | 103.61 | 230.29 |  |  | 5700
PR166F8T | Hangzhou Hpwinner Opto Corporation | HPWINNER | TF7A-4-160-5700 | Indoor Luminaires | High-Bay | High-Bay Aisle Luminaires | Standard | FALSE | [9 empty] | 42052 | Not Dimmable | Not Dimmable | NotYetVerified |  | 3 | 18457.5 | 117.03 | 78.65 |  |  | 5700
PGBNANSU | Hangzhou Hpwinner Opto Corporation | HPWINNER | TF7AS-3-180-5700 | Indoor Luminaires | High-Bay | High-Bay Luminaires for Commercial and Industrial Buildings | Standard | FALSE | [9 empty] | 42052 | Not Dimmable | Not Dimmable | NotYetVerified |  | 3 | 17610.4 | 100.8 | 174.7 |  |  | 5700
PZSGZHQ7 | Hangzhou Hpwinner Opto Corporation | HPWINNER | TF7A-3-120-5700 | Indoor Luminaires | High-Bay | High-Bay Aisle Luminaires | Standard | FALSE | [9 empty] | 42052 | Not Dimmable | Not Dimmable | NotYetVerified |  | 3 | 14118 | 117.29 | 120.37 |  |  | 5700
PNA5VUD8 | Hangzhou Hpwinner Opto Corporation | HPWINNER | TF7AS-2-120-5700 | Indoor Luminaires | High-Bay | High-Bay Aisle Luminaires | Standard | FALSE | [9 empty] | 42052 | Not Dimmable | Not Dimmable | NotYetVerified |  | 3 | 11944.5 | 101.04 | 118.21 |  |  | 5700
PYKUZD5G | Hangzhou Hpwinner Opto Corporation | HPWINNER | TF7A-2-80-5700 | Indoor Luminaires | High-Bay | High-Bay Aisle Luminaires | Standard | FALSE | [9 empty] | 42052 | Not Dimmable | Not Dimmable | NotYetVerified |  | 3 | 9137.4 | 116.18 | 78.65 |  |  | 5700
PMTMKMYX | Hangzhou Hpwinner Opto Corporation | HPWINNER | TF7AS-4-240-5000 | Indoor Luminaires | High-Bay | High-Bay Aisle Luminaires | Standard | FALSE | [9 empty] | 42052 | Not Dimmable | Not Dimmable | NotYetVerified |  | 3 | 23859.6 | 103.61 | 230.29 |  |  | 5000
P2PVMCDT | Hangzhou Hpwinner Opto Corporation | HPWINNER | TF7A-4-160-5000 | Indoor Luminaires | High-Bay | High-Bay Aisle Luminaires | Standard | FALSE | [9 empty] | 42052 | Not Dimmable | Not Dimmable | NotYetVerified |  | 3 | 18457.5 | 117.03 | 78.65 |  |  | 5000
P4UUXNJT | Hangzhou Hpwinner Opto Corporation | HPWINNER | TF7AS-3-180-5000 | Indoor Luminaires | High-Bay | High-Bay Luminaires for Commercial and Industrial Buildings | Standard | FALSE | [9 empty] | 42052 | Not Dimmable | Not Dimmable | NotYetVerified |  | 3 | 17610.4 | 100.8 | 174.7 |  |  | 5000
P61KURGV | Hangzhou Hpwinner Opto Corporation | HPWINNER | TF7A-3-120-5000 | Indoor Luminaires | High-Bay | High-Bay Aisle Luminaires | Standard | FALSE | [9 empty] | 42052 | Not Dimmable | Not Dimmable | NotYetVerified |  | 3 | 14118 | 117.29 | 120.37 |  |  | 5000
PZU64R9H | Hangzhou Hpwinner Opto Corporation | HPWINNER | TF7AS-2-120-5000 | Indoor Luminaires | High-Bay | High-Bay Aisle Luminaires | Standard | FALSE | [9 empty] | 42052 | Not Dimmable | Not Dimmable | NotYetVerified |  | 3 | 11944.5 | 101.04 | 118.21 |  |  | 5000
PUEKDBWM | Hangzhou Hpwinner Opto Corporation | HPWINNER | TF7A-2-80-5000 | Indoor Luminaires | High-Bay | High-Bay Aisle Luminaires | Standard | FALSE | [9 empty] | 42052 | Not Dimmable | Not Dimmable | NotYetVerified |  | 3 | 9137.4 | 116.18 | 78.65 |  |  | 5000
PM62SZKYV | Texas Fluorescents | Texas Fluorescents | HBC48LH118W13500LW30DMV50K | Indoor Luminaires | High-Bay | High-Bay Luminaires for Commercial and Industrial Buildings | Standard | TRUE | 13507 | 114 | 118.47 | 15 | 0.97 | 5136 | 84 | 5 | 50000 | 42048 |  |  | NotYetVerified |  | 3 | 13500 | 114 | 118 |  |  | 5000 | 84
PX3XWUBD | Etlin-Daniels | ETLIN DANIELS | HBL4-200U5N | Indoor Luminaires | High-Bay | High-Bay Luminaires for Commercial and Industrial Buildings | Standard | TRUE | 17506.66 | 88.59 | 199.1 | 8.72 | 0.967 | 5272 | 85.7 | 5 | 36000 | 42048 |  |  | NotYetVerified |  | 3 | 20000 |  | 200 | 5 | 0.9 | 5000 | 80
PVYS9AYB | Etlin-Daniels | ETLIN DANIELS | HBL4-100U5N | Indoor Luminaires | High-Bay | High-Bay Luminaires for Commercial and Industrial Buildings | Standard | TRUE | 9172.35 | 93.02 | 98.83 | 8.27 | 0.966 | 5168 | 85.2 | 5 | 36000 | 42048 |  |  | NotYetVerified |  | 3 | 10000 |  | 100 | 5 | 0.9 | 5000 | 80
P272CBKK | Etlin-Daniels | ETLIN DANIELS | HBL4-150U5N | Indoor Luminaires | High-Bay | High-Bay Luminaires for Commercial and Industrial Buildings | Standard | TRUE | 13973.54 | 87.24 | 160.99 | 8.84 | 0.956 | 5308 | 84.5 | 5 | 36000 | 42048 |  |  | NotYetVerified | Updated 11/4/2016 | 3 | 15000 |  | 150 | 5 | 0.9 | 5000 | 80
P1UHW3742 | Eaton (formerly Cooper Lighting) | Mcgraw-Edison | TT-B3-LED-E1-CQ-8030 | Indoor Luminaires | High-Bay | Low-Bay Luminaires for Commercial and Industrial Buildings | Standard | TRUE | 4686.26 | 98.5 | 47.58 | 15.9 | 0.933 | 2961 | 81.9 | 5 | 60000 | 42048 |  |  | NotYetVerified |  | 3
PBP36VZK | Samjin Lnd Co. Ltd. | SAMJIN | HBMO-189DM50 | Indoor Luminaires | High-Bay | High-Bay Luminaires for Commercial and Industrial Buildings | Standard | TRUE | 22649.83 | 120.03 | 188.7 | 13.55 | 0.914 | 4863 | 82 | 5 | 50000 | 42048 |  |  | NotYetVerified | Updated 3/28/2017 | 4.1 | 22649.83 | 120.03 | 188.7 | 13.6 | 0.91 | 5000 | 82
PT333Y1E | Samjin Lnd Co. Ltd. | SAMJIN | HBMO-252DM50 | Indoor Luminaires | High-Bay | High-Bay Luminaires for Commercial and Industrial Buildings | Standard | TRUE | 29847.03 | 118.72 | 251.4 | 13.97 | 0.912 | 4860 | 82 | 5 | 50000 | 42048 |  |  | No | Updated 3/28/2017 | 4.1 | 29847.03 | 118.72 | 251.4 | 13.97 | 0.91 | 5000 | 82
PHWK1PWQ | Samjin Lnd Co. Ltd. | SAMJIN | HBMO-063DM50 | Indoor Luminaires | High-Bay | Low-Bay Luminaires for Commercial and Industrial Buildings | Standard | TRUE | 7576.47 | 119.88 | 63.2 | 14.51 | 0.909 | 4845 | 83 | 5 | 50000 | 42048 |  |  | NotYetVerified | Updated on 3/28/2017 | 4.1 | 7576.47 | 119.88 | 63.2 | 14.5 | 0.91 | 5000 | 83
PEWZ5HA7 | Samjin Lnd Co. Ltd. | SAMJIN | HBMO-126DM50 | Indoor Luminaires | High-Bay | High-Bay Luminaires for Commercial and Industrial Buildings | Standard | TRUE | 14958.97 | 118.63 | 126.1 | 13.85 | 0.914 | 4850 | 82 | 5 | 50000 | 42048 |  |  | Not Yet Verified | Updated 3/28/2017 | 4.1 | 14958.97 | 118.63 | 126.1 | 13.9 | 0.91 | 5000 | 82
PK4H18M3 | Atomus Products LLC | Atomus Products | Argent-15-50K-U-1-X-B-X | Indoor Luminaires | High-Bay | High-Bay Luminaires for Commercial and Industrial Buildings | Standard | TRUE | 11862 | 78.76 | 150.6 | 14.42 | 0.909 | 5421 | 73.9 | 5 | 50000 | 42048 |  |  | NotYetVerified |  | 3 | 14700 | 98 | 150 |  | 0.96 | 5000 | 70
PSWHNX6Q | Eaton (formerly Cooper Lighting) | Mcgraw-Edison | TT-B4-LED-120V-CQ-[All Mounting]-[Options Include [5LTD]-7060] | Indoor Luminaires | High-Bay | Low-Bay Luminaires for Commercial and Industrial Buildings | Standard | FALSE | [9 empty] | 42048 |  |  | NotYetVerified |  | 3 | 6733 | 104.3876 | 64.5 | 10.6 | 0.972 | 6000 | 70
PREK72F3 | Eaton (formerly Cooper Lighting) | Mcgraw-Edison | TT-B4-LED-[All Voltages]-CQ-[All Mounting]-[Options Include [30L HA TR X IBP ICP]-[DOS DIM-MSP DIMRF-(LW LN)]-7060] | Indoor Luminaires | High-Bay | Low-Bay Luminaires for Commercial and Industrial Buildings | Standard | FALSE | [9 empty] | 42048 |  |  | NotYetVerified |  | 3 | 6733 | 108.2476 | 62.2 | 10.6 | 0.972 | 6000 | 70
PD6FN3D4 | Eaton (formerly Cooper Lighting) | Mcgraw-Edison | TT-B3-LED-120V-CQ-[All Mounting]-[Options Include [5LTD]-7060] | Indoor Luminaires | High-Bay | Low-Bay Luminaires for Commercial and Industrial Buildings | Standard | FALSE | [9 empty] | 42048 |  |  | NotYetVerified |  | 3 | 5364 | 108.583 | 49.4 | 7.7 | 0.986 | 6000 | 70
P75V8WS9 | Eaton (formerly Cooper Lighting) | Mcgraw-Edison | TT-B3-LED-[All Voltages]-CQ-[All Mounting]-[Options Include [30L HA TR X IBP ICP]-[DOS DIM-MSP DIMRF-(LW LN)]-7060] | Indoor Luminaires | High-Bay | Low-Bay Luminaires for Commercial and Industrial Buildings | Standard | FALSE | [9 empty] | 42048 |  |  | NotYetVerified |  | 3 | 5364 | 109.918 | 48.8 | 7.7 | 0.986 | 6000 | 70
PDR9XHHQ | Eaton (formerly Cooper Lighting) | Mcgraw-Edison | TT-B5-LED-[All Voltages]-CQ-[All Mounting]-[Options Include [30L TR X IBP ICP]-[DOS DIM-MSP DIMRF-(LW LN)]-7060] | Indoor Luminaires | High-Bay | Low-Bay Luminaires for Commercial and Industrial Buildings | Standard | FALSE | [9 empty] | 42048 |  |  | NotYetVerified |  | 3 | 8159 | 99.7433 | 81.8 | 6.9 | 0.984 | 6000 | 70
P84WCJE1 | Eaton (formerly Cooper Lighting) | Mcgraw-Edison | TT-B5-LED-120V-CQ-[All Mounting]-[Options Include [5LTD]-7060] | Indoor Luminaires | High-Bay | Low-Bay Luminaires for Commercial and Industrial Buildings | Standard | FALSE | [9 empty] | 42048 |  |  | NotYetVerified |  | 3 | 8159 | 96.7853 | 84.3 | 6.9 | 0.984 | 6000 | 70
PMPR4Z8S | Eaton (formerly Cooper Lighting) | Mcgraw-Edison | TT-B6-LED-[All Voltages]-CQ-[All Mounting]-[Options Include [30L TR X]-[DOS DIM-MSP DIMRF-(LW LN)]-7060] | Indoor Luminaires | High-Bay | Low-Bay Luminaires for Commercial and Industrial Buildings | Standard | FALSE | [9 empty] | 42048 |  |  | NotYetVerified |  | 3 | 10697 | 94.58 | 113.1 | 6.3 | 0.989 | 6000 | 70
P8C9SM8X | Eaton (formerly Cooper Lighting) | Mcgraw-Edison | TT-B6-LED-120V-CQ-[All Mounting]-[Options Include [5LTD]-7060] | Indoor Luminaires | High-Bay | Low-Bay Luminaires for Commercial and Industrial Buildings | Standard | FALSE | [9 empty] | 42048 |  |  | NotYetVerified |  | 3 | 10697 | 101.2973 | 105.6 | 6.3 | 0.989 | 6000 | 70
PKM8645G | Eaton (formerly Cooper Lighting) | Mcgraw-Edison | TT-B4-LED-120V-CQ-[All Mounting]-[Options Include [5LTD]] | Indoor Luminaires | High-Bay | Low-Bay Luminaires for Commercial and Industrial Buildings | Standard | FALSE | [9 empty] | 42048 |  |  | NotYetVerified |  | 3 | 6772 | 104.9922 | 64.5 | 10.6 | 0.972 | 4000 | 70
P8BX75B9 | Eaton (formerly Cooper Lighting) | Mcgraw-Edison | TT-B4-LED-[All Voltages]-CQ-[All Mounting]-[Options Include [30L HA TR X IBP ICP]-[DOS DIM-MSP DIMRF-(LW LN)]] | Indoor Luminaires | High-Bay | Low-Bay Luminaires for Commercial and Industrial Buildings | Standard | FALSE | [9 empty] | 42048 |  |  | NotYetVerified |  | 3 | 6772 | 108.8746 | 62.2 | 10.6 | 0.972 | 4000 | 70
PZJA5KGF | Eaton (formerly Cooper Lighting) | Mcgraw-Edison | TT-B3-LED-120V-CQ-[All Mounting]-[Options Include [5LTD]] | Indoor Luminaires | High-Bay | Low-Bay Luminaires for Commercial and Industrial Buildings | Standard | FALSE | [9 empty] | 42048 |  |  | NotYetVerified |  | 3 | 5250 | 106.2753 | 49.4 | 7.7 | 0.986 | 4000 | 70
P6NANY28 | Eaton (formerly Cooper Lighting) | Mcgraw-Edison | TT-B3-LED-[All Voltages]-CQ-[All Mounting]-[Options Include [30L HA TR X IBP ICP]-[DOS DIM-MSP DIMRF-(LW LN)]] | Indoor Luminaires | High-Bay | Low-Bay Luminaires for Commercial and Industrial Buildings | Standard | FALSE | [9 empty] | 42048 |  |  | NotYetVerified |  | 3 | 5250 | 107.582 | 48.8 | 7.7 | 0.986 | 4000 | 70
PU5CBBWP | Eaton (formerly Cooper Lighting) | Mcgraw-Edison | TT-B5-LED-[All Voltages]-CQ-[All Mounting]-[Options Include [30L TR X IBP ICP]-[DOS DIM-MSP DIMRF-(LW LN)]] | Indoor Luminaires | High-Bay | Low-Bay Luminaires for Commercial and Industrial Buildings | Standard | FALSE | [9 empty] | 42048 |  |  | NotYetVerified |  | 3 | 8214 | 100.4156 | 81.8 | 6.9 | 0.984 | 4000 | 70
PF838AJA | Eaton (formerly Cooper Lighting) | Mcgraw-Edison | TT-B5-LED-120V-CQ-[All Mounting]-[Options Include [5LTD]] | Indoor Luminaires | High-Bay | Low-Bay Luminaires for Commercial and Industrial Buildings | Standard | FALSE | [9 empty] | 42048 |  |  | NotYetVerified |  | 3 | 8214 | 97.4377 | 84.3 | 6.9 | 0.984 | 4000 | 70
PA2KGBU3 | Eaton (formerly Cooper Lighting) | Mcgraw-Edison | PDR48667-TT-B5-LED-480-CQ W/TT-IDEAL-30-103X | Indoor Luminaires | High-Bay | Low-Bay Luminaires for Commercial and Industrial Buildings | Standard | FALSE | [9 empty] | 42048 |  |  | NotYetVerified |  | 3 | 8214 | 100.4156 | 81.8 | 6.9 | 0.984 | 4000 | 70
PZGF5PFQ | Eaton (formerly Cooper Lighting) | Mcgraw-Edison | TT-B6-LED-120V-CQ-[All Mounting]-[Options Include [5LTD]] | Indoor Luminaires | High-Bay | Low-Bay Luminaires for Commercial and Industrial Buildings | Standard | FALSE | [9 empty] | 42048 |  |  | NotYetVerified |  | 3 | 10479 | 99.233 | 105.6 | 6.3 | 0.989 | 4000 | 70
PE5986N8 | Eaton (formerly Cooper Lighting) | Mcgraw-Edison | TT-B6-LED-[All Voltages]-CQ-[All Mounting]-[Options Include [30L TR X]-[DOS DIM-MSP DIMRF-(LW LN)]] | Indoor Luminaires | High-Bay | Low-Bay Luminaires for Commercial and Industrial Buildings | Standard | FALSE | [9 empty] | 42048 |  |  | NotYetVerified |  | 3 | 10479 | 92.6525 | 113.1 | 6.3 | 0.989 | 4000 | 70
PZ89GQQS | Eaton (formerly Cooper Lighting) | Mcgraw-Edison | TT-B3-LED-[All Voltages]-CQ-[All Mounting]-[Options Include [30L HA TR X IBP ICP]-[DOS DIM-MSP DIMRF-(LW LN)]-8030] | Indoor Luminaires | High-Bay | Low-Bay Luminaires for Commercial and Industrial Buildings | Standard | FALSE | [9 empty] | 42048 |  |  | NotYetVerified |  | 3 | 4340 | 88.9344 | 48.8 | 7.7 | 0.986 | 3000 | 80
PWYJX4VM | Eaton (formerly Cooper Lighting) | Mcgraw-Edison | TT-B3-LED-120V-CQ-[All Mounting]-[Options Include [5LTD]-8030] | Indoor Luminaires | High-Bay | Low-Bay Luminaires for Commercial and Industrial Buildings | Standard | FALSE | [9 empty] | 42048 |  |  | NotYetVerified |  | 3 | 4340 | 87.8542 | 49.4 | 7.7 | 0.986 | 3000 | 80
PBQ3THM1 | Atomus Products LLC | Atomus Products | Argent-15-50K-U-1-X-B-D | Indoor Luminaires | High-Bay | High-Bay Luminaires for Commercial and Industrial Buildings | Standard | FALSE | [9 empty] | 42048 | Dimmable | Continuous Below 10 | NotYetVerified |  | 3 | 14700 | 98 | 150 |  | 0.96 | 5000 | 70
PM97NV63 | Super Lighting Technology Hong Kong Limited | SLT LAMP | STH-320 | Indoor Luminaires | High-Bay | High-Bay Luminaires for Commercial and Industrial Buildings | Standard | TRUE | 25161.83 | 79.5 | 316.5 | 6.5 | 0.963 | 5660 | 70.1 | 5 | 50000 | 42047 |  |  | NotYetVerified |  | 3 | 25161.83 | 79.5 | 316.5 | 2.87 | 0.998 | 5660 | 70
P7A8GZV7Y | JIANGMEN BRANDON LIGHTING Co.Ltd. | Brandon Lighting | MX898D-LD150W | Indoor Luminaires | High-Bay | High-Bay Luminaires for Commercial and Industrial Buildings | Standard | TRUE | 13172.47 | 90.32 | 146.3 | 11.5 | 0.96 | 5222 | 84.6 | 5 |  | 42047 |  |  | NotYetVerified |  | 3 |  |  | 150 |  |  | 5000
PTHHW4QY | Axis Energy Partners LLC | Axis LED Lighting | AEP120WFL | Indoor Luminaires | High-Bay | High-Bay Luminaires for Commercial and Industrial Buildings | Standard | TRUE | 11179.99 | 93.416 | 119.68 | 10.94 | 0.9437 | 5100 | 71.4 | 5 | 100000 | 42047 |  |  | NotYetVerified | Pointing Straight Down Only | 3 | 11400 | 95 | 120 | 20 | 0.9 | 5000 | 70
PHA4JBYX9 | JIANGMEN BRANDON LIGHTING Co.Ltd. | Brandon | MX898D-LD240W | Indoor Luminaires | High-Bay | High-Bay Luminaires for Commercial and Industrial Buildings | Standard | TRUE | 20343.02 | 84.9 | 239.6 | 11.81 | 0.943 | 5212 | 84.2 | 5 |  | 42047 |  |  | NotYetVerified |  | 3 |  |  | 240 |  |  | 5000
PM7ZJPRE | Super Lighting Technology Hong Kong Limited | SLT LAMP | STH-100(4000K) | Indoor Luminaires | High-Bay | High-Bay Luminaires for Commercial and Industrial Buildings | Standard | TRUE | 9531.25 | 87.68 | 108.7 | 14.2 | 0.933 | 4103 | 73.3 | 5 | 50000 | 42047 |  |  | NotYetVerified |  | 3 | 9531.25 | 87.68 | 108.7 | 7.65 | 0.996 | 4103 | 73
P2HCP4W8Z | Hubbell Lighting | Hubbell Industrial | LWLx-30L-x-5K-A-YY | Indoor Luminaires | High-Bay | Low-Bay Luminaires for Commercial and Industrial Buildings | Standard | TRUE | 6132 | 88.2 | 69.4 | 12.1 | 0.924 | 5386 | 72.7 | 5 | 50000 | 42047 |  |  | NotYetVerified |  | 3 | 6650 | 95 | 70 |  |  | 5500 | 73
PFDUDCRG | Super Lighting Technology Hong Kong Limited | SLT LAMP | STH-100(5700K) | Indoor Luminaires | High-Bay | High-Bay Luminaires for Commercial and Industrial Buildings | Standard | FALSE | [9 empty] | 42047 |  |  | NotYetVerified |  | 3 | 9000 | 90 | 100 | 7.65 | 0.996 | 5700 | 73
PT1QESMF | Super Lighting Technology Hong Kong Limited | SLT LAMP | STH-100(5000K) | Indoor Luminaires | High-Bay | High-Bay Luminaires for Commercial and Industrial Buildings | Standard | FALSE | [9 empty] | 42047 |  |  | NotYetVerified |  | 3 | 9000 | 90 | 100 | 7.65 | 0.996 | 5000 | 73
P2AYXTA2 | Super Lighting Technology Hong Kong Limited | SLT LAMP | STH-100(4500K) | Indoor Luminaires | High-Bay | High-Bay Luminaires for Commercial and Industrial Buildings | Standard | FALSE | [9 empty] | 42047 |  |  | NotYetVerified |  | 3 | 9000 | 90 | 100 | 7.65 | 0.996 | 4500 | 73
P6YEVR5K8 | Leotek Electronics USA LLC | Leotek Electronics USA LLC | ND2-48H-MV-NW-AL-XX-700 | Indoor Luminaires | High-Bay | High-Bay Aisle Luminaires | Premium | TRUE | 11993 | 111.4 | 107.7 | 6.7 | 0.98 | 3950 | 75 | 10 |  | 42046 | Dimmable | Continuous Above 10 | No |  | 3 | 11993 | 111.4 | 107.7 | 20 | 0.9 | 4000 | 70
P9VDHR74 | Leotek Electronics USA LLC | Leotek Electronics USA LLC | ND2-48H-MV-NW-NS-XX-700 | Indoor Luminaires | High-Bay | High-Bay Luminaires for Commercial and Industrial Buildings | Standard | TRUE | 11871 | 109.3 | 108.6 | 6.71 | 0.978 | 3990 | 75 | 10 |  | 42046 |  |  | No |  | 3 | 11871 | 109.3 | 108.6 | 20 | 0.9 | 4000 | 70
PYQUYG4S | Sigma Luminous | Sigma Ice High Bay | ICE-CH20-130W-57K90 | Indoor Luminaires | High-Bay | High-Bay Luminaires for Commercial and Industrial Buildings | Standard | TRUE | 14547 | 109.8 | 132.5 | 11.72 | 0.964 | 5674 | 85.6 | 5 |  | 42046 |  |  | NotYetVerified |  | 3 | 14430 | 111 | 130 |  |  | 5700 | 83
PHJM1893 | Sigma Luminous | Sigma Ice High Bay | ICE-CH20-100W-57K90 | Indoor Luminaires | High-Bay | High-Bay Luminaires for Commercial and Industrial Buildings | Standard | TRUE | 11142 | 111.9 | 99.58 | 12.43 | 0.945 | 5651 | 85.1 | 5 |  | 42046 |  |  | NotYetVerified |  | 3 | 10400 | 104 | 100 |  |  | 5700 | 83
PA8Q1VSY | MaxLite Inc | MaxLED | BLHT235USD4820 | Indoor Luminaires | High-Bay | High-Bay Luminaires for Commercial and Industrial Buildings | Standard | TRUE | 25300 | 106.73 | 237.04 | 11.12 | 0.94 | 5169 | 84.1 | 5 | 50000 | 42046 |  |  | NotYetVerified |  | 3 | 25300 | 106 | 235 |  | 0.93 | 5000 | 84
P987Z1GW | SIMKAR Corporation | CHLED | CHLED44335U1 | Indoor Luminaires | High-Bay | Low-Bay Luminaires for Commercial and Industrial Buildings | Standard | TRUE | 4676 | 108.7 | 42.95 | 9.94 | 0.912 | 3485 | 84.4 | 5 | 72000 | 42046 |  |  | NotYetVerified |  | 3 | 4676 | 108 | 43 |  | 0.9 | 3500 | 80
PE5U42G1 | SIMKAR Corporation | CHLED | CHLED48635U1 | Indoor Luminaires | High-Bay | Low-Bay Luminaires for Commercial and Industrial Buildings | Standard | TRUE | 8942 | 103.6 | 82.26 | 8.82 | 0.912 | 3482 | 83.9 | 5 | 72000 | 42046 |  |  | NotYetVerified |  | 3 | 8942 | 103 | 86 |  | 0.9 | 3500 | 80
P94FPNRG | Leotek Electronics USA LLC | Leotek Electronics USA LLC | ND4-96H-MV-NW-NS-XX-700 | Indoor Luminaires | High-Bay | High-Bay Luminaires for Commercial and Industrial Buildings | Premium | TRUE | 23440 | 110.2 | 212.8 | 6.4 | 0.88 | 3990 | 75 | 10 |  | 42046 | Dimmable | Continuous Above 10 | No |  | 3 | 23440 | 110.2 | 212.8 | 20 | 0.9 | 4000 | 70
P32Y8A4Z | SIMKAR Corporation | CHLED | CHLED48650U1 | Indoor Luminaires | High-Bay | Low-Bay Luminaires for Commercial and Industrial Buildings | Standard | FALSE | [9 empty] | 42046 |  |  | NotYetVerified |  | 3 | 10370 | 121 | 86 |  | 0.9 | 5000 | 80
PZ4SU1RP | SIMKAR Corporation | CHLED | CHLED44350U1 | Indoor Luminaires | High-Bay | Low-Bay Luminaires for Commercial and Industrial Buildings | Standard | FALSE | [9 empty] | 42046 |  |  | NotYetVerified |  | 3 | 5025 | 115 | 43 |  | 0.9 | 5000 | 80
P5EGEFDM | SIMKAR Corporation | CHLED | CHLED48641U1 | Indoor Luminaires | High-Bay | Low-Bay Luminaires for Commercial and Industrial Buildings | Standard | FALSE | [9 empty] | 42046 |  |  | NotYetVerified |  | 3 | 10240 | 121 | 86 |  | 0.9 | 4100 | 80
PBRK24CR | SIMKAR Corporation | CHLED | CHLED44341U1 | Indoor Luminaires | High-Bay | Low-Bay Luminaires for Commercial and Industrial Buildings | Standard | FALSE | [9 empty] | 42046 |  |  | NotYetVerified |  | 3 | 5042 | 116 | 43 |  | 0.9 | 4100 | 80
PNX7MUK8 | MaxLite Inc | MaxLED | BLHT235USD4820MSV | Indoor Luminaires | High-Bay | High-Bay Luminaires for Commercial and Industrial Buildings | Standard | FALSE | [9 empty] | 42046 |  |  | NotYetVerified |  | 3 | 25300 | 106 | 235 |  | 0.93 | 5000 | 84
PMBV7ZBX | MaxLite Inc | MaxLED | BLHT235USD4820EM | Indoor Luminaires | High-Bay | High-Bay Luminaires for Commercial and Industrial Buildings | Standard | FALSE | [9 empty] | 42046 |  |  | NotYetVerified |  | 3 | 25300 | 106 | 235 |  | 0.93 | 5000 | 84
PDH684WM | MaxLite Inc | MaxLED | BLHT235USD4820MS | Indoor Luminaires | High-Bay | High-Bay Luminaires for Commercial and Industrial Buildings | Standard | FALSE | [9 empty] | 42046 |  |  | NotYetVerified |  | 3 | 25300 | 106 | 235 |  | 0.93 | 5000 | 84
PQ5YV9M5 | Leotek Electronics USA LLC | Leotek Electronics USA LLC | ND4-96H-MV-NW-AL-XX-700 | Indoor Luminaires | High-Bay | High-Bay Aisle Luminaires | Premium | FALSE | [9 empty] | 42046 |  |  | No |  | 3 | 23998 | 111.8 | 214.6 | 20 | 0.9 | 4000 | 70
P46A1PRN3 | Spectrum Lighting | Spectrum Lighting | PRDDH16LEDGV55W35KEx/xx/xx/PR16/(no diffuser)/xx | Indoor Luminaires | High-Bay | Low-Bay Luminaires for Commercial and Industrial Buildings | Standard | TRUE | 5256 | 89.43 | 58.77 | 8.45 | 0.953 | 3496 | 84.2 | 5 |  | 42045 |  |  | NotYetVerified |  | 3
PYJU9K48 | Voltech International Inc. | Technilight | TLHP4F100V1C(5700K) | Indoor Luminaires | High-Bay | High-Bay Luminaires for Commercial and Industrial Buildings | Standard | TRUE | 12113 | 121.73 | 99.51 | 17.94 | 0.9197 | 5595 | 85.9 | 5 | 50000 | 42045 |  |  | NotYetVerified |  | 3 | 12113 | 121.73 | 99.51 | 17.94 | 0.9197 | 5700 | 85.9
PUBU2MRN | Voltech International Inc. | Technilight | TLHP4F100V1D(2700K) | Indoor Luminaires | High-Bay | Low-Bay Luminaires for Commercial and Industrial Buildings | Standard | TRUE | 8310.6 | 85.57 | 97.12 | 16.33 | 0.912 | 2867 | 85.6 | 5 | 50000 | 42045 |  |  | NotYetVerified |  | 3 | 8310.6 | 85.57 | 97.12 | 16.33 | 0.912 | 2700 | 85.6
PZHPVNV5 | Voltech International Inc. | Technilight | TLHP4C150V1D(2700K) | Indoor Luminaires | High-Bay | High-Bay Luminaires for Commercial and Industrial Buildings | Standard | TRUE | 14744 | 98.4 | 149.8 | 17.73 | 0.9082 | 2855 | 84.5 | 5 | 50000 | 42045 |  |  | NotYetVerified |  | 3 | 14744 | 98.4 | 149.8 | 17.73 | 0.9082 | 2700 | 84.5
PQS2UW81 | Voltech International Inc. | Technilight | TLHP4F120V1D(2700K) | Indoor Luminaires | High-Bay | High-Bay Luminaires for Commercial and Industrial Buildings | Standard | TRUE | 10740 | 87.4 | 122.9 | 15.37 | 0.9066 | 2852 | 85.3 | 5 | 50000 | 42045 |  |  | NotYetVerified |  | 3 | 10740 | 87.4 | 122.9 | 15.37 | 0.9066 | 2700 | 85.3
PY6DQEWK | Voltech International Inc. | Technilight | TLHP4F150V1D(2700K) | Indoor Luminaires | High-Bay | High-Bay Luminaires for Commercial and Industrial Buildings | Standard | TRUE | 12623 | 84.17 | 150 | 15.84 | 0.9022 | 2857 | 84.4 | 5 | 50000 | 42045 |  |  | NotYetVerified |  | 3 | 12623 | 84.17 | 150 | 15.84 | 0.9022 | 2700 | 84.4
P9EB8ZB2 | Voltech International Inc. | Technilight | TLHP4F150V1C(5700K) | Indoor Luminaires | High-Bay | High-Bay Luminaires for Commercial and Industrial Buildings | Standard | FALSE | [9 empty] | 42045 | Not Dimmable | Not Dimmable | NotYetVerified |  | 3 | 15177 | 99.49 | 152.5 | 17.61 | 0.9093 | 5700 | 86.1
P7UXRVUV | Voltech International Inc. | Technilight | TLHP4C150V1C(5700K) | Indoor Luminaires | High-Bay | High-Bay Luminaires for Commercial and Industrial Buildings | Standard | FALSE | [9 empty] | 42045 | Not Dimmable | Not Dimmable | NotYetVerified |  | 3 | 17740 | 116.44 | 152.3 | 14.8 | 0.9023 | 5700 | 85.4
PJ2QED7M | Voltech International Inc. | Technilight | TLHP4F120V1C(5700K) | Indoor Luminaires | High-Bay | High-Bay Luminaires for Commercial and Industrial Buildings | Standard | FALSE | [9 empty] | 42045 | Not Dimmable | Not Dimmable | NotYetVerified |  | 3 | 12698 | 104.25 | 121.8 | 16.02 | 0.9112 | 5700 | 84.2
PUUX8NJ6 | Voltech International Inc. | Technilight | TLHP4F100V1P(5000K) | Indoor Luminaires | High-Bay | Low-Bay Luminaires for Commercial and Industrial Buildings | Standard | FALSE | [9 empty] | 42045 | Not Dimmable | Not Dimmable | NotYetVerified |  | 3 | 8310.6 | 85.57 | 97.12 | 16.33 | 0.912 | 5000 | 85.6
PRCFDU74 | Voltech International Inc. | Technilight | TLHP4F120V1P(5000K) | Indoor Luminaires | High-Bay | High-Bay Luminaires for Commercial and Industrial Buildings | Standard | FALSE | [9 empty] | 42045 | Not Dimmable | Not Dimmable | NotYetVerified |  | 3 | 10740 | 87.4 | 122.9 | 15.37 | 0.9066 | 5000 | 85.3
PTEBT5EU | Voltech International Inc. | Technilight | TLHP4C150V1P(5000K) | Indoor Luminaires | High-Bay | High-Bay Luminaires for Commercial and Industrial Buildings | Standard | FALSE | [9 empty] | 42045 | Not Dimmable | Not Dimmable | NotYetVerified |  | 3 | 14744 | 98.4 | 149.8 | 17.73 | 0.9082 | 5000 | 84.5
PUY82VT5 | Voltech International Inc. | Technilight | TLHP4F150V1P(5000K) | Indoor Luminaires | High-Bay | High-Bay Luminaires for Commercial and Industrial Buildings | Standard | FALSE | [9 empty] | 42045 | Not Dimmable | Not Dimmable | NotYetVerified |  | 3 | 12623 | 84.17 | 150 | 15.84 | 0.9022 | 5000 | 84.4
P9AEPW2P | Voltech International Inc. | Technilight | TLHP4F100V1N(4000K) | Indoor Luminaires | High-Bay | Low-Bay Luminaires for Commercial and Industrial Buildings | Standard | FALSE | [9 empty] | 42045 | Not Dimmable | Not Dimmable | NotYetVerified |  | 3 | 8310.6 | 85.57 | 97.12 | 16.33 | 0.912 | 4000 | 85.6
P4YGRVWR | Voltech International Inc. | Technilight | TLHP4F120V1N(4000K) | Indoor Luminaires | High-Bay | High-Bay Luminaires for Commercial and Industrial Buildings | Standard | FALSE | [9 empty] | 42045 | Not Dimmable | Not Dimmable | NotYetVerified |  | 3 | 10740 | 87.4 | 122.9 | 15.37 | 0.9066 | 4000 | 85.3
PSEBXJ1K | Voltech International Inc. | Technilight | TLHP4C150V1N(4000K) | Indoor Luminaires | High-Bay | High-Bay Luminaires for Commercial and Industrial Buildings | Standard | FALSE | [9 empty] | 42045 | Not Dimmable | Not Dimmable | NotYetVerified |  | 3 | 14744 | 98.4 | 149.8 | 17.73 | 0.9082 | 4000 | 84.5
PNBRHZBZ | Voltech International Inc. | Technilight | TLHP4F150V1N(4000K) | Indoor Luminaires | High-Bay | High-Bay Luminaires for Commercial and Industrial Buildings | Standard | FALSE | [9 empty] | 42045 | Not Dimmable | Not Dimmable | NotYetVerified |  | 3 | 12623 | 84.17 | 150 | 15.84 | 0.9022 | 4000 | 84.4
PTE3M5EU | Voltech International Inc. | Technilight | TLHP4F100V1W(3000K) | Indoor Luminaires | High-Bay | Low-Bay Luminaires for Commercial and Industrial Buildings | Standard | FALSE | [9 empty] | 42045 | Not Dimmable | Not Dimmable | NotYetVerified |  | 3 | 8310.6 | 85.57 | 97.12 | 16.33 | 0.912 | 3000 | 85.6
PSVMFB28 | Voltech International Inc. | Technilight | TLHP4F120V1W(3000K) | Indoor Luminaires | High-Bay | High-Bay Luminaires for Commercial and Industrial Buildings | Standard | FALSE | [9 empty] | 42045 | Not Dimmable | Not Dimmable | NotYetVerified |  | 3 | 10740 | 87.4 | 122.9 | 15.37 | 0.9066 | 3000 | 85.3
P4UDANKB | Voltech International Inc. | Technilight | TLHP4C150V1W(3000K) | Indoor Luminaires | High-Bay | High-Bay Luminaires for Commercial and Industrial Buildings | Standard | FALSE | [9 empty] | 42045 | Not Dimmable | Not Dimmable | NotYetVerified |  | 3 | 14744 | 98.4 | 149.8 | 17.73 | 0.9082 | 3000 | 84.5
PHG98FMM | Voltech International Inc. | Technilight | TLHP4F150V1W(3000K) | Indoor Luminaires | High-Bay | High-Bay Luminaires for Commercial and Industrial Buildings | Standard | FALSE | [9 empty] | 42045 | Not Dimmable | Not Dimmable | NotYetVerified |  | 3 | 12623 | 84.17 | 150 | 15.84 | 0.9022 | 3000 | 84.4
P4FJAKRG | Industrial Lighting Products | Industrial Lighting Products | WT8-160WLED-UNIV-4000K-XXXXX [EXCLUDE SD480 RPCL RAFL DPCL DPFL] | Indoor Luminaires | High-Bay | High-Bay Luminaires for Commercial and Industrial Buildings | Standard | TRUE | 15680 | 88.1 | 177.9 | 14.1 | 0.96 | 4063 | 81.6 | 5 | 50000 | 42044 |  |  | NotYetVerified |  | 3 | 15680 | 88.14 | 177.9 | 14.1 | 0.96 | 4000 | 81.6
P52P3YRG | Atlas Lighting Products | Atlas Lighting Products | ILH210LED4L | Indoor Luminaires | High-Bay | High-Bay Luminaires for Commercial and Industrial Buildings | Standard | TRUE | 24890 | 118.82 | 209.47 | 12.45 | 0.96 | 3972 | 82 | 5 | 50000 | 42044 |  |  | NotYetVerified |  | 3 | 24890 | 118.8 | 209.4 | 14.1 | 0.96 | 3972 | 82
P7B86FRT | Atlas Lighting Products | Atlas Lighting Products | ILH210LED4 | Indoor Luminaires | High-Bay | High-Bay Luminaires for Commercial and Industrial Buildings | Standard | TRUE | 27000 | 129.16 | 209.05 | 12.18 | 0.96 | 3960 | 82.2 | 5 | 50000 | 42044 |  |  | NotYetVerified |  | 3 | 27000 | 129.1 | 209.5 | 12.18 | 0.96 | 3960 | 82.2
P68XJQ4D4 | MaxLite Inc | MaxLED | BLHT150USD4815XXXX | Indoor Luminaires | High-Bay | High-Bay Luminaires for Commercial and Industrial Buildings | Standard | TRUE | 17130 | 114.31 | 149.85 | 18.55 | 0.937 | 5120 | 84 | 5 |  | 42044 |  |  | NotYetVerified |  | 3 | 17130 | 100 | 150 |  | 0.93 | 5000 | 83
P2J2GZK6 | Atlas Lighting Products | Atlas Lighting Products | ILH140LED4 | Indoor Luminaires | High-Bay | High-Bay Luminaires for Commercial and Industrial Buildings | Standard | TRUE | 18390 | 131.6 | 139.7 | 14.56 | 0.933 | 3968 | 82.1 | 5 | 50000 | 42044 |  |  | NotYetVerified |  | 3 | 18390 | 131.6 | 139.7 | 14.56 | 0.933 | 3968 | 82.1
PM1JANYN | Atlas Lighting Products | Atlas Lighting Products | ILH140LED4L | Indoor Luminaires | High-Bay | High-Bay Luminaires for Commercial and Industrial Buildings | Standard | TRUE | 17050 | 122.75 | 138.9 | 14.44 | 0.931 | 3944 | 82.3 | 5 | 50000 | 42044 |  |  | NotYetVerified |  | 3 | 17050 | 122.7 | 138.9 | 14.44 | 0.931 | 3944 | 82.3
PQ3Q98NJ9 | Lumerica Corporation | Lumerica | LM630-600 | Indoor Luminaires | High-Bay | High-Bay Luminaires for Commercial and Industrial Buildings | Standard | TRUE | 20700 | 115.47 | 179.27 | 23.32 | 0.911 | 5183 | 74.5 | 5 | 50000 | 42044 |  |  | NotYetVerified |  | 3 | 20700 | 115.5 | 180 |  |  | 5000 | 74.5
P4EMB712 | Industrial Lighting Products | Industrial Lighting Products | WT8-160WLED-UNIV-5000K-XXXXX [EXCLUDE SD480 RPCL RAFL DPCL DPFL] | Indoor Luminaires | High-Bay | High-Bay Luminaires for Commercial and Industrial Buildings | Standard | FALSE | [9 empty] | 42044 |  |  | NotYetVerified |  | 3 | 16070 | 90.69 | 177.2 | 14.1 | 0.96 | 5000 | 82.1
PPJ9UKHX | Generations Electrical Company | Generations Electrical | GEC-HBS-15047 | Indoor Luminaires | High-Bay | High-Bay Luminaires for Commercial and Industrial Buildings | Standard | TRUE | 12302 | 81.19 | 151.52 | 10.13 | 0.952 | 4905 | 80 | 5 | 50000 | 42041 |  |  | NotYetVerified |  | 3 |  |  | 150 |  |  | 4700
PZY3V77R | SKC Lighting Co. Ltd. | SKC Lighting | SLCHB150UP-110LLC2 | Indoor Luminaires | High-Bay | High-Bay Luminaires for Commercial and Industrial Buildings | Standard | TRUE | 15732.5 | 104.13 | 151.1 | 18.93 | 0.9467 | 3121 | 81.8 | 5 | 50000 | 42041 |  |  | NotYetVerified |  | 3 | 15600 |  | 150 | 20 | 0.9 | 3000 | 85
P515WZ7GW | US LED | DG1 | DG1-1-1-50-x-x-PUE-UNV3-4100-x | Indoor Luminaires | High-Bay | Low-Bay Luminaires for Commercial and Industrial Buildings | Standard | TRUE | 8786 | 87.1 | 100.9 | 5.7 | 0.97 | 5470 | 84 | 5 | 50000 | 42040 |  |  | NotYetVerified |  | 3 | 8786 | 87.1 | 100 |  |  | 5500 | 84
PHEMCKHK6 | SHANGHAI CLASSIC INDUSTRIAL AND COMMERCIAL DEVELOPMENT CO LTD | PD | LK8001B-100W-3000K | Indoor Luminaires | High-Bay | Low-Bay Luminaires for Commercial and Industrial Buildings | Standard | TRUE | 7653 | 77.79 | 98.38 | 7.49 | 0.959 | 3055 | 78.5 | 5 |  | 42040 |  |  | NotYetVerified |  | 3 |  |  | 100 |  |  | 3000 | 70
PXKGZ2YG7 | SHANGHAI CLASSIC INDUSTRIAL AND COMMERCIAL DEVELOPMENT CO LTD | PD | LK8001C-150W-3000K | Indoor Luminaires | High-Bay | High-Bay Luminaires for Commercial and Industrial Buildings | Standard | TRUE | 12072.8 | 77.89 | 155 | 11.12 | 0.954 | 3061 | 79.6 | 5 |  | 42040 |  |  | NotYetVerified |  | 3 |  |  | 150 |  |  | 3000 | 70
P5PHXHA1 | RAB Design Lighting | RAB Design | FW4-LED50W-120-277V-41K | Indoor Luminaires | High-Bay | Low-Bay Luminaires for Commercial and Industrial Buildings | Standard | TRUE | 4931 | 104.4 | 47.24 | 14.93 | 0.9526 | 4059 | 84.65 | 5 | 100000 | 42040 |  |  | NotYetVerified |  | 3 | 4650 | 93 | 50 |  |  | 4100
PWT21BK8 | Eiko Global LLC | EIKO | LLH240W50KDU | Indoor Luminaires | High-Bay | High-Bay Luminaires for Commercial and Industrial Buildings | Standard | TRUE | 25527.7 | 105.3 | 242.53 | 9.5 | 0.944 | 5453 | 85.1 | 5 | 50000 | 42040 |  |  | NotYetVerified |  | 3 | 25500 | 105 | 240 | 20 | 0.9 | 5300 | 80
PU4BX99AP | SHANGHAI CLASSIC INDUSTRIAL AND COMMERCIAL DEVELOPMENT CO LTD | PD | LK8001A-60W-3000K | Indoor Luminaires | High-Bay | Low-Bay Luminaires for Commercial and Industrial Buildings | Standard | TRUE | 4651.8 | 78.25 | 59.45 | 9.79 | 0.942 | 3047 | 78.6 | 5 |  | 42040 |  |  | NotYetVerified |  | 3 |  |  | 60 |  |  | 3000 | 70
PNT47NKF | Eiko Global LLC | EIKO | LLH185W50KDU | Indoor Luminaires | High-Bay | High-Bay Luminaires for Commercial and Industrial Buildings | Standard | TRUE | 20347.1 | 107.9 | 188.56 | 12.02 | 0.9382 | 5381 | 84.2 | 5 | 50000 | 42040 |  |  | NotYetVerified |  | 3 | 18700 | 99 | 185 | 20 | 0.9 | 5300
PWBJBRUH4 | SHANGHAI CLASSIC INDUSTRIAL AND COMMERCIAL DEVELOPMENT CO LTD | PD | LK8001E-400W-4000K | Indoor Luminaires | High-Bay | High-Bay Luminaires for Commercial and Industrial Buildings | Standard | TRUE | 29629.5 | 83.18 | 356.2 | 17.1 | 0.936 | 4252 | 73.9 | 5 |  | 42040 |  |  | NotYetVerified |  | 3 |  |  | 400 |  |  | 4000 | 70
P1EX83MGQ | SHANGHAI CLASSIC INDUSTRIAL AND COMMERCIAL DEVELOPMENT CO LTD | PD | LK8001E-350W-4000K | Indoor Luminaires | High-Bay | High-Bay Aisle Luminaires | Standard | TRUE | 28328.9 | 91.55 | 309.43 | 16.25 | 0.936 | 4257 | 73.4 | 5 |  | 42040 |  |  | NotYetVerified |  | 3 |  |  | 350 |  |  | 4000 | 70
P2PTB6QTY | SHANGHAI CLASSIC INDUSTRIAL AND COMMERCIAL DEVELOPMENT CO LTD | PD | LK8001D-200W-3000K | Indoor Luminaires | High-Bay | High-Bay Aisle Luminaires | Standard | TRUE | 14223.7 | 78.07 | 182.34 | 13.1 | 0.935 | 3059 | 80.4 | 5 |  | 42040 |  |  | NotYetVerified |  | 3 |  |  | 200 |  |  | 3000 | 70
PFNBB8WM | DECO Lighting | DECO Lighting | D952-LED-80-30-UNV | Indoor Luminaires | High-Bay | High-Bay Luminaires for Commercial and Industrial Buildings | Standard | TRUE | 9257.5 | 99.72 | 92.84 | 16.12 | 0.9106 | 2981 | 83.1 | 5 | 50000 | 42040 |  |  | NotYetVerified | 277-480V | 3 | 9257.5 | 99.72 | 92.84 | 16.12 | 0.9106 | 3000 | 83
P9RAHAN9 | DECO Lighting | DECO Lighting | D952-LED-120-30-UNV | Indoor Luminaires | High-Bay | High-Bay Luminaires for Commercial and Industrial Buildings | Standard | TRUE | 14521 | 102.04 | 142.3 | 16.81 | 0.9026 | 2985 | 83.9 | 5 | 50000 | 42040 |  |  | NotYetVerified | 277-480V | 3 | 15555 | 111.66 | 139.3 | 16.21 | 0.9026 | 3000 | 84.3
PDYUSSTZ | DECO Lighting | DECO Lighting | D952-LED-80-50-UNV | Indoor Luminaires | High-Bay | High-Bay Luminaires for Commercial and Industrial Buildings | Standard | FALSE | [9 empty] | 42040 |  |  | NotYetVerified | 277-480V | 3 | 9989 | 106.96 | 93.39 | 15.77 | 0.9029 | 5000 | 83.7
PE5MXP2G | DECO Lighting | DECO Lighting | D952-LED-120-50-UNV | Indoor Luminaires | High-Bay | High-Bay Luminaires for Commercial and Industrial Buildings | Standard | FALSE | [9 empty] | 42040 |  |  | NotYetVerified | 277-480V | 3 | 18492 | 128.12 | 144.3 | 15.59 | 0.9013 | 5000 | 82.4
PENW5RAH | DECO Lighting | DECO Lighting | D952-LED-120-40-UNV | Indoor Luminaires | High-Bay | High-Bay Luminaires for Commercial and Industrial Buildings | Standard | FALSE | [9 empty] | 42040 |  |  | NotYetVerified | 277-480V | 3 | 15555 | 111.66 | 139.3 | 16.21 | 0.9026 | 4000 | 84.3
PYKY4QBN | DECO Lighting | DECO Lighting | D952-LED-80-40-UNV | Indoor Luminaires | High-Bay | High-Bay Luminaires for Commercial and Industrial Buildings | Standard | FALSE | [9 empty] | 42040 |  |  | NotYetVerified | 277-480V | 3 | 9257.5 | 99.72 | 92.84 | 16.12 | 0.9106 | 4000 | 83
P4FH2CJ46 | US LED | Bay Star | LBX1-x-H-50-PUG-x-UNV1-7000 | Indoor Luminaires | High-Bay | High-Bay Luminaires for Commercial and Industrial Buildings | Standard | TRUE | 19675 | 103.7 | 189.7 | 12.4 | 0.95 | 5190 | 74 | 5 | 50000 | 42039 |  |  | NotYetVerified |  | 3 | 19675 | 103.7 | 190 |  |  | 5000 | 74
PM6U1PB4 | SKC Lighting Co. Ltd. | SKC Lighting | SLCHB150UP-060WWC2 | Indoor Luminaires | High-Bay | High-Bay Luminaires for Commercial and Industrial Buildings | Standard | TRUE | 11843.1 | 80.44 | 147.8 | 19.29 | 0.9449 | 3866 | 79.8 | 5 | 50000 | 42039 |  |  | NotYetVerified |  | 3 | 12750 | 85 | 150 |  |  | 4000 | 75
PT16JK5A | RHYNO LED Lighting Solutions Inc. | RYHNO LED | RL-THB100-120 3000K | Indoor Luminaires | High-Bay | High-Bay Luminaires for Commercial and Industrial Buildings | Standard | TRUE | 9132.9 | 98.77 | 92.47 | 14.81 | 0.9288 | 2969 | 83.3 | 5 | 50000 | 42039 |  |  | NotYetVerified |  | 3 | 9132.9 | 98.77 | 92.47 | 14.81 | 0.9288 | 3000 | 83.3
PKU973P2 | RHYNO LED Lighting Solutions Inc. | RYHNO LED | RL-THB210-120 3000K | Indoor Luminaires | High-Bay | High-Bay Luminaires for Commercial and Industrial Buildings | Standard | TRUE | 20366 | 96.72 | 210.6 | 13.66 | 0.9193 | 3009 | 83.7 | 5 | 50000 | 42039 |  |  | NotYetVerified |  | 3 | 20366 | 96.72 | 210.6 | 13.66 | 0.9193 | 3000 | 83.7
PT3SA1FT | RHYNO LED Lighting Solutions Inc. | RYHNO LED | RL-THB150-120 3000K | Indoor Luminaires | High-Bay | High-Bay Luminaires for Commercial and Industrial Buildings | Standard | TRUE | 15460.3 | 106.04 | 145.8 | 13.58 | 0.9188 | 2994 | 83.9 | 5 | 50000 | 42039 |  |  | NotYetVerified |  | 3 | 15876 | 109.36 | 145.2 | 13.58 | 0.9188 | 3000 | 84.2
PTHXAF56 | RHYNO LED Lighting Solutions Inc. | RYHNO LED | RL-THB100-347 3000K | Indoor Luminaires | High-Bay | High-Bay Luminaires for Commercial and Industrial Buildings | Standard | TRUE | 9257.5 | 99.72 | 92.84 | 16.12 | 0.9106 | 2981 | 83.1 | 5 | 50000 | 42039 |  |  | NotYetVerified | 277-480V | 3 | 9257.5 | 99.72 | 92.84 | 16.12 | 0.9106 | 3000 | 83
PXA3T72S | RHYNO LED Lighting Solutions Inc. | RYHNO LED | RL-THB150-347 3000K | Indoor Luminaires | High-Bay | High-Bay Luminaires for Commercial and Industrial Buildings | Standard | TRUE | 14521 | 102.04 | 142.3 | 16.81 | 0.9026 | 2985 | 83.9 | 5 | 50000 | 42039 |  |  | NotYetVerified | 277-480V | 3 | 15555 | 111.66 | 139.3 | 16.21 | 0.9026 | 3000 | 84.3
PNJM753U | RHYNO LED Lighting Solutions Inc. | RYHNO LED | RL-THB100-120 5000K | Indoor Luminaires | High-Bay | High-Bay Luminaires for Commercial and Industrial Buildings | Standard | FALSE | [9 empty] | 42039 |  |  | NotYetVerified |  | 3 | 9954 | 104.34 | 95.39 | 14.14 | 0.9325 | 5000 | 83.9
PC9R1A9M | RHYNO LED Lighting Solutions Inc. | RYHNO LED | RL-THB100-347 5000K | Indoor Luminaires | High-Bay | High-Bay Luminaires for Commercial and Industrial Buildings | Standard | FALSE | [9 empty] | 42039 |  |  | NotYetVerified | 277-480V | 3 | 9989 | 106.96 | 93.39 | 15.77 | 0.9029 | 5000 | 83.7
PBBWG71P | RHYNO LED Lighting Solutions Inc. | RYHNO LED | RL-THB210-120 5000K | Indoor Luminaires | High-Bay | High-Bay Luminaires for Commercial and Industrial Buildings | Standard | FALSE | [9 empty] | 42039 |  |  | NotYetVerified |  | 3 | 25045 | 118.7 | 211 | 13.47 | 0.9303 | 5000 | 82.5
P1QRVKG9 | RHYNO LED Lighting Solutions Inc. | RYHNO LED | RL-THB150-120 5000K | Indoor Luminaires | High-Bay | High-Bay Luminaires for Commercial and Industrial Buildings | Standard | FALSE | [9 empty] | 42039 |  |  | NotYetVerified |  | 3 | 17371 | 118.9 | 146.1 | 13.39 | 0.9168 | 5000 | 82.5
P5ZRRT28 | RHYNO LED Lighting Solutions Inc. | RYHNO LED | RL-THB150-347 5000K | Indoor Luminaires | High-Bay | High-Bay Luminaires for Commercial and Industrial Buildings | Standard | FALSE | [9 empty] | 42039 |  |  | NotYetVerified | 277-480V | 3 | 18492 | 128.12 | 144.3 | 15.59 | 0.9013 | 5000 | 82.4
PH5D8G6E3 | WAI CHI OPTO TECHNOLOGY LTD. | WAICHI | LLHA01-S200N(Frosted Lens) | Indoor Luminaires | High-Bay | High-Bay Luminaires for Commercial and Industrial Buildings | Standard | TRUE | 18328.82 | 91.828 | 199.6 | 13.8 | 0.973 | 4780 | 83.8 | 5 | 35000 | 42038 |  |  | NotYetVerified |  | 3
P3NQUQD56 | WISDOM OPTOELECTRONICS TECHNOLOGY CO.LIMITED | WISDOM | WSD-HB30W27-50K | Indoor Luminaires | High-Bay | High-Bay Luminaires for Commercial and Industrial Buildings | Standard | TRUE | 27185.7 | 90.586 | 300.11 | 8.57 | 0.9608 | 4989 | 75.4 | 5 | 50000 | 42038 |  |  | NotYetVerified |  | 3 | 27193 |  | 300 |  | 0.95 | 5000 | 75
P37VNGCXV | enviro-glo LLC | enviro-gloÂ® | PHBLD240WU1NWCR | Indoor Luminaires | High-Bay | High-Bay Luminaires for Commercial and Industrial Buildings | Standard | TRUE | 21534 | 90.17 | 238.82 | 11.79 | 0.959 | 5230 | 84 | 5 |  | 42038 |  |  | NotYetVerified |  | 3 |  |  | 240 |  |  | 5000
P2GY1X6EX | enviro-glo LLC | enviro-gloÂ® | PHBLD150WU1CWCR | Indoor Luminaires | High-Bay | High-Bay Luminaires for Commercial and Industrial Buildings | Standard | TRUE | 14224 | 95.719 | 148.6 | 12.3 | 0.957 | 5170 | 84 | 5 |  | 42038 |  |  | NotYetVerified |  | 3 |  |  | 150 |  |  | 5000
PQJ1HBHTV | WISDOM OPTOELECTRONICS TECHNOLOGY CO.LIMITED | WISDOM | WISDOM-HB-100W-50K | Indoor Luminaires | High-Bay | High-Bay Luminaires for Commercial and Industrial Buildings | Standard | TRUE | 9767.571 | 99.143 | 98.52 | 15.82 | 0.9379 | 5122 | 75.8 | 5 | 50000 | 42038 |  |  | NotYetVerified |  | 3 | 9786 |  | 100 |  | 0.95 | 5000 | 75
PKYZE28EX | WISDOM OPTOELECTRONICS TECHNOLOGY CO.LIMITED | WISDOM | WISDOM-HB-150W-50K | Indoor Luminaires | High-Bay | High-Bay Luminaires for Commercial and Industrial Buildings | Standard | TRUE | 14215.282 | 94.567 | 150.32 | 8.85 | 0.928 | 4837 | 73.9 | 5 | 50000 | 42038 |  |  | NotYetVerified |  | 3 | 14413 |  | 150 |  | 0.95 | 5000 | 75
PPH8E1SR | RC Lighting | RC Lighting | BAYLED78W/BL - 120V RCL | Indoor Luminaires | High-Bay | Low-Bay Luminaires for Commercial and Industrial Buildings | Standard | FALSE | [9 empty] | 42038 |  |  | NotYetVerified |  | 3 | 7463 | 84 | 78 |  |  | 5000 | 82
P24A2U26 | RC Lighting | RC Lighting | BAYLED78NW/BL - 120V RCL | Indoor Luminaires | High-Bay | Low-Bay Luminaires for Commercial and Industrial Buildings | Standard | FALSE | [9 empty] | 42038 |  |  | NotYetVerified |  | 3 | 7704 | 87 | 78 |  |  | 4000 | 82
PGEAH9RZ | RC Lighting | RC Lighting | BAYLED78YW/BL - 120V RCL | Indoor Luminaires | High-Bay | Low-Bay Luminaires for Commercial and Industrial Buildings | Standard | FALSE | [9 empty] | 42038 |  |  | NotYetVerified |  | 3 | 7230 | 82 | 78 |  |  | 3000 | 81
P8NS9E7A | Chameleon Lighting | Chameleon Lighting | N49-CORD-[SBW]-LED31-30-8-R39 | Indoor Luminaires | High-Bay | High-Bay Luminaires for Commercial and Industrial Buildings | Standard | FALSE | [9 empty] | 42038 |  |  | NotYetVerified |  | 3 | 12230 | 88.2 | 138.74 | 20.22 | 0.9952 | 3114 | 81.21
PWET4E7W | Chameleon Lighting | Chameleon Lighting | C610-[SBW]-CORD-[SBW]-LED31-30-8-R90 | Indoor Luminaires | High-Bay | High-Bay Luminaires for Commercial and Industrial Buildings | Standard | FALSE | [9 empty] | 42038 |  |  | NotYetVerified |  | 3 | 12734 | 91.7 | 138.78 | 19.8 | 0.9952 | 3087 | 81.16
P3MYWBZV | Chameleon Lighting | Chameleon Lighting | N49-CORD-[SBW]-LED31-30-8-R90 | Indoor Luminaires | High-Bay | High-Bay Luminaires for Commercial and Industrial Buildings | Standard | FALSE | [9 empty] | 42038 |  |  | NotYetVerified |  | 3 | 12730 | 91.7 | 138.78 | 19.8 | 0.9952 | 3087 | 81.16
P8HP16UF | Chameleon Lighting | Chameleon Lighting | N49-CORD-[SBW]-LED31-30-8-R64 | Indoor Luminaires | High-Bay | High-Bay Luminaires for Commercial and Industrial Buildings | Standard | FALSE | [9 empty] | 42038 |  |  | NotYetVerified |  | 3 | 12640 | 90.1 | 138.74 | 19.8 | 0.9952 | 3075 | 81
P41P23J2 | Chameleon Lighting | Chameleon Lighting | C610-[SBW]-CORD-[SBW]-LED31-30-8-R64 | Indoor Luminaires | High-Bay | High-Bay Luminaires for Commercial and Industrial Buildings | Standard | FALSE | [9 empty] | 42038 |  |  | NotYetVerified |  | 3 | 12640 | 90.1 | 138.74 | 19.8 | 0.9952 | 3075 | 81
PB9JC3UA | LEDone Distribution Inc. | LED One Distribution | LOD-MD-50 | Indoor Luminaires | High-Bay | Low-Bay Luminaires for Commercial and Industrial Buildings | Standard | TRUE | 5591 | 89.6 | 62.4 | 16.53 | 0.9794 | 4935 | 70.6 | 5 | 50000 | 42037 |  |  | NotYetVerified |  | 3 | 5500 | 82 |  |  | 0.95 | 5000 | 70
PKBJ4E9D | LEDone Distribution Inc. | LED One Distribution | LOD-MD-200 | Indoor Luminaires | High-Bay | High-Bay Luminaires for Commercial and Industrial Buildings | Standard | TRUE | 17391 | 83.64 | 207.9 | 10.34 | 0.97 | 5386 | 75.2 | 5 | 50000 | 42037 |  |  | NotYetVerified |  | 3 | 17300 | 82 | 15 |  | 0.95 | 5000 | 70
PKV6TCB3 | LEDone Distribution Inc. | LED One Distribution | LOD-MD-120 | Indoor Luminaires | High-Bay | High-Bay Luminaires for Commercial and Industrial Buildings | Standard | TRUE | 11427 | 86.14 | 132.7 | 14.77 | 0.96 | 5347 | 72.4 | 5 | 50000 | 42037 |  |  | NotYetVerified |  | 3 | 11400 | 90 | 110 |  | 0.95 | 5000 | 70
PHRRVAH2 | LEDone Distribution Inc. | LED One Distribution | LOD-MD-300 | Indoor Luminaires | High-Bay | High-Bay Luminaires for Commercial and Industrial Buildings | Standard | TRUE | 25817 | 82.21 | 314 | 15.51 | 0.9529 | 5110 | 72.6 | 5 | 50000 | 42037 |  |  | NotYetVerified |  | 3 | 25800 | 85 | 307 |  | 0.95 | 5000 | 70
PQ2CXDWP | LEDone Distribution Inc. | LED One Distribution | LOD-MD-450 | Indoor Luminaires | High-Bay | High-Bay Luminaires for Commercial and Industrial Buildings | Standard | TRUE | 43057 | 92.34 | 466.3 | 13.08 | 0.9515 | 5406 | 72.4 | 5 | 50000 | 42037 |  |  | NotYetVerified |  | 3 | 43000 | 82 | 460 |  | 0.95 | 5000 | 70
PW75F652 | LEDone Distribution Inc. | LED One Distribution | LOD-MD-150 | Indoor Luminaires | High-Bay | High-Bay Luminaires for Commercial and Industrial Buildings | Standard | TRUE | 13483 | 89.22 | 151.1 | 12.71 | 0.9496 | 5399 | 72.8 | 5 | 50000 | 42037 |  |  | NotYetVerified |  | 3 | 13400 | 82 | 154 |  | 0.95 | 5000 | 70
P6ET5QXD | US Green Lighting Inc. | US Green Lighting | L/120/HB/D/830/001 | Indoor Luminaires | High-Bay | High-Bay Luminaires for Commercial and Industrial Buildings | Standard | TRUE | 10968 | 92.56 | 118.5 | 16.31 | 0.942 | 3041 | 81.4 | 5 | 35000 | 42037 |  |  | NotYetVerified |  | 3 | 10500 | 87.5 | 120 | 20 | 0.99 | 3000 | 80
PRFCHBJH | Net Zero USA | Net Zero | NZ 90130-V | Indoor Retrofit Kit | High-Bay | Retrofit Kits for High-Bay Luminaires for Commercial and Industrial Buildings | Standard | TRUE | 13703.8 | 95 | 144.33 | 14 | 0.93 | 4804 | 76 | 5 | 80000 | 42037 |  |  | NotYetVerified |  | 3 | 14100 | 108.5 | 130 |  |  | 5300 | 75
P94CMH86 | US Green Lighting Inc. | US Green Lighting | L/200/HB/D/830/001 | Indoor Luminaires | High-Bay | High-Bay Luminaires for Commercial and Industrial Buildings | Standard | TRUE | 17263 | 86.32 | 200 | 15.28 | 0.909 | 3055 | 81.4 | 5 | 35000 | 42037 |  |  | NotYetVerified |  | 3 | 17000 | 85 | 200 | 20 | 0.99 | 3000 | 80
P7ATXCKU | US Green Lighting Inc. | US Green Lighting | L/200/HB/D/850/001 | Indoor Luminaires | High-Bay | High-Bay Luminaires for Commercial and Industrial Buildings | Standard | FALSE | [9 empty] | 42037 | Dimmable | Continuous Below 10 | NotYetVerified |  | 3 | 19000 | 95 | 200 | 20 | 0.99 | 5700 | 80
PBKGGSPQ | US Green Lighting Inc. | US Green Lighting | L/120/HB/D/850/001 | Indoor Luminaires | High-Bay | High-Bay Luminaires for Commercial and Industrial Buildings | Standard | FALSE | [9 empty] | 42037 | Dimmable | Continuous Below 10 | NotYetVerified |  | 3 | 11500 | 95.8 | 120 | 20 | 0.99 | 5700 | 80
P718X7F9 | US Green Lighting Inc. | US Green Lighting | L/200/HB/D/840/001 | Indoor Luminaires | High-Bay | High-Bay Luminaires for Commercial and Industrial Buildings | Standard | FALSE | [9 empty] | 42037 | Dimmable | Continuous Below 10 | NotYetVerified |  | 3 | 19000 | 95 | 200 | 20 | 0.99 | 4000 | 80
PTVQBJ37 | US Green Lighting Inc. | US Green Lighting | L/120/HB/D/840/001 | Indoor Luminaires | High-Bay | High-Bay Luminaires for Commercial and Industrial Buildings | Standard | FALSE | [9 empty] | 42037 | Dimmable | Continuous Below 10 | NotYetVerified |  | 3 | 11500 | 95.8 | 120 | 20 | 0.99 | 4000 | 80
PRBAUTD3 | ATG Electronics Corp. | ATG Electronics | HBRT12 | Indoor Luminaires | High-Bay | High-Bay Luminaires for Commercial and Industrial Buildings | Standard | TRUE | 11179.99 | 93.416 | 119.68 | 10.94 | 0.9437 | 5100 | 71.4 | 5 | 100000 | 42034 |  |  | NotYetVerified | Pointing Straight Down Only | 3 | 11400 | 95 | 120 | 20 | 0.9 | 5000 | 70
P7RAF25G | Independence LED | IndependenceLED | HB2-45450K-70-C | Indoor Luminaires | High-Bay | High-Bay Luminaires for Commercial and Industrial Buildings | Standard | TRUE | 12230 | 112 | 109.4 | 15 | 0.972 | 4937 | 73.4 | 10 | 50000 | 42033 |  |  | NotYetVerified |  | 3 | 12230 | 112 | 109.4 | 15 | 0.972 | 4937 | 73.4
PU6QNDYG | Industrial Lighting Products | Industrial Lighting Products | WT8-60WLED-UNIV-3500K-RAFL-XXXXX (Not Including RPCL DPCL DPFL SD480) | Indoor Luminaires | High-Bay | Low-Bay Luminaires for Commercial and Industrial Buildings | Standard | TRUE | 5631 | 95.4 | 59.05 | 7.52 | 0.962 | 3625 | 82.9 | 5 | 121000 | 42033 |  |  | NotYetVerified |  | 3 | 5631 | 95.3599 | 59.05 | 6.5 | 0.962 | 3500 | 82.9
PE35HUK6 | UIC ENERGY LLC | UIC Energy LLC | UIC-HB898-240-5K | Indoor Luminaires | High-Bay | High-Bay Luminaires for Commercial and Industrial Buildings | Standard | TRUE | 24367 | 104.6 | 232.9 | 11.1 | 0.938 | 5214 | 84 | 5 | 50000 | 42033 |  |  | NotYetVerified |  | 3 | 24231 | 100 | 240 |  | 0.98 | 5000 | 80
PAZEW16F | RHYNO LED Lighting Solutions Inc. | RHYNO LED | RL-HB450-120 01 | Indoor Luminaires | High-Bay | High-Bay Luminaires for Commercial and Industrial Buildings | Standard | TRUE | 35582 | 78.93 | 450.8 | 13.1 | 0.935 | 5572 | 71 | 5 | 50000 | 42033 |  |  | NotYetVerified |  | 3 | 36700 | 79 | 465 |  | 0.93 | 5500 | 71
PVYGMZWC | RHYNO LED Lighting Solutions Inc. | RHYNO LED | RL-HB150-120 4100K | Indoor Luminaires | High-Bay | High-Bay Luminaires for Commercial and Industrial Buildings | Standard | TRUE | 11791 | 80.23 | 147 | 12.61 | 0.9338 | 4127 | 75.3 | 5 | 50000 | 42033 |  |  | NotYetVerified |  | 3 | 12781 | 85.21 | 150 |  | 0.9 | 4100 | 75
PBRVU86S | RHYNO LED Lighting Solutions Inc. | RHYNO LED | RL-HB150-347 4100K | Indoor Luminaires | High-Bay | High-Bay Luminaires for Commercial and Industrial Buildings | Standard | TRUE | 12433 | 84.46 | 147.2 | 11.5 | 0.927 | 4100 | 76.4 | 5 | 50000 | 42033 |  |  | NotYetVerified |  | 3 | 12433 | 82.89 | 150 |  | 0.9 | 4100 | 75
PTA32B6Z2 | Illuminating Solutions | Saturn | ISI-1-100w_5000K | Indoor Luminaires | High-Bay | High-Bay Luminaires for Commercial and Industrial Buildings | Standard | TRUE | 11344.69 | 112.84 | 101.8 | 12.79 | 0.926 | 5302 | 75.5 | 5 | 50000 | 42033 |  |  | NotYetVerified |  | 3 | 11000 | 110 | 100 |  |  | 5000 | 80
PCYECCHT | RHYNO LED Lighting Solutions Inc. | RHYNO LED | RL-HB200-347 4100K | Indoor Luminaires | High-Bay | High-Bay Luminaires for Commercial and Industrial Buildings | Standard | TRUE | 16310 | 82.5 | 197.7 | 12.3 | 0.925 | 4136 | 71.9 | 5 | 50000 | 42033 |  |  | NotYetVerified |  | 3 | 16297 | 82.93 | 196.5 | 12.3 | 0.9245 | 4100 | 71.9
P8PC9XYB | RHYNO LED Lighting Solutions Inc. | RHYNO LED | RL-HB450-347 4100K 01 | Indoor Luminaires | High-Bay | High-Bay Luminaires for Commercial and Industrial Buildings | Standard | TRUE | 33255 | 77.91 | 426.8 | 13.6 | 0.922 | 4031 | 71.9 | 5 | 50000 | 42033 |  |  | NotYetVerified |  | 3 | 33255 | 77.91 | 426.8 | 13.6 | 0.9221 | 4100 | 72.5
PUMFNDUD | RHYNO LED Lighting Solutions Inc. | RHYNO LED | RL-HB100-120 4100K | Indoor Luminaires | High-Bay | High-Bay Luminaires for Commercial and Industrial Buildings | Standard | TRUE | 9071.2 | 91.23 | 99.43 | 13.48 | 0.9171 | 4085 | 78.8 | 5 | 50000 | 42033 |  |  | NotYetVerified |  | 3 | 9071.2 | 91.23 | 99.43 | 13.48 | 0.9171 | 4100 | 78.8
P7SJJEBH | RHYNO LED Lighting Solutions Inc. | RHYNO LED | RL-HB200-120 4100K | Indoor Luminaires | High-Bay | High-Bay Luminaires for Commercial and Industrial Buildings | Standard | TRUE | 16485 | 83.57 | 196.3 | 13 | 0.9105 | 4129 | 75.4 | 5 | 50000 | 42033 |  |  | NotYetVerified |  | 3 | 16485 | 82.43 | 200 |  | 0.9 | 4100 | 75
PJGFW9PGX | UIC ENERGY LLC | UIC Energy LLC | UIC-HB898-150-5K | Indoor Luminaires | High-Bay | High-Bay Luminaires for Commercial and Industrial Buildings | Standard | TRUE | 17044 | 112.7 | 151.2 | 15.7 | 0.879 | 5214 | 84 | 5 | 50000 | 42033 |  |  | NotYetVerified |  | 3 | 17770 | 112 | 150 |  | 0.92 |  | 82
PEYPT3WM | RHYNO LED Lighting Solutions Inc. | RHYNO LED | RL-HB450-347 01 | Indoor Luminaires | High-Bay | High-Bay Luminaires for Commercial and Industrial Buildings | Standard | FALSE | [9 empty] | 42033 |  |  | NotYetVerified |  | 3 | 35066 | 80.43 | 436 | 13.1 | 0.9117 | 5500 | 71.9
P5V4FXXQ | RHYNO LED Lighting Solutions Inc. | RHYNO LED | RL-HB200-347 | Indoor Luminaires | High-Bay | High-Bay Luminaires for Commercial and Industrial Buildings | Standard | FALSE | [9 empty] | 42033 |  |  | NotYetVerified |  | 3 | 16809 | 85.11 | 197.5 | 12.8 | 0.9233 | 5500 | 70.4
P5K5MPSV | RHYNO LED Lighting Solutions Inc. | RHYNO LED | RL-HB100-120 | Indoor Luminaires | High-Bay | High-Bay Luminaires for Commercial and Industrial Buildings | Standard | FALSE | [9 empty] | 42033 |  |  | NotYetVerified |  | 3 | 10264 | 102.52 | 100.1 | 14.15 | 0.9158 | 5500 | 69.8
P654AJZ3 | RHYNO LED Lighting Solutions Inc. | RHYNO LED | RL-HB200-120 | Indoor Luminaires | High-Bay | High-Bay Luminaires for Commercial and Industrial Buildings | Standard | FALSE | [9 empty] | 42033 |  |  | NotYetVerified |  | 3 | 17676 | 88.38 | 200 |  | 0.9 | 5500 | 69
PCGGGKPM | RHYNO LED Lighting Solutions Inc. | RHYNO LED | RL-HB150-120 | Indoor Luminaires | High-Bay | High-Bay Luminaires for Commercial and Industrial Buildings | Standard | FALSE | [9 empty] | 42033 |  |  | NotYetVerified |  | 3 | 13293 | 88.62 | 150 |  | 0.9 | 5500 | 69
PFXTFC6G | RHYNO LED Lighting Solutions Inc. | RHYNO LED | RL-HB150-347 | Indoor Luminaires | High-Bay | High-Bay Luminaires for Commercial and Industrial Buildings | Standard | FALSE | [9 empty] | 42033 |  |  | NotYetVerified |  | 3 | 12745 | 84.97 | 150 |  | 0.9 | 5500 | 69
PZE8B3CU | UIC ENERGY LLC | UIC Energy LLC | UIC-HB898-200-5K | Indoor Luminaires | High-Bay | High-Bay Luminaires for Commercial and Industrial Buildings | Standard | FALSE | [9 empty] | 42033 |  |  | NotYetVerified |  | 3 | 21454 | 107 | 200 |  | 0.98 | 5000 | 80
PGA8MD5C | Industrial Lighting Products | Industrial Lighting Products | WT8-60WLED-UNIV-5700K-RAFL-XXXXX (Not Including RPCL DPCL DPFL SD480) | Indoor Luminaires | High-Bay | Low-Bay Luminaires for Commercial and Industrial Buildings | Standard | FALSE | [9 empty] | 42033 |  |  | NotYetVerified |  | 3 | 5597 | 96.0034 | 58.3 | 6.5 | 0.962 | 5700 | 82.9
PPE3ZBED | Industrial Lighting Products | Industrial Lighting Products | WT8-60WLED-UNIV-5000K-RAFL-XXXXX (Not Including RPCL DPCL DPFL SD480) | Indoor Luminaires | High-Bay | Low-Bay Luminaires for Commercial and Industrial Buildings | Standard | FALSE | [9 empty] | 42033 |  |  | NotYetVerified |  | 3 | 5608 | 95.7977 | 58.54 | 6.5 | 0.962 | 5000 | 82.9
PYRNMGHW | Industrial Lighting Products | Industrial Lighting Products | WT8-60WLED-UNIV-4000K-RAFL-XXXXX (Not Including RPCL DPCL DPFL SD480) | Indoor Luminaires | High-Bay | Low-Bay Luminaires for Commercial and Industrial Buildings | Standard | FALSE | [9 empty] | 42033 |  |  | NotYetVerified |  | 3 | 5623 | 95.4993 | 58.88 | 6.5 | 0.962 | 4000 | 82.9
PR8VJR2M | Independence LED | IndependenceLED | HB6-45450K-70-C | Indoor Luminaires | High-Bay | High-Bay Luminaires for Commercial and Industrial Buildings | Standard | FALSE | [9 empty] | 42033 |  |  | NotYetVerified |  | 3 | 36600 | 112 | 324 | 15 | 0.972 | 5000 | 70
P1951KMA | Independence LED | IndependenceLED | HB4-45450K-70-C | Indoor Luminaires | High-Bay | High-Bay Luminaires for Commercial and Industrial Buildings | Standard | FALSE | [9 empty] | 42033 |  |  | NotYetVerified |  | 3 | 24400 | 112 | 216 | 15 | 0.972 | 5000 | 70
PJKG6WCU | Independence LED | IndependenceLED | HB3-45450K-70-C | Indoor Luminaires | High-Bay | High-Bay Luminaires for Commercial and Industrial Buildings | Standard | FALSE | [9 empty] | 42033 |  |  | NotYetVerified |  | 3 | 18300 | 112 | 162 | 15 | 0.972 | 5000 | 70
PM65TKBVA | XtraLight Manufacturing Ltd. | XtraLight | LHBLED203100X5GUINXXXXXXW | Indoor Luminaires | High-Bay | High-Bay Luminaires for Commercial and Industrial Buildings | Standard | TRUE | 10467 | 108.1 | 96.82 | 6.42 | 0.9726 | 5059 | 71.45 | 10 | 100000 | 42032 |  |  | NotYetVerified |  | 3 | 10467 | 108 | 97 |  |  | 5200
PWMDA976 | Industrial Lighting Products | Industrial Lighting Products | FWN-60WLED-UNIV-2700K-XXXXX [Excludes SD480] | Indoor Luminaires | High-Bay | Low-Bay Luminaires for Commercial and Industrial Buildings | Standard | TRUE | 4576 | 78.2 | 58.5 | 6.94 | 0.972 | 2798 | 81.9 | 5 | 50000 | 42032 |  |  | NotYetVerified |  | 3 | 4576 | 78.22 | 58.5 |  |  | 2700
PD97XUJ4F | RAB Design Lighting | RAB Design | FW4-LED80W-120-277V-41K | Indoor Luminaires | High-Bay | Low-Bay Luminaires for Commercial and Industrial Buildings | Standard | TRUE | 6402 | 97.47 | 62.55 | 15.63 | 0.9715 | 4061 | 84.45 |  |  | 42032 |  |  | NotYetVerified |  | 3 | 6507
P5DAT8BX | Barron Lighting Group | Trace-Lite | TLED-FHB-500-VS-30K | Indoor Luminaires | High-Bay | High-Bay Luminaires for Commercial and Industrial Buildings | Standard | TRUE | 39301.87 | 77.7 | 505.8 | 9.97 | 0.946 | 3077 | 80.3 | 5 | 50000 | 42032 |  |  | NotYetVerified |  | 3 | 37400 |  | 500 | 12 | 0.93 | 3000 | 70
PAKNJ1RE | Industrial Lighting Products | Industrial Lighting Products | FWN-60WLED-UNIV-5000K-XXXXX [Excludes SD480] | Indoor Luminaires | High-Bay | Low-Bay Luminaires for Commercial and Industrial Buildings | Standard | FALSE | [9 empty] | 42032 |  |  | NotYetVerified |  | 3 | 5525 | 93.42 | 59.14 |  |  | 5000
PRQX3WPC | Industrial Lighting Products | Industrial Lighting Products | FWN-60WLED-UNIV-4000K-XXXXX [Excludes SD480] | Indoor Luminaires | High-Bay | Low-Bay Luminaires for Commercial and Industrial Buildings | Standard | FALSE | [9 empty] | 42032 |  |  | NotYetVerified |  | 3 | 5112 | 86.85 | 58.86 |  |  | 4000
PKMQR8QH | Industrial Lighting Products | Industrial Lighting Products | FWN-60WLED-UNIV-3500K-XXXXX [Excludes SD480] | Indoor Luminaires | High-Bay | Low-Bay Luminaires for Commercial and Industrial Buildings | Standard | FALSE | [9 empty] | 42032 |  |  | NotYetVerified |  | 3 | 4906 | 83.55 | 58.72 |  |  | 3500
PR1FDF3E | Industrial Lighting Products | Industrial Lighting Products | FWN-60WLED-UNIV-3000K-XXXXX [Excludes SD480] | Indoor Luminaires | High-Bay | Low-Bay Luminaires for Commercial and Industrial Buildings | Standard | FALSE | [9 empty] | 42032 |  |  | NotYetVerified |  | 3 | 4700 | 80.23 | 58.58 |  |  | 3000
PM6DTXY9V | Cireon LLC | Cireon | ON3-072-AG-AK-AL | Indoor Luminaires | High-Bay | High-Bay Luminaires for Commercial and Industrial Buildings | Standard | FALSE | [9 empty] | 42032 |  |  | NotYetVerified |  | 3 | 15400 | 85.8 | 153 | 20 | 0.95 | 5700 | 70
PVKJHXK1 | Lumax Lighting | Lumax Lighting | VHILED160L3K48-9 | Indoor Luminaires | High-Bay | High-Bay Luminaires for Commercial and Industrial Buildings | Standard | TRUE | 15990 | 107.5 | 148.72 | 14.701 | 0.9751 | 3120 | 82.51 | 5 |  | 42031 |  |  | NotYetVerified |  | 3 | 16000 | 107 | 149 | 20 | 0.9 | 3000 | 82
P24W4AXK | Lumax Lighting | Lumax Lighting | VWBTLED75L3K48-9FAR | Indoor Luminaires | High-Bay | Low-Bay Luminaires for Commercial and Industrial Buildings | Standard | TRUE | 7529 | 101.3 | 74.34 | 14.581 | 0.975 | 3124 | 82.62 | 5 |  | 42031 |  |  | NotYetVerified |  | 3 | 7500 | 101 | 73 | 20 | 0.9 | 3000 | 83
PSJ2SBEG | Lumax Lighting | Lumax Lighting | VHILED182L3K48-9 | Indoor Luminaires | High-Bay | High-Bay Luminaires for Commercial and Industrial Buildings | Standard | TRUE | 18227 | 101.5 | 179.43 | 12.086 | 0.967 | 3066 | 83.3 | 5 |  | 42031 |  |  | NotYetVerified |  | 3 | 18200 | 101 | 180 | 20 | 0.9 | 3000 | 82
PX9J2UPN | Lumax Lighting | Lumax Lighting | VWBTLED54L35K48-9FAR | Indoor Luminaires | High-Bay | Low-Bay Luminaires for Commercial and Industrial Buildings | Standard | TRUE | 5402 | 103.1 | 52.394 | 15.256 | 0.9669 | 3468 | 82.95 | 5 |  | 42031 |  |  | NotYetVerified |  | 3 | 5400 | 103 | 53 | 20 | 0.9 | 3500 | 82
PBS77YF1 | Lumax Lighting | Lumax Lighting | VWBTLED66L3K48-9FAR | Indoor Luminaires | High-Bay | Low-Bay Luminaires for Commercial and Industrial Buildings | Standard | TRUE | 6619 | 86.3 | 76.67 | 9.502 | 0.9667 | 3088 | 83.72 | 5 |  | 42031 |  |  | NotYetVerified |  | 3 | 6619 | 86.3 | 76.67 | 6.5148 | 0.9969 | 3000 | 83.72
P4PPN8BA | Lumax Lighting | Lumax Lighting | VHILED139L4K48-9 | Indoor Luminaires | High-Bay | High-Bay Luminaires for Commercial and Industrial Buildings | Standard | TRUE | 13860 | 91.8 | 151 | 10.52 | 0.948 | 3950 | 85.71 |  |  | 42031 |  |  | NotYetVerified |  | 3 | 13860 | 91.8 | 151 | 10.52 | 0.948 | 4000 | 85.74
P9PXN596 | Shanghai CKRA Lighting Technology Co. Ltd | CKRA | HB21A-100 [90 degree beam angle only] | Indoor Luminaires | High-Bay | High-Bay Luminaires for Commercial and Industrial Buildings | Standard | TRUE | 12722.8 | 119.06 | 107.3 | 12.8 | 0.945 | 5110 | 72.6 | 5 | 50000 | 42031 |  |  | NotYetVerified |  | 3 | 12000 | 120 | 100 |  |  | 5000 | 72
PVPWG7X5 | Shanghai CKRA Lighting Technology Co. Ltd | CKRA | HB35B-400 [Arm Straight Down Only] | Indoor Luminaires | High-Bay | High-Bay Luminaires for Commercial and Industrial Buildings | Standard | TRUE | 40005.7 | 97.35 | 410.9 | 16.2 | 0.944 | 5110 | 72.6 | 5 | 50000 | 42031 |  |  | NotYetVerified |  | 3 | 40000 | 100 | 400 |  |  | 5000 | 73
P5SNCPTF | Shanghai CKRA Lighting Technology Co. Ltd | CKRA | HB42A-200 [Arm Straight Down Only] | Indoor Luminaires | High-Bay | High-Bay Luminaires for Commercial and Industrial Buildings | Standard | TRUE | 19481 | 92.91 | 209.7 | 19.1 | 0.942 | 5363 | 74 | 5 | 50000 | 42031 |  |  | NotYetVerified |  | 3 | 20000 | 100 | 200 |  |  | 5000 | 74
PNVSYVUHB | Philips Optimum | Philips Optimum | G10L 4FT 18L UV 840 [OSOS(DIM)] | Indoor Luminaires | High-Bay | High-Bay Luminaires for Commercial and Industrial Buildings | Standard | TRUE | 16806 | 110.5 | 152.1 | 15.8 | 0.936 | 4191 | 83.4 | 5 | 50000 | 42031 |  |  | NotYetVerified |  | 3 | 17700 | 115 | 151.8 | 20 | 0.9 | 4000 | 80
PQ8RRS5Y | Shanghai CKRA Lighting Technology Co. Ltd | CKRA | HB41A-120 [Arm Straight Down Only] | Indoor Luminaires | High-Bay | High-Bay Luminaires for Commercial and Industrial Buildings | Standard | TRUE | 12366.6 | 99 | 124.9 | 14.8 | 0.9332 | 5388 | 74.3 | 5 | 50000 | 42031 |  |  | NotYetVerified |  | 3 | 12000 | 100 | 120 |  |  | 5000 | 74
PDB2W4RB | Lumax Lighting | Lumax Lighting | VWLED79L4K48-9WF-PGR | Indoor Luminaires | High-Bay | Low-Bay Luminaires for Commercial and Industrial Buildings | Standard | TRUE | 7355 | 91.8 | 80.089 | 18.286 | 0.9091 | 4026 | 83.4 | 5 | 35000 | 42031 |  |  | NotYetVerified |  | 3 | 7355 |  | 80 |  | 0.9 | 4000
PYZ3UCJ1 | Lumax Lighting | Lumax Lighting | VWBTLED66L5K48-9FAR | Indoor Luminaires | High-Bay | Low-Bay Luminaires for Commercial and Industrial Buildings | Standard | FALSE | [9 empty] | 42031 |  |  | NotYetVerified | Updated 12/21/2016 | 3 | 7163 | 92.5 | 77.468 | 6.47 | 0.997 | 5000 | 84.4
PHEMKHGP | Lumax Lighting | Lumax Lighting | VWBTLED75L4K48-9FAR | Indoor Luminaires | High-Bay | Low-Bay Luminaires for Commercial and Industrial Buildings | Standard | FALSE | [9 empty] | 42031 |  |  | NotYetVerified | Updated 12/21/2016 | 3 | 7800 | 106 | 73 | 20 | 0.9 | 5000 | 83
PMC76NQS | Lumax Lighting | Lumax Lighting | VHILED182L5K48-9 | Indoor Luminaires | High-Bay | High-Bay Luminaires for Commercial and Industrial Buildings | Standard | FALSE | [9 empty] | 42031 |  |  | NotYetVerified | Updated on 3/7/2017 | 3 | 21000 | 116 | 180 | 20 | 0.9 | 5000 | 82
PDS65JMY | Lumax Lighting | Lumax Lighting | VHILED160L5K48-9 | Indoor Luminaires | High-Bay | High-Bay Luminaires for Commercial and Industrial Buildings | Standard | FALSE | [9 empty] | 42031 |  |  | NotYetVerified | Updated on 3/7/2017 | 3 | 16750 | 113 | 149 | 20 | 0.9 | 5000 | 82
PSDTK4XR | Lumax Lighting | Lumax Lighting | VWBTLED54L5K48-9FAR | Indoor Luminaires | High-Bay | Low-Bay Luminaires for Commercial and Industrial Buildings | Standard | FALSE | [9 empty] | 42031 |  |  | NotYetVerified | Updated 12/21/2016 | 3 | 5700 | 109 | 53 | 20 | 0.9 | 5000 | 82
PVFAH8VU | Lumax Lighting | Lumax Lighting | VWLED79L4K48-9FAR | Indoor Luminaires | High-Bay | Low-Bay Luminaires for Commercial and Industrial Buildings | Standard | FALSE | [9 empty] | 42031 |  |  | NotYetVerified |  | 3 | 7894 | 80.135 | 98.5 |  |  | 4040 | 83.5
PBFWVHC6 | Lumax Lighting | Lumax Lighting | VWBTLED75L5K48-9FAR | Indoor Luminaires | High-Bay | Low-Bay Luminaires for Commercial and Industrial Buildings | Standard | FALSE | [9 empty] | 42031 |  |  | NotYetVerified | Updated 12/21/2016 | 3 | 7700 | 105 | 73 | 20 | 0.9 | 4000 | 83
PVGFKPRM | Lumax Lighting | Lumax Lighting | VHILED182L4K48-9 | Indoor Luminaires | High-Bay | High-Bay Luminaires for Commercial and Industrial Buildings | Standard | FALSE | [9 empty] | 42031 |  |  | NotYetVerified | Updated on 3/7/2017 | 3 | 20000 | 111 | 180 | 20 | 0.9 | 4000 | 82
P6ZTJ8M3 | Lumax Lighting | Lumax Lighting | VHILED160L4K48-9 | Indoor Luminaires | High-Bay | High-Bay Luminaires for Commercial and Industrial Buildings | Standard | FALSE | [9 empty] | 42031 |  |  | NotYetVerified | Updated on 3/7/2017 | 3 | 16500 | 111 | 149 | 20 | 0.9 | 4000 | 82
PVJDZK2F | Lumax Lighting | Lumax Lighting | VWBTLED66L4K48-9FAR | Indoor Luminaires | High-Bay | Low-Bay Luminaires for Commercial and Industrial Buildings | Standard | FALSE | [9 empty] | 42031 |  |  | NotYetVerified | Updated 12/21/2016 | 3 | 7000 | 90 | 77 | 20 | 0.9 | 4000 | 82
PSBCDE7S | Lumax Lighting | Lumax Lighting | VWBTLED54L4K48-9FAR | Indoor Luminaires | High-Bay | Low-Bay Luminaires for Commercial and Industrial Buildings | Standard | FALSE | [9 empty] | 42031 |  |  | NotYetVerified | Updated 12/21/2016 | 3 | 5500 | 106 | 53 | 20 | 0.9 | 4000 | 82
PP89A3KX | Lumax Lighting | Lumax Lighting | VWBTLED75L35K48-9FAR | Indoor Luminaires | High-Bay | Low-Bay Luminaires for Commercial and Industrial Buildings | Standard | FALSE | [9 empty] | 42031 |  |  | NotYetVerified | Updated 12/21/2016 | 3 | 7600 | 103 | 73 | 20 | 0.9 | 3500 | 83
P5DNHZPG | Lumax Lighting | Lumax Lighting | VHILED182L35K48-9 | Indoor Luminaires | High-Bay | High-Bay Luminaires for Commercial and Industrial Buildings | Standard | FALSE | [9 empty] | 42031 |  |  | NotYetVerified | Updated on 3/7/2017 | 3 | 19100 | 106 | 180 | 20 | 0.9 | 3500 | 82
PSP4HY9Y | Lumax Lighting | Lumax Lighting | VHILED160L35K48-9 | Indoor Luminaires | High-Bay | High-Bay Luminaires for Commercial and Industrial Buildings | Standard | FALSE | [9 empty] | 42031 |  |  | NotYetVerified | Updated on 3/7/2017 | 3 | 16250 | 109 | 149 | 20 | 0.9 | 3500 | 82
P2YH38N1 | Lumax Lighting | Lumax Lighting | VWBTLED66L35K48-9FAR | Indoor Luminaires | High-Bay | Low-Bay Luminaires for Commercial and Industrial Buildings | Standard | FALSE | [9 empty] | 42031 |  |  | NotYetVerified | Updated 12/21/2016 | 3 | 6800 | 88 | 77 | 20 | 0.9 | 3500 | 82
PWQUHX33E | Philips Optimum | Philips Optimum | G10LP 4FT 18L UV 840 [OSOS(DIM)] | Indoor Luminaires | High-Bay | High-Bay Luminaires for Commercial and Industrial Buildings | Standard | FALSE | [9 empty] | 42031 | Dimmable | Continuous Above 10 | NotYetVerified |  | 3 | 17700 | 115 | 151.8 | 20 | 0.9 | 4000 | 80
PA4AKQ9SY | Nulite Lighting | Nulite Lighting INT LED | INT-4-100L40-UNV-DIM | Indoor Luminaires | High-Bay | High-Bay Luminaires for Commercial and Industrial Buildings | Standard | TRUE | 10071 | 95.82 | 105.1 | 14.8 | 0.966 | 4041 | 83 | 5 | 50000 | 42030 |  |  | NotYetVerified |  | 3 | 10071 | 95.8 | 105.1 | 14.8 | 0.966 | 4000 | 83
PA9NSSRG | LIFELIGHTING CO.LTD | LIFELIGHTING | HBL06HL-70W-XX(3000K) | Indoor Luminaires | High-Bay | Low-Bay Luminaires for Commercial and Industrial Buildings | Standard | TRUE | 7635.6 | 108.73 | 70.23 | 12.75 | 0.9624 | 3011 | 70.8 | 5 |  | 42030 |  |  | NotYetVerified |  | 3 | 7635.6 | 108.73 | 70.23 | 12.75 | 0.9624 | 3000 | 70.8
PY53RPC6 | Changzhi Lighting Technology Limited | Changzhi | CH-FG-280W(3000K) | Indoor Luminaires | High-Bay | High-Bay Luminaires for Commercial and Industrial Buildings | Standard | TRUE | 26344.2 | 96.5 | 282.4 | 9.72 | 0.9491 | 3094 | 73.5 | 5 | 50000 | 42030 |  |  | NotYetVerified |  | 3 | 26344 |  | 272.9 | 20 | 0.95 | 3000 | 73.5
PW5F8Q4K | LIFELIGHTING CO.LTD | LIFELIGHTING | HBL06SB-70W-XX(3000K) | Indoor Luminaires | High-Bay | Low-Bay Luminaires for Commercial and Industrial Buildings | Standard | TRUE | 5677 | 81.06 | 70.03 | 14.44 | 0.9474 | 2988 | 81.2 | 5 |  | 42030 |  |  | NotYetVerified |  | 3 | 5677 | 81.06 | 70.03 | 14.44 | 0.9474 | 3000 | 81.2
P6MD6JHT | LIFELIGHTING CO.LTD | LIFELIGHTING | HBL06HL-270W-XX(3000K) | Indoor Luminaires | High-Bay | High-Bay Luminaires for Commercial and Industrial Buildings | Standard | TRUE | 30584 | 114.83 | 266.3 | 10.84 | 0.9472 | 2991 | 70.7 | 5 |  | 42030 |  |  | NotYetVerified |  | 3 | 30584 | 114.83 | 266.3 | 10.84 | 0.9472 | 3000 | 70.7
PHQBFVV7 | LIFELIGHTING CO.LTD | LIFELIGHTING | HBL06HB-70W-XX(3000K) | Indoor Luminaires | High-Bay | Low-Bay Luminaires for Commercial and Industrial Buildings | Standard | TRUE | 7417.8 | 106.84 | 69.43 | 13.63 | 0.9439 | 3013 | 70.7 | 5 |  | 42030 |  |  | NotYetVerified |  | 3 | 7417.8 | 106.84 | 69.43 | 13.63 | 0.9439 | 3000 | 70.7
PCPMGYHB | LIFELIGHTING CO.LTD | LIFELIGHTING | HBL06HB-270W-XX(3000K) | Indoor Luminaires | High-Bay | High-Bay Luminaires for Commercial and Industrial Buildings | Standard | TRUE | 28527 | 106.42 | 268.1 | 9.66 | 0.9439 | 2990 | 70.7 | 5 |  | 42030 |  |  | NotYetVerified |  | 3 | 28527 | 106.42 | 268.1 | 9.66 | 0.9439 | 3000 | 70.7
PYNUBEYX | LIFELIGHTING CO.LTD | LIFELIGHTING | HBL06SB-270W-XX(3000K) | Indoor Luminaires | High-Bay | High-Bay Luminaires for Commercial and Industrial Buildings | Standard | TRUE | 23852 | 89.76 | 265.7 | 9.56 | 0.9411 | 2981 | 82 | 5 |  | 42030 |  |  | NotYetVerified |  | 3 | 23852 | 89.76 | 265.7 | 9.56 | 0.9411 | 3000 | 81.6
PUXR74EF | LIFELIGHTING CO.LTD | LIFELIGHTING | HBL06SL-70W-XX(3000K) | Indoor Luminaires | High-Bay | Low-Bay Luminaires for Commercial and Industrial Buildings | Standard | TRUE | 6113.6 | 86.99 | 70.28 | 15.45 | 0.9398 | 2990 | 81.2 | 5 |  | 42030 |  |  | NotYetVerified |  | 3 | 6113.6 | 86.99 | 70.28 | 15.45 | 0.9398 | 3000 | 81.2
PUFCS39N | LIFELIGHTING CO.LTD | LIFELIGHTING | HBL06SL-270W-XX(3000K) | Indoor Luminaires | High-Bay | High-Bay Luminaires for Commercial and Industrial Buildings | Standard | TRUE | 25648 | 95.16 | 269.5 | 9.33 | 0.9381 | 2983 | 81.6 | 5 |  | 42030 |  |  | NotYetVerified |  | 3 | 25648 | 95.16 | 269.5 | 9.33 | 0.9381 | 3000 | 81.6
PEFNYD2G | Changzhi Lighting Technology Limited | Changzhi | CH-FG-240W(3000K) | Indoor Luminaires | High-Bay | High-Bay Luminaires for Commercial and Industrial Buildings | Standard | TRUE | 22529.3 | 95.1 | 237 | 9.58 | 0.936 | 3078 | 73.4 | 5 | 50000 | 42030 |  |  | NotYetVerified |  | 3 | 22529 | 95.1 | 237 | 20 | 0.95 | 3000 | 73.4
PD7242AW | Changzhi Lighting Technology Limited | Changzhi | CH-FG-200W(3000K) | Indoor Luminaires | High-Bay | High-Bay Luminaires for Commercial and Industrial Buildings | Standard | TRUE | 18497.1 | 95.3 | 194.1 | 10.03 | 0.935 | 3118 | 73.4 | 5 | 50000 | 42030 |  |  | NotYetVerified |  | 3 | 18497 |  | 194.1 | 20 | 0.95 | 3000 | 73.4
PH17EEP2A | WISDOM OPTOELECTRONICS TECHNOLOGY CO.LIMITED | WISDOM | WISDOM-HB-200W-40K | Indoor Luminaires | High-Bay | High-Bay Luminaires for Commercial and Industrial Buildings | Standard | TRUE | 15355 | 77.977 | 196.919 | 10.85 | 0.931 | 4130 | 83 | 5 | 50000 | 42030 |  |  | NotYetVerified |  | 3 | 19357 |  | 200 |  | 0.95 | 4000 | 75
PVE62QUP | LIFELIGHTING CO.LTD | LIFELIGHTING | HBL06HB-150W-XX(3000K) | Indoor Luminaires | High-Bay | High-Bay Luminaires for Commercial and Industrial Buildings | Standard | TRUE | 15999 | 106.07 | 150.8 | 14.33 | 0.9172 | 3012 | 70.6 | 5 |  | 42030 |  |  | NotYetVerified |  | 3 | 15999 | 106.07 | 150.8 | 14.33 | 0.9172 | 3000 | 70.6
PFQK3WJE | LIFELIGHTING CO.LTD | LIFELIGHTING | HBL06HL-150W-XX(3000K) | Indoor Luminaires | High-Bay | High-Bay Luminaires for Commercial and Industrial Buildings | Standard | TRUE | 17461 | 115.78 | 150.8 | 14.22 | 0.9168 | 3014 | 70.6 | 5 |  | 42030 |  |  | NotYetVerified |  | 3 | 17461 | 115.78 | 150.8 | 14.22 | 0.9168 | 3000 | 70.6
PCQ9NSTP | LIFELIGHTING CO.LTD | LIFELIGHTING | HBL06SL-150W-XX(3000K) | Indoor Luminaires | High-Bay | High-Bay Luminaires for Commercial and Industrial Buildings | Standard | TRUE | 14302 | 96.19 | 148.7 | 12.19 | 0.9161 | 2993 | 81.6 | 5 |  | 42030 |  |  | NotYetVerified |  | 3 | 14302 | 96.19 | 148.7 | 12.19 | 0.9161 | 3000 | 81.6
PM5A12J9 | LIFELIGHTING CO.LTD | LIFELIGHTING | HBL06SB-150W-XX(3000K) | Indoor Luminaires | High-Bay | High-Bay Luminaires for Commercial and Industrial Buildings | Standard | TRUE | 13232 | 89 | 148.7 | 13.22 | 0.9157 | 2992 | 81.7 | 5 |  | 42030 |  |  | NotYetVerified |  | 3 | 13232 | 89 | 148.7 | 13.22 | 0.9157 | 3000 | 81.7
PZ29818C | Changzhi Lighting Technology Limited | Changzhi | CH-FG-160W(3000K) | Indoor Luminaires | High-Bay | High-Bay Luminaires for Commercial and Industrial Buildings | Standard | TRUE | 14792.7 | 96.5 | 155.4 | 14.05 | 0.915 | 3094 | 73.5 | 5 | 50000 | 42030 |  |  | NotYetVerified |  | 3 | 14793 | 96.5 | 153.3 | 20 | 0.95 | 3000 | 73.5
P6XHKFFK | LIFELIGHTING CO.LTD | LIFELIGHTING | HBL06SB-90W-XX(3000K) | Indoor Luminaires | High-Bay | Low-Bay Luminaires for Commercial and Industrial Buildings | Standard | TRUE | 8440.7 | 92.83 | 90.02 | 16.68 | 0.9135 | 2973 | 81.5 | 5 |  | 42030 |  |  | NotYetVerified |  | 3 | 8440.7 | 93.76 | 90.02 | 16.68 | 0.9135 | 3000 | 81.5
P7923FAE | SMART ENERGY SOLUTIONS | Smart Energy Solutions | SES-CN-60W-A | Indoor Luminaires | High-Bay | Low-Bay Luminaires for Commercial and Industrial Buildings | Standard | TRUE | 5972.4 | 105.28 | 56.73 | 17.74 | 0.911 | 5622 | 71.6 | 5 | 50000 | 42030 |  |  | NotYetVerified |  | 3 | 6000 | 100 | 60 |  | 0.986 | 5700 | 70
P1HQNAWA | LIFELIGHTING CO.LTD | LIFELIGHTING | HBL06SL-90W-XX(3000K) | Indoor Luminaires | High-Bay | High-Bay Luminaires for Commercial and Industrial Buildings | Standard | TRUE | 9132.8 | 100.7 | 90.7 | 17.18 | 0.9104 | 2974 | 81.5 | 5 |  | 42030 |  |  | NotYetVerified |  | 3 | 9132.8 | 100.7 | 90.7 | 17.18 | 0.9104 | 3000 | 81.5
PF9U7C7Z | LIFELIGHTING CO.LTD | LIFELIGHTING | HBL06HB-90W-XX(3000K) | Indoor Luminaires | High-Bay | High-Bay Luminaires for Commercial and Industrial Buildings | Standard | TRUE | 10077 | 112.44 | 89.62 | 17.23 | 0.9103 | 2984 | 70.5 | 5 |  | 42030 |  |  | NotYetVerified |  | 3 | 10077 | 112.44 | 89.62 | 17.23 | 0.9103 | 3000 | 70.5
P2DKNA77 | LIFELIGHTING CO.LTD | LIFELIGHTING | HBL06HL-90W-XX(3000K) | Indoor Luminaires | High-Bay | High-Bay Luminaires for Commercial and Industrial Buildings | Standard | TRUE | 11047 | 121.83 | 90.67 | 16.59 | 0.9087 | 2982 | 70.5 | 5 |  | 42030 |  |  | NotYetVerified |  | 3 | 11047 | 121.83 | 90.67 | 16.59 | 0.9087 | 3000 | 70.5
P7XF1XYT | Changzhi Lighting Technology Limited | Changzhi | CH-FG-120W(3000K) | Indoor Luminaires | High-Bay | High-Bay Luminaires for Commercial and Industrial Buildings | Standard | TRUE | 11037.5 | 94.9 | 116.3 | 15.98 | 0.9067 | 3088 | 73.4 | 5 | 50000 | 42030 |  |  | NotYetVerified |  | 3 | 11037 | 94.9 | 116.3 | 20 | 0.95 | 3000 | 73.4
P2AA57X4 | Changzhi Lighting Technology Limited | Changzhi | CH-FG-80W(3000K) | Indoor Luminaires | High-Bay | Low-Bay Luminaires for Commercial and Industrial Buildings | Standard | TRUE | 7124 | 95.4 | 74.7 | 18.79 | 0.9048 | 3090 | 73.6 | 5 | 50000 | 42030 |  |  | NotYetVerified |  | 3 | 7124.1 | 95.4 | 74.7 | 20 | 0.95 | 3000 | 73.6
PKKQNQTS | LIFELIGHTING CO.LTD | LIFELIGHTING | HBL06HL-120W-XX(3000K) | Indoor Luminaires | High-Bay | High-Bay Luminaires for Commercial and Industrial Buildings | Standard | TRUE | 13535 | 113.5 | 119.3 | 14.61 | 0.9039 | 2993 | 70.5 | 5 |  | 42030 |  |  | NotYetVerified |  | 3 | 13535 | 113.5 | 119.3 | 14.61 | 0.9039 | 3000 | 70.5
P1JRBQ5Z | LIFELIGHTING CO.LTD | LIFELIGHTING | HBL06SL-120W-XX(3000K) | Indoor Luminaires | High-Bay | High-Bay Luminaires for Commercial and Industrial Buildings | Standard | TRUE | 10638 | 90.88 | 117 | 15.23 | 0.9024 | 2996 | 81.2 | 5 |  | 42030 |  |  | NotYetVerified |  | 3 | 10638 | 90.88 | 117 | 15.23 | 0.9024 | 3000 | 81.2
PRNSRCMW | LIFELIGHTING CO.LTD | LIFELIGHTING | HBL06SB-120W-XX(3000K) | Indoor Luminaires | High-Bay | High-Bay Luminaires for Commercial and Industrial Buildings | Standard | TRUE | 9781.9 | 83.07 | 117.8 | 14.49 | 0.9015 | 2991 | 81.3 | 5 |  | 42030 |  |  | NotYetVerified |  | 3 | 9781.9 | 83.07 | 117.8 | 14.49 | 0.9015 | 3000 | 81.3
PAQZ9PEA | LIFELIGHTING CO.LTD | LIFELIGHTING | HBL06HB-120W-XX(3000K) | Indoor Luminaires | High-Bay | High-Bay Luminaires for Commercial and Industrial Buildings | Standard | TRUE | 12209 | 103.61 | 117.8 | 15.56 | 0.9014 | 2994 | 70.5 | 5 |  | 42030 |  |  | NotYetVerified |  | 3 | 12209 | 103.61 | 117.8 | 15.56 | 0.9014 | 3000 | 70.5
PADDAK4S | LIFELIGHTING CO.LTD | LIFELIGHTING | HBL06SB-120W-XX(5000K) | Indoor Luminaires | High-Bay | High-Bay Luminaires for Commercial and Industrial Buildings | Standard | FALSE | [9 empty] | 42030 |  |  | NotYetVerified |  | 3 | 10321 | 87.3 | 118.2 | 17.38 | 0.9124 | 5000 | 83.8
PR82WD1K | LIFELIGHTING CO.LTD | LIFELIGHTING | HBL06SL-90W-XX(5000K) | Indoor Luminaires | High-Bay | High-Bay Luminaires for Commercial and Industrial Buildings | Standard | FALSE | [9 empty] | 42030 |  |  | NotYetVerified |  | 3 | 8855 | 97.69 | 90.65 | 16.61 | 0.9091 | 5000 | 83.8
PNF6D8BE | LIFELIGHTING CO.LTD | LIFELIGHTING | HBL06SB-90W-XX(5000K) | Indoor Luminaires | High-Bay | Low-Bay Luminaires for Commercial and Industrial Buildings | Standard | FALSE | [9 empty] | 42030 |  |  | NotYetVerified |  | 3 | 9032 | 100.21 | 90.13 | 15.74 | 0.9105 | 5000 | 83.6
PJQU3MKR | LIFELIGHTING CO.LTD | LIFELIGHTING | HBL06SL-150W-XX(5000K) | Indoor Luminaires | High-Bay | High-Bay Luminaires for Commercial and Industrial Buildings | Standard | FALSE | [9 empty] | 42030 |  |  | NotYetVerified |  | 3 | 14798 | 98.85 | 149.7 | 13.53 | 0.9195 | 5000 | 83.6
PY2GZRGA | LIFELIGHTING CO.LTD | LIFELIGHTING | HBL06SB-150W-XX(5000K) | Indoor Luminaires | High-Bay | High-Bay Luminaires for Commercial and Industrial Buildings | Standard | FALSE | [9 empty] | 42030 |  |  | NotYetVerified |  | 3 | 14444 | 96.52 | 149.7 | 13.53 | 0.9195 | 5000 | 83.6
PF36WHMT | LIFELIGHTING CO.LTD | LIFELIGHTING | HBL06SB-270W-XX(5000K) | Indoor Luminaires | High-Bay | High-Bay Luminaires for Commercial and Industrial Buildings | Standard | FALSE | [9 empty] | 42030 |  |  | NotYetVerified |  | 3 | 25480 | 94.41 | 269.9 | 10.7 | 0.9489 | 5000 | 83.6
PAKCXC9Y | LIFELIGHTING CO.LTD | LIFELIGHTING | HBL06SL-120W-XX(5000K) | Indoor Luminaires | High-Bay | High-Bay Luminaires for Commercial and Industrial Buildings | Standard | FALSE | [9 empty] | 42030 |  |  | NotYetVerified |  | 3 | 11419 | 95.54 | 119.5 | 16.31 | 0.9039 | 5000 | 83.5
PN75GFMT | LIFELIGHTING CO.LTD | LIFELIGHTING | HBL06SB-70W-XX(5000K) | Indoor Luminaires | High-Bay | Low-Bay Luminaires for Commercial and Industrial Buildings | Standard | FALSE | [9 empty] | 42030 |  |  | NotYetVerified |  | 3 | 6164 | 88.53 | 69.62 | 15.33 | 0.9595 | 5000 | 83.5
PMARBGG9 | LIFELIGHTING CO.LTD | LIFELIGHTING | HBL06SL-70W-XX(5000K) | Indoor Luminaires | High-Bay | Low-Bay Luminaires for Commercial and Industrial Buildings | Standard | FALSE | [9 empty] | 42030 |  |  | NotYetVerified |  | 3 | 6451 | 92.55 | 69.7 | 14.29 | 0.9681 | 5000 | 83.5
PP6HHVMW | LIFELIGHTING CO.LTD | LIFELIGHTING | HBL06SL-270W-XX(5000K) | Indoor Luminaires | High-Bay | High-Bay Luminaires for Commercial and Industrial Buildings | Standard | FALSE | [9 empty] | 42030 |  |  | NotYetVerified |  | 3 | 26459 | 98.73 | 268 | 10.41 | 0.9479 | 5000 | 83.4
PCSNF73M | LIFELIGHTING CO.LTD | LIFELIGHTING | HBL06HL-270W-XX(5000K) | Indoor Luminaires | High-Bay | High-Bay Luminaires for Commercial and Industrial Buildings | Standard | FALSE | [9 empty] | 42030 |  |  | NotYetVerified |  | 3 | 31023 | 115.46 | 268.7 | 9.59 | 0.9487 | 5000 | 75.2
PFHARY6C | LIFELIGHTING CO.LTD | LIFELIGHTING | HBL06HL-150W-XX(5000K) | Indoor Luminaires | High-Bay | High-Bay Luminaires for Commercial and Industrial Buildings | Standard | FALSE | [9 empty] | 42030 |  |  | NotYetVerified |  | 3 | 18823 | 124.16 | 151.6 | 13.97 | 0.9182 | 5000 | 74
P8AMFCTN | LIFELIGHTING CO.LTD | LIFELIGHTING | HBL06HB-270W-XX(5000K) | Indoor Luminaires | High-Bay | High-Bay Luminaires for Commercial and Industrial Buildings | Standard | FALSE | [9 empty] | 42030 |  |  | NotYetVerified |  | 3 | 30578 | 112.9 | 270.8 | 10.51 | 0.9502 | 5000 | 74
PA7NV3CE | LIFELIGHTING CO.LTD | LIFELIGHTING | HBL06HB-150W-XX(5000K) | Indoor Luminaires | High-Bay | High-Bay Luminaires for Commercial and Industrial Buildings | Standard | FALSE | [9 empty] | 42030 |  |  | NotYetVerified |  | 3 | 17198 | 114.89 | 149.7 | 14.48 | 0.9205 | 5000 | 73.9
PRX31TUQ | LIFELIGHTING CO.LTD | LIFELIGHTING | HBL06HL-120W-XX(5000K) | Indoor Luminaires | High-Bay | High-Bay Luminaires for Commercial and Industrial Buildings | Standard | FALSE | [9 empty] | 42030 |  |  | NotYetVerified |  | 3 | 14655 | 123.92 | 118.3 | 15.16 | 0.9022 | 5000 | 73.8
PREPKWKM | LIFELIGHTING CO.LTD | LIFELIGHTING | HBL06HB-120W-XX(5000K) | Indoor Luminaires | High-Bay | High-Bay Luminaires for Commercial and Industrial Buildings | Standard | FALSE | [9 empty] | 42030 |  |  | NotYetVerified |  | 3 | 12798 | 108.09 | 118.4 | 16.13 | 0.9056 | 5000 | 73.7
PYZNYAT1 | LIFELIGHTING CO.LTD | LIFELIGHTING | HBL06HL-90W-XX(5000K) | Indoor Luminaires | High-Bay | High-Bay Luminaires for Commercial and Industrial Buildings | Standard | FALSE | [9 empty] | 42030 |  |  | NotYetVerified |  | 3 | 11755 | 132.32 | 88.83 | 15.98 | 0.9174 | 5000 | 73.1
PFT892JD | LIFELIGHTING CO.LTD | LIFELIGHTING | HBL06HB-90W-XX(5000K) | Indoor Luminaires | High-Bay | High-Bay Luminaires for Commercial and Industrial Buildings | Standard | FALSE | [9 empty] | 42030 |  |  | NotYetVerified |  | 3 | 11045 | 124.43 | 88.76 | 17.15 | 0.9098 | 5000 | 72.9
PWB45D6M | LIFELIGHTING CO.LTD | LIFELIGHTING | HBL06HL-70W-XX(5000K) | Indoor Luminaires | High-Bay | Low-Bay Luminaires for Commercial and Industrial Buildings | Standard | FALSE | [9 empty] | 42030 |  |  | NotYetVerified |  | 3 | 8482 | 121.14 | 70.02 | 15.01 | 0.9231 | 5000 | 72.5
PB1FKDXJ | LIFELIGHTING CO.LTD | LIFELIGHTING | HBL06HB-70W-XX(5000K) | Indoor Luminaires | High-Bay | Low-Bay Luminaires for Commercial and Industrial Buildings | Standard | FALSE | [9 empty] | 42030 |  |  | NotYetVerified |  | 3 | 8276.5 | 118.15 | 70.05 | 14.56 | 0.9228 | 5000 | 72.4
P5NBTS3D | LIFELIGHTING CO.LTD | LIFELIGHTING | HBL06SB-150W-XX(4500K) | Indoor Luminaires | High-Bay | High-Bay Luminaires for Commercial and Industrial Buildings | Standard | FALSE | [9 empty] | 42030 |  |  | NotYetVerified |  | 3 | 13232 | 89 | 148.7 | 13.22 | 0.9157 | 4500 | 81.7
PM32DPNE | LIFELIGHTING CO.LTD | LIFELIGHTING | HBL06SL-150W-XX(4500K) | Indoor Luminaires | High-Bay | High-Bay Luminaires for Commercial and Industrial Buildings | Standard | FALSE | [9 empty] | 42030 |  |  | NotYetVerified |  | 3 | 14302 | 96.19 | 148.7 | 12.19 | 0.9161 | 4500 | 81.6
PS8GJS5Y | LIFELIGHTING CO.LTD | LIFELIGHTING | HBL06SB-270W-XX(4500K) | Indoor Luminaires | High-Bay | High-Bay Luminaires for Commercial and Industrial Buildings | Standard | FALSE | [9 empty] | 42030 |  |  | NotYetVerified |  | 3 | 23852 | 89.76 | 265.7 | 9.56 | 0.9411 | 4500 | 81.6
PWHHCFHV | LIFELIGHTING CO.LTD | LIFELIGHTING | HBL06SL-270W-XX(4500K) | Indoor Luminaires | High-Bay | High-Bay Luminaires for Commercial and Industrial Buildings | Standard | FALSE | [9 empty] | 42030 |  |  | NotYetVerified |  | 3 | 25648 | 95.16 | 269.5 | 9.33 | 0.9381 | 4500 | 81.6
P3BMDNPJ | LIFELIGHTING CO.LTD | LIFELIGHTING | HBL06SL-90W-XX(4500K) | Indoor Luminaires | High-Bay | High-Bay Luminaires for Commercial and Industrial Buildings | Standard | FALSE | [9 empty] | 42030 |  |  | NotYetVerified |  | 3 | 9132.8 | 100.7 | 90.7 | 17.18 | 0.9104 | 4500 | 81.5
PTQKX654 | LIFELIGHTING CO.LTD | LIFELIGHTING | HBL06SB-90W-XX(4500K) | Indoor Luminaires | High-Bay | Low-Bay Luminaires for Commercial and Industrial Buildings | Standard | FALSE | [9 empty] | 42030 |  |  | NotYetVerified |  | 3 | 8440.7 | 93.76 | 90.02 | 16.68 | 0.9135 | 4500 | 81.5
P9SEPU44 | LIFELIGHTING CO.LTD | LIFELIGHTING | HBL06SB-120W-XX(4500K) | Indoor Luminaires | High-Bay | High-Bay Luminaires for Commercial and Industrial Buildings | Standard | FALSE | [9 empty] | 42030 |  |  | NotYetVerified |  | 3 | 9781.9 | 83.07 | 117.8 | 14.49 | 0.9015 | 4500 | 81.3
P74QW132 | LIFELIGHTING CO.LTD | LIFELIGHTING | HBL06SL-70W-XX(4500K) | Indoor Luminaires | High-Bay | Low-Bay Luminaires for Commercial and Industrial Buildings | Standard | FALSE | [9 empty] | 42030 |  |  | NotYetVerified |  | 3 | 6113.6 | 86.99 | 70.28 | 15.45 | 0.9398 | 4500 | 81.2
PH8XKKSN | LIFELIGHTING CO.LTD | LIFELIGHTING | HBL06SL-120W-XX(4500K) | Indoor Luminaires | High-Bay | High-Bay Luminaires for Commercial and Industrial Buildings | Standard | FALSE | [9 empty] | 42030 |  |  | NotYetVerified |  | 3 | 10638 | 90.88 | 117 | 15.23 | 0.9024 | 4500 | 81.2
PPM2Y38Q | LIFELIGHTING CO.LTD | LIFELIGHTING | HBL06SB-70W-XX(4500K) | Indoor Luminaires | High-Bay | Low-Bay Luminaires for Commercial and Industrial Buildings | Standard | FALSE | [9 empty] | 42030 |  |  | NotYetVerified |  | 3 | 5677 | 81.06 | 70.03 | 14.44 | 0.9474 | 4500 | 81.2
PD5HYJ44 | LIFELIGHTING CO.LTD | LIFELIGHTING | HBL06HL-70W-XX(4500K) | Indoor Luminaires | High-Bay | Low-Bay Luminaires for Commercial and Industrial Buildings | Standard | FALSE | [9 empty] | 42030 |  |  | NotYetVerified |  | 3 | 7635.6 | 108.73 | 70.23 | 12.75 | 0.9624 | 4500 | 70.8
PSXP4K25 | LIFELIGHTING CO.LTD | LIFELIGHTING | HBL06HB-70W-XX(4500K) | Indoor Luminaires | High-Bay | Low-Bay Luminaires for Commercial and Industrial Buildings | Standard | FALSE | [9 empty] | 42030 |  |  | NotYetVerified |  | 3 | 7417.8 | 106.84 | 69.43 | 13.63 | 0.9439 | 4500 | 70.7
PXGHYV9Y | LIFELIGHTING CO.LTD | LIFELIGHTING | HBL06HL-270W-XX(4500K) | Indoor Luminaires | High-Bay | High-Bay Luminaires for Commercial and Industrial Buildings | Standard | FALSE | [9 empty] | 42030 |  |  | NotYetVerified |  | 3 | 30584 | 114.83 | 266.3 | 10.84 | 0.9472 | 4500 | 70.7
P67Z358K | LIFELIGHTING CO.LTD | LIFELIGHTING | HBL06HB-270W-XX(4500K) | Indoor Luminaires | High-Bay | High-Bay Luminaires for Commercial and Industrial Buildings | Standard | FALSE | [9 empty] | 42030 |  |  | NotYetVerified |  | 3 | 28527 | 106.42 | 268.1 | 9.66 | 0.9439 | 4500 | 70.7
P1J9BWZQ | LIFELIGHTING CO.LTD | LIFELIGHTING | HBL06HB-150W-XX(4500K) | Indoor Luminaires | High-Bay | High-Bay Luminaires for Commercial and Industrial Buildings | Standard | FALSE | [9 empty] | 42030 |  |  | NotYetVerified |  | 3 | 15999 | 106.07 | 150.8 | 14.33 | 0.9172 | 4500 | 70.6
PC3DU8YF | LIFELIGHTING CO.LTD | LIFELIGHTING | HBL06HL-150W-XX(4500K) | Indoor Luminaires | High-Bay | High-Bay Luminaires for Commercial and Industrial Buildings | Standard | FALSE | [9 empty] | 42030 |  |  | NotYetVerified |  | 3 | 17461 | 115.78 | 150.8 | 14.22 | 0.9168 | 4500 | 70.6
P3XNK4BE | LIFELIGHTING CO.LTD | LIFELIGHTING | HBL06HB-90W-XX(4500K) | Indoor Luminaires | High-Bay | High-Bay Luminaires for Commercial and Industrial Buildings | Standard | FALSE | [9 empty] | 42030 |  |  | NotYetVerified |  | 3 | 10077 | 112.44 | 89.62 | 17.23 | 0.9103 | 4500 | 70.5
PDE3GWND | LIFELIGHTING CO.LTD | LIFELIGHTING | HBL06HL-90W-XX(4500K) | Indoor Luminaires | High-Bay | High-Bay Luminaires for Commercial and Industrial Buildings | Standard | FALSE | [9 empty] | 42030 |  |  | NotYetVerified |  | 3 | 11047 | 121.83 | 90.67 | 16.59 | 0.9087 | 4500 | 70.5
PNZR9NUK | LIFELIGHTING CO.LTD | LIFELIGHTING | HBL06HB-120W-XX(4500K) | Indoor Luminaires | High-Bay | High-Bay Luminaires for Commercial and Industrial Buildings | Standard | FALSE | [9 empty] | 42030 |  |  | NotYetVerified |  | 3 | 12209 | 103.61 | 117.8 | 15.56 | 0.9014 | 4500 | 70.5
PNGWH5U3 | LIFELIGHTING CO.LTD | LIFELIGHTING | HBL06HL-120W-XX(4500K) | Indoor Luminaires | High-Bay | High-Bay Luminaires for Commercial and Industrial Buildings | Standard | FALSE | [9 empty] | 42030 |  |  | NotYetVerified |  | 3 | 13535 | 113.5 | 119.3 | 14.61 | 0.9039 | 4500 | 70.5
PF9PGDDS | LIFELIGHTING CO.LTD | LIFELIGHTING | HBL06SB-150W-XX(4000K) | Indoor Luminaires | High-Bay | High-Bay Luminaires for Commercial and Industrial Buildings | Standard | FALSE | [9 empty] | 42030 |  |  | NotYetVerified |  | 3 | 13232 | 89 | 148.7 | 13.22 | 0.9157 | 4000 | 81.7
PF1Z813T | LIFELIGHTING CO.LTD | LIFELIGHTING | HBL06SL-150W-XX(4000K) | Indoor Luminaires | High-Bay | High-Bay Luminaires for Commercial and Industrial Buildings | Standard | FALSE | [9 empty] | 42030 |  |  | NotYetVerified |  | 3 | 14302 | 96.19 | 148.7 | 12.19 | 0.9161 | 4000 | 81.6
PE14G1AR | LIFELIGHTING CO.LTD | LIFELIGHTING | HBL06SB-270W-XX(4000K) | Indoor Luminaires | High-Bay | High-Bay Luminaires for Commercial and Industrial Buildings | Standard | FALSE | [9 empty] | 42030 |  |  | NotYetVerified |  | 3 | 23852 | 89.76 | 265.7 | 9.56 | 0.9411 | 4000 | 81.6
PUNZNFE2 | LIFELIGHTING CO.LTD | LIFELIGHTING | HBL06SL-270W-XX(4000K) | Indoor Luminaires | High-Bay | High-Bay Luminaires for Commercial and Industrial Buildings | Standard | FALSE | [9 empty] | 42030 |  |  | NotYetVerified |  | 3 | 25648 | 95.16 | 269.5 | 9.33 | 0.9381 | 4000 | 81.6
PB3DQXYW | LIFELIGHTING CO.LTD | LIFELIGHTING | HBL06SL-90W-XX(4000K) | Indoor Luminaires | High-Bay | High-Bay Luminaires for Commercial and Industrial Buildings | Standard | FALSE | [9 empty] | 42030 |  |  | NotYetVerified |  | 3 | 9132.8 | 100.7 | 90.7 | 17.18 | 0.9104 | 4000 | 81.5
PQN6A2NG | LIFELIGHTING CO.LTD | LIFELIGHTING | HBL06SB-90W-XX(4000K) | Indoor Luminaires | High-Bay | Low-Bay Luminaires for Commercial and Industrial Buildings | Standard | FALSE | [9 empty] | 42030 |  |  | NotYetVerified |  | 3 | 8440.7 | 93.76 | 90.02 | 16.68 | 0.9135 | 4000 | 81.5
PMTPK3QX | LIFELIGHTING CO.LTD | LIFELIGHTING | HBL06SB-120W-XX(4000K) | Indoor Luminaires | High-Bay | High-Bay Luminaires for Commercial and Industrial Buildings | Standard | FALSE | [9 empty] | 42030 |  |  | NotYetVerified |  | 3 | 9781.9 | 83.07 | 117.8 | 14.49 | 0.9015 | 4000 | 81.3
PB5QEEZ8 | LIFELIGHTING CO.LTD | LIFELIGHTING | HBL06SL-70W-XX(4000K) | Indoor Luminaires | High-Bay | Low-Bay Luminaires for Commercial and Industrial Buildings | Standard | FALSE | [9 empty] | 42030 |  |  | NotYetVerified |  | 3 | 6113.6 | 86.99 | 70.28 | 15.45 | 0.9398 | 4000 | 81.2
PU9FQ9KN | LIFELIGHTING CO.LTD | LIFELIGHTING | HBL06SL-120W-XX(4000K) | Indoor Luminaires | High-Bay | High-Bay Luminaires for Commercial and Industrial Buildings | Standard | FALSE | [9 empty] | 42030 |  |  | NotYetVerified |  | 3 | 10638 | 90.88 | 117 | 15.23 | 0.9024 | 4000 | 81.2
PBPT1GVF | LIFELIGHTING CO.LTD | LIFELIGHTING | HBL06SB-70W-XX(4000K) | Indoor Luminaires | High-Bay | Low-Bay Luminaires for Commercial and Industrial Buildings | Standard | FALSE | [9 empty] | 42030 |  |  | NotYetVerified |  | 3 | 5677 | 81.06 | 70.03 | 14.44 | 0.9474 | 4000 | 81.2
PTUY4R9H | LIFELIGHTING CO.LTD | LIFELIGHTING | HBL06HL-70W-XX(4000K) | Indoor Luminaires | High-Bay | Low-Bay Luminaires for Commercial and Industrial Buildings | Standard | FALSE | [9 empty] | 42030 |  |  | NotYetVerified |  | 3 | 7635.6 | 108.73 | 70.23 | 12.75 | 0.9624 | 4000 | 70.8
PKK5MQMG | LIFELIGHTING CO.LTD | LIFELIGHTING | HBL06HB-70W-XX(4000K) | Indoor Luminaires | High-Bay | Low-Bay Luminaires for Commercial and Industrial Buildings | Standard | FALSE | [9 empty] | 42030 |  |  | NotYetVerified |  | 3 | 7417.8 | 106.84 | 69.43 | 13.63 | 0.9439 | 4000 | 70.7
PM1S34RD | LIFELIGHTING CO.LTD | LIFELIGHTING | HBL06HL-270W-XX(4000K) | Indoor Luminaires | High-Bay | High-Bay Luminaires for Commercial and Industrial Buildings | Standard | FALSE | [9 empty] | 42030 |  |  | NotYetVerified |  | 3 | 30584 | 114.83 | 266.3 | 10.84 | 0.9472 | 4000 | 70.7
PSWB1SY4 | LIFELIGHTING CO.LTD | LIFELIGHTING | HBL06HB-270W-XX(4000K) | Indoor Luminaires | High-Bay | High-Bay Luminaires for Commercial and Industrial Buildings | Standard | FALSE | [9 empty] | 42030 |  |  | NotYetVerified |  | 3 | 28527 | 106.42 | 268.1 | 9.66 | 0.9439 | 4000 | 70.7
PRX2J54X | LIFELIGHTING CO.LTD | LIFELIGHTING | HBL06HB-150W-XX(4000K) | Indoor Luminaires | High-Bay | High-Bay Luminaires for Commercial and Industrial Buildings | Standard | FALSE | [9 empty] | 42030 |  |  | NotYetVerified |  | 3 | 15999 | 106.07 | 150.8 | 14.33 | 0.9172 | 4000 | 70.6
PGMCJ118 | LIFELIGHTING CO.LTD | LIFELIGHTING | HBL06HL-150W-XX(4000K) | Indoor Luminaires | High-Bay | High-Bay Luminaires for Commercial and Industrial Buildings | Standard | FALSE | [9 empty] | 42030 |  |  | NotYetVerified |  | 3 | 17461 | 115.78 | 150.8 | 14.22 | 0.9168 | 4000 | 70.6
P1S5YGE2 | LIFELIGHTING CO.LTD | LIFELIGHTING | HBL06HB-90W-XX(4000K) | Indoor Luminaires | High-Bay | High-Bay Luminaires for Commercial and Industrial Buildings | Standard | FALSE | [9 empty] | 42030 |  |  | NotYetVerified |  | 3 | 10077 | 112.44 | 89.62 | 17.23 | 0.9103 | 4000 | 70.5
P7ZMR4D6 | LIFELIGHTING CO.LTD | LIFELIGHTING | HBL06HL-90W-XX(4000K) | Indoor Luminaires | High-Bay | High-Bay Luminaires for Commercial and Industrial Buildings | Standard | FALSE | [9 empty] | 42030 |  |  | NotYetVerified |  | 3 | 11047 | 121.83 | 90.67 | 16.59 | 0.9087 | 4000 | 70.5
PZHKCWHW | LIFELIGHTING CO.LTD | LIFELIGHTING | HBL06HB-120W-XX(4000K) | Indoor Luminaires | High-Bay | High-Bay Luminaires for Commercial and Industrial Buildings | Standard | FALSE | [9 empty] | 42030 |  |  | NotYetVerified |  | 3 | 12209 | 103.61 | 117.8 | 15.56 | 0.9014 | 4000 | 70.5
PJKW6TTP | LIFELIGHTING CO.LTD | LIFELIGHTING | HBL06HL-120W-XX(4000K) | Indoor Luminaires | High-Bay | High-Bay Luminaires for Commercial and Industrial Buildings | Standard | FALSE | [9 empty] | 42030 |  |  | NotYetVerified |  | 3 | 13535 | 113.5 | 119.3 | 14.61 | 0.9039 | 4000 | 70.5
PN79WCQM | LIFELIGHTING CO.LTD | LIFELIGHTING | HBL06SB-150W-XX(3500K) | Indoor Luminaires | High-Bay | High-Bay Luminaires for Commercial and Industrial Buildings | Standard | FALSE | [9 empty] | 42030 |  |  | NotYetVerified |  | 3 | 13232 | 89 | 148.7 | 13.22 | 0.9157 | 3500 | 81.7
P53RAV53 | LIFELIGHTING CO.LTD | LIFELIGHTING | HBL06SL-150W-XX(3500K) | Indoor Luminaires | High-Bay | High-Bay Luminaires for Commercial and Industrial Buildings | Standard | FALSE | [9 empty] | 42030 |  |  | NotYetVerified |  | 3 | 14302 | 96.19 | 148.7 | 12.19 | 0.9161 | 3500 | 81.6
PVF3SQS5 | LIFELIGHTING CO.LTD | LIFELIGHTING | HBL06SB-270W-XX(3500K) | Indoor Luminaires | High-Bay | High-Bay Luminaires for Commercial and Industrial Buildings | Standard | FALSE | [9 empty] | 42030 |  |  | NotYetVerified |  | 3 | 23852 | 89.76 | 265.7 | 9.56 | 0.9411 | 3500 | 81.6
PEGJZWU4 | LIFELIGHTING CO.LTD | LIFELIGHTING | HBL06SL-270W-XX(3500K) | Indoor Luminaires | High-Bay | High-Bay Luminaires for Commercial and Industrial Buildings | Standard | FALSE | [9 empty] | 42030 |  |  | NotYetVerified |  | 3 | 25648 | 95.16 | 269.5 | 9.33 | 0.9381 | 3500 | 81.6
P24JN75N | LIFELIGHTING CO.LTD | LIFELIGHTING | HBL06SL-90W-XX(3500K) | Indoor Luminaires | High-Bay | High-Bay Luminaires for Commercial and Industrial Buildings | Standard | FALSE | [9 empty] | 42030 |  |  | NotYetVerified |  | 3 | 9132.8 | 100.7 | 90.7 | 17.18 | 0.9104 | 3500 | 81.5
PZFGGWDE | LIFELIGHTING CO.LTD | LIFELIGHTING | HBL06SB-90W-XX(3500K) | Indoor Luminaires | High-Bay | Low-Bay Luminaires for Commercial and Industrial Buildings | Standard | FALSE | [9 empty] | 42030 |  |  | NotYetVerified |  | 3 | 8440.7 | 93.76 | 90.02 | 16.68 | 0.9135 | 3500 | 81.5
PE36HAJY | LIFELIGHTING CO.LTD | LIFELIGHTING | HBL06SB-120W-XX(3500K) | Indoor Luminaires | High-Bay | High-Bay Luminaires for Commercial and Industrial Buildings | Standard | FALSE | [9 empty] | 42030 |  |  | NotYetVerified |  | 3 | 9781.9 | 83.07 | 117.8 | 14.49 | 0.9015 | 3500 | 81.3
PWSQ33KZ | LIFELIGHTING CO.LTD | LIFELIGHTING | HBL06SL-70W-XX(3500K) | Indoor Luminaires | High-Bay | Low-Bay Luminaires for Commercial and Industrial Buildings | Standard | FALSE | [9 empty] | 42030 |  |  | NotYetVerified |  | 3 | 6113.6 | 86.99 | 70.28 | 15.45 | 0.9398 | 3500 | 81.2
PEVSG5K8 | LIFELIGHTING CO.LTD | LIFELIGHTING | HBL06SL-120W-XX(3500K) | Indoor Luminaires | High-Bay | High-Bay Luminaires for Commercial and Industrial Buildings | Standard | FALSE | [9 empty] | 42030 |  |  | NotYetVerified |  | 3 | 10638 | 90.88 | 117 | 15.23 | 0.9024 | 3500 | 81.2
PGJBCKJU | LIFELIGHTING CO.LTD | LIFELIGHTING | HBL06SB-70W-XX(3500K) | Indoor Luminaires | High-Bay | Low-Bay Luminaires for Commercial and Industrial Buildings | Standard | FALSE | [9 empty] | 42030 |  |  | NotYetVerified |  | 3 | 5677 | 81.06 | 70.03 | 14.44 | 0.9474 | 3500 | 81.2
PZZTG274 | LIFELIGHTING CO.LTD | LIFELIGHTING | HBL06HL-70W-XX(3500K) | Indoor Luminaires | High-Bay | Low-Bay Luminaires for Commercial and Industrial Buildings | Standard | FALSE | [9 empty] | 42030 |  |  | NotYetVerified |  | 3 | 7635.6 | 108.73 | 70.23 | 12.75 | 0.9624 | 3500 | 70.8
PF7ZHCQT | LIFELIGHTING CO.LTD | LIFELIGHTING | HBL06HB-70W-XX(3500K) | Indoor Luminaires | High-Bay | Low-Bay Luminaires for Commercial and Industrial Buildings | Standard | FALSE | [9 empty] | 42030 |  |  | NotYetVerified |  | 3 | 7417.8 | 106.84 | 69.43 | 13.63 | 0.9439 | 3500 | 70.7
P6DQA27H | LIFELIGHTING CO.LTD | LIFELIGHTING | HBL06HL-270W-XX(3500K) | Indoor Luminaires | High-Bay | High-Bay Luminaires for Commercial and Industrial Buildings | Standard | FALSE | [9 empty] | 42030 |  |  | NotYetVerified |  | 3 | 30584 | 114.83 | 266.3 | 10.84 | 0.9472 | 3500 | 70.7
P4CCNNX9 | LIFELIGHTING CO.LTD | LIFELIGHTING | HBL06HB-270W-XX(3500K) | Indoor Luminaires | High-Bay | High-Bay Luminaires for Commercial and Industrial Buildings | Standard | FALSE | [9 empty] | 42030 |  |  | NotYetVerified |  | 3 | 28527 | 106.42 | 268.1 | 9.66 | 0.9439 | 3500 | 70.7
PK5P79FY | LIFELIGHTING CO.LTD | LIFELIGHTING | HBL06HB-150W-XX(3500K) | Indoor Luminaires | High-Bay | High-Bay Luminaires for Commercial and Industrial Buildings | Standard | FALSE | [9 empty] | 42030 |  |  | NotYetVerified |  | 3 | 15999 | 106.07 | 150.8 | 14.33 | 0.9172 | 3500 | 70.6
P4KT4436 | LIFELIGHTING CO.LTD | LIFELIGHTING | HBL06HL-150W-XX(3500K) | Indoor Luminaires | High-Bay | High-Bay Luminaires for Commercial and Industrial Buildings | Standard | FALSE | [9 empty] | 42030 |  |  | NotYetVerified |  | 3 | 17461 | 115.78 | 150.8 | 14.22 | 0.9168 | 3500 | 70.6
P99V2T2Y | LIFELIGHTING CO.LTD | LIFELIGHTING | HBL06HB-90W-XX(3500K) | Indoor Luminaires | High-Bay | High-Bay Luminaires for Commercial and Industrial Buildings | Standard | FALSE | [9 empty] | 42030 |  |  | NotYetVerified |  | 3 | 10077 | 112.44 | 89.62 | 17.23 | 0.9103 | 3500 | 70.5
PSZR3B4U | LIFELIGHTING CO.LTD | LIFELIGHTING | HBL06HL-90W-XX(3500K) | Indoor Luminaires | High-Bay | High-Bay Luminaires for Commercial and Industrial Buildings | Standard | FALSE | [9 empty] | 42030 |  |  | NotYetVerified |  | 3 | 11047 | 121.83 | 90.67 | 16.59 | 0.9087 | 3500 | 70.5
P5EKYGDQ | LIFELIGHTING CO.LTD | LIFELIGHTING | HBL06HB-120W-XX(3500K) | Indoor Luminaires | High-Bay | High-Bay Luminaires for Commercial and Industrial Buildings | Standard | FALSE | [9 empty] | 42030 |  |  | NotYetVerified |  | 3 | 12209 | 103.61 | 117.8 | 15.56 | 0.9014 | 3500 | 70.5
PX4B29GM | LIFELIGHTING CO.LTD | LIFELIGHTING | HBL06HL-120W-XX(3500K) | Indoor Luminaires | High-Bay | High-Bay Luminaires for Commercial and Industrial Buildings | Standard | FALSE | [9 empty] | 42030 |  |  | NotYetVerified |  | 3 | 13535 | 113.5 | 119.3 | 14.61 | 0.9039 | 3500 | 70.5
PJ6WPZNA | Changzhi Lighting Technology Limited | Changzhi | CH-FG-160W(5700K) | Indoor Luminaires | High-Bay | High-Bay Luminaires for Commercial and Industrial Buildings | Standard | FALSE | [9 empty] | 42030 |  |  | NotYetVerified |  | 3 | 16514 | 107.5 | 153.6 | 20 | 0.95 | 5700 | 77
P9B2S9QH | Changzhi Lighting Technology Limited | Changzhi | CH-FG-120W(5700K) | Indoor Luminaires | High-Bay | High-Bay Luminaires for Commercial and Industrial Buildings | Standard | FALSE | [9 empty] | 42030 |  |  | NotYetVerified |  | 3 | 12149 | 105.1 | 115.6 | 20 | 0.95 | 5700 | 75.9
PXUGEA9Z | Changzhi Lighting Technology Limited | Changzhi | CH-FG-240W(5700K) | Indoor Luminaires | High-Bay | High-Bay Luminaires for Commercial and Industrial Buildings | Standard | FALSE | [9 empty] | 42030 |  |  | NotYetVerified |  | 3 | 25357 | 107.3 | 236.3 | 20 | 0.95 | 5700 | 77.6
PASS1ZRC | Changzhi Lighting Technology Limited | Changzhi | CH-FG-80W(5700K) | Indoor Luminaires | High-Bay | Low-Bay Luminaires for Commercial and Industrial Buildings | Standard | FALSE | [9 empty] | 42030 |  |  | NotYetVerified |  | 3 | 7924.3 | 106.1 | 74.7 | 20 | 0.95 | 5700 | 76.9
PP5YZSJV | Changzhi Lighting Technology Limited | Changzhi | CH-FG-120W(5000K) | Indoor Luminaires | High-Bay | High-Bay Luminaires for Commercial and Industrial Buildings | Standard | FALSE | [9 empty] | 42030 |  |  | NotYetVerified |  | 3 | 12373.6 | 106.7 | 115.9 | 20 | 0.95 | 5000 | 76.8
PJ5D77VK | Changzhi Lighting Technology Limited | Changzhi | CH-FG-160W(5000K) | Indoor Luminaires | High-Bay | High-Bay Luminaires for Commercial and Industrial Buildings | Standard | FALSE | [9 empty] | 42030 |  |  | NotYetVerified |  | 3 | 16985.8 | 108.6 | 156.5 | 20 | 0.95 | 5000 | 75.4
PUF9NTQ3 | Changzhi Lighting Technology Limited | Changzhi | CH-FG-240W(5000K) | Indoor Luminaires | High-Bay | High-Bay Luminaires for Commercial and Industrial Buildings | Standard | FALSE | [9 empty] | 42030 |  |  | NotYetVerified |  | 3 | 25526 | 107.7 | 237.1 | 20 | 0.95 | 5000 | 77.9
P69XN6EJ | Changzhi Lighting Technology Limited | Changzhi | CH-FG-80W(5000K) | Indoor Luminaires | High-Bay | Low-Bay Luminaires for Commercial and Industrial Buildings | Standard | FALSE | [9 empty] | 42030 |  |  | NotYetVerified |  | 3 | 8002.6 | 106.2 | 75.3 | 20 | 0.95 | 5000 | 75.5
PVVZCGRE | Changzhi Lighting Technology Limited | Changzhi | CH-FG-160W(4500K) | Indoor Luminaires | High-Bay | High-Bay Luminaires for Commercial and Industrial Buildings | Standard | FALSE | [9 empty] | 42030 |  |  | NotYetVerified |  | 3 | 16301.1 | 104.8 | 155.5 | 20 | 0.95 | 4500 | 76.9
PKZ45X5D | Changzhi Lighting Technology Limited | Changzhi | CH-FG-120W(4500K) | Indoor Luminaires | High-Bay | High-Bay Luminaires for Commercial and Industrial Buildings | Standard | FALSE | [9 empty] | 42030 |  |  | NotYetVerified |  | 3 | 12044.1 | 103.6 | 116.2 | 20 | 0.95 | 4500 | 75.9
PABSNYNJ | Changzhi Lighting Technology Limited | Changzhi | CH-FG-240W(4500K) | Indoor Luminaires | High-Bay | High-Bay Luminaires for Commercial and Industrial Buildings | Standard | FALSE | [9 empty] | 42030 |  |  | NotYetVerified |  | 3 | 25179.8 | 106.4 | 236.6 | 20 | 0.95 | 4500 | 77.8
PTWHTDY7 | Changzhi Lighting Technology Limited | Changzhi | CH-FG-80W(4500K) | Indoor Luminaires | High-Bay | Low-Bay Luminaires for Commercial and Industrial Buildings | Standard | FALSE | [9 empty] | 42030 |  |  | NotYetVerified |  | 3 | 7903.7 | 103.3 | 76.6 | 20 | 0.95 | 4500 | 76.7
P66JYNG8 | Changzhi Lighting Technology Limited | Changzhi | CH-FG-160W(4000K) | Indoor Luminaires | High-Bay | High-Bay Luminaires for Commercial and Industrial Buildings | Standard | FALSE | [9 empty] | 42030 |  |  | NotYetVerified |  | 3 | 16236.8 | 103.6 | 156.7 | 20 | 0.95 | 4000 | 75.5
PQ2N496U | Changzhi Lighting Technology Limited | Changzhi | CH-FG-120W(4000K) | Indoor Luminaires | High-Bay | High-Bay Luminaires for Commercial and Industrial Buildings | Standard | FALSE | [9 empty] | 42030 |  |  | NotYetVerified |  | 3 | 11859 | 102.3 | 115.9 | 20 | 0.95 | 4000 | 74.8
PE6MQQ7M | Changzhi Lighting Technology Limited | Changzhi | CH-FG-80W(4000K) | Indoor Luminaires | High-Bay | Low-Bay Luminaires for Commercial and Industrial Buildings | Standard | FALSE | [9 empty] | 42030 |  |  | NotYetVerified |  | 3 | 7534.9 | 98.7 | 76.4 | 20 | 0.95 | 4000 | 76.1
PURF2P64 | Changzhi Lighting Technology Limited | Changzhi | CH-FG-240W(4000K) | Indoor Luminaires | High-Bay | High-Bay Luminaires for Commercial and Industrial Buildings | Standard | FALSE | [9 empty] | 42030 |  |  | NotYetVerified |  | 3 | 24765.6 | 104.9 | 236.2 | 20 | 0.95 | 4000 | 75.9
P16SGA8C | Changzhi Lighting Technology Limited | Changzhi | CH-FG-160W(3500K) | Indoor Luminaires | High-Bay | High-Bay Luminaires for Commercial and Industrial Buildings | Standard | FALSE | [9 empty] | 42030 |  |  | NotYetVerified |  | 3 | 15561.6 | 98.9 | 157.2 | 20 | 0.95 | 3500 | 74.1
PY5ZWCNH | Changzhi Lighting Technology Limited | Changzhi | CH-FG-120W(3500K) | Indoor Luminaires | High-Bay | High-Bay Luminaires for Commercial and Industrial Buildings | Standard | FALSE | [9 empty] | 42030 |  |  | NotYetVerified |  | 3 | 11499.6 | 98.7 | 116.4 | 20 | 0.95 | 3500 | 73.4
PRJMG22E | Changzhi Lighting Technology Limited | Changzhi | CH-FG-80W(3500K) | Indoor Luminaires | High-Bay | Low-Bay Luminaires for Commercial and Industrial Buildings | Standard | FALSE | [9 empty] | 42030 |  |  | NotYetVerified |  | 3 | 7441.6 | 97.3 | 76.5 | 20 | 0.95 | 3500 | 74.6
P5YWVATR | Changzhi Lighting Technology Limited | Changzhi | CH-FG-240W(3500K) | Indoor Luminaires | High-Bay | High-Bay Luminaires for Commercial and Industrial Buildings | Standard | FALSE | [9 empty] | 42030 |  |  | NotYetVerified |  | 3 | 23649.7 | 100 | 235.5 | 20 | 0.95 | 3500 | 73.4
PYBH7DQR | Philips Day-Brite | Philips Day-Brite | FBX45LL50-(UNV120208240277)-_-(MD360MD360DEMLED55) | Indoor Luminaires | High-Bay | High-Bay Luminaires for Commercial and Industrial Buildings | Premium | FALSE | [9 empty] | 42030 |  |  | Yes | Product Updated on 3/8/2017 | 4.1 | 45990 | 136.9 | 336 | 20 | 0.9 | 5000 | 80
PXY4KF58 | Philips Day-Brite | Philips Day-Brite | FBX45LL50-347-_ | Indoor Luminaires | High-Bay | High-Bay Luminaires for Commercial and Industrial Buildings | Premium | FALSE | [9 empty] | 42030 |  |  | No | Product Updated on 3/8/2017 | 4.1 | 45990 | 133.3 | 345 | 20 | 0.9 | 5000 | 80
PYQKYAPW | Philips Day-Brite | Philips Day-Brite | FBX36LL50-(UNV120208240277)-_-(MD360MD360DEMLED55SWI) | Indoor Luminaires | High-Bay | High-Bay Luminaires for Commercial and Industrial Buildings | Premium | FALSE | [9 empty] | 42030 |  |  | Yes | Product Updated on 3/8/2017 | 4.1 | 37473 | 138.8 | 270 | 20 | 0.9 | 5000 | 80
PQDRY997 | Philips Day-Brite | Philips Day-Brite | FBX36LL50-347-_ | Indoor Luminaires | High-Bay | High-Bay Luminaires for Commercial and Industrial Buildings | Premium | FALSE | [9 empty] | 42030 |  |  | No | Product Updated on 3/8/2017 | 4.1 | 37473 | 135.3 | 277 | 20 | 0.9 | 5000 | 80
PHV8BD69 | Philips Day-Brite | Philips Day-Brite | FBX24LL50-347-_ | Indoor Luminaires | High-Bay | High-Bay Luminaires for Commercial and Industrial Buildings | Standard | FALSE | [9 empty] | 42030 |  |  | Yes | Product Updated on 3/8/2017 | 4.1 | 24349 | 126.2 | 193 | 20 | 0.9 | 5000 | 80
PGX77E6S | Philips Day-Brite | Philips Day-Brite | FBX24LL50-(UNV120208240277)-_-(MD360MD360DEMLED55SWI) | Indoor Luminaires | High-Bay | High-Bay Luminaires for Commercial and Industrial Buildings | Standard | FALSE | [9 empty] | 42030 |  |  | Yes | Product Updated on 3/8/2017 | 4.1 | 24349 | 131.6 | 185 | 20 | 0.9 | 5000 | 80
PTUYB811 | Philips Day-Brite | Philips Day-Brite | FBX20LL50-347-_ | Indoor Luminaires | High-Bay | High-Bay Luminaires for Commercial and Industrial Buildings | Standard | FALSE | [9 empty] | 42030 |  |  | Yes | Product Updated on 3/8/2017 | 4.1 | 19824 | 132.2 | 150 | 20 | 0.9 | 5000 | 80
PEUM21AV | Philips Day-Brite | Philips Day-Brite | FBX20LL50-(UNV120208240277)-_-(MD360MD360DEMLED55SWI) | Indoor Luminaires | High-Bay | High-Bay Luminaires for Commercial and Industrial Buildings | Premium | FALSE | [9 empty] | 42030 |  |  | Yes | Product Updated on 3/8/2017 | 4.1 | 19824 | 133 | 149 | 20 | 0.9 | 5000 | 80
PY9R5K37 | Philips Day-Brite | Philips Day-Brite | FBX16LL50-(UNV120208240277)-_-(55) | Indoor Luminaires | High-Bay | High-Bay Luminaires for Commercial and Industrial Buildings | Premium | FALSE | [9 empty] | 42030 |  |  | No | Product Updated on 3/8/2017 | 4.1 | 17776 | 140 | 127 | 20 | 0.9 | 5000 | 80
P16K2ZF9 | Philips Day-Brite | Philips Day-Brite | FBX16LL50-347-_-(55) | Indoor Luminaires | High-Bay | High-Bay Luminaires for Commercial and Industrial Buildings | Premium | FALSE | [9 empty] | 42030 |  |  | No | Product Updated on 3/8/2017 | 4.1 | 17776 | 133.7 | 133 | 20 | 0.9 | 5000 | 80
PSK99Q8Q | Philips Day-Brite | Philips Day-Brite | FBX12LL50-(UNV120208240277)-_-(MD360MD360DEMLED55SWI) | Indoor Luminaires | High-Bay | High-Bay Luminaires for Commercial and Industrial Buildings | Standard | FALSE | [9 empty] | 42030 |  |  | Yes | Product Updated on 3/8/2017 | 4.1 | 12279 | 127.9 | 96 | 20 | 0.9 | 5000 | 80
P16JGRXC | Philips Day-Brite | Philips Day-Brite | FBX12LL50-347-_-(55) | Indoor Luminaires | High-Bay | High-Bay Luminaires for Commercial and Industrial Buildings | Standard | FALSE | [9 empty] | 42030 |  |  | Yes | Product Updated on 3/8/2017 | 4.1 | 12279 | 129.2 | 95 | 20 | 0.9 | 5000 | 80
PR1BBMKM | Philips Day-Brite | Philips Day-Brite | FBX08LL50-347-A-(55) | Indoor Luminaires | High-Bay | Low-Bay Luminaires for Commercial and Industrial Buildings | Standard | FALSE | [9 empty] | 42030 |  |  | No | Product Updated on 3/8/2017 | 4.1 | 8751 | 132.6 | 66 | 20 | 0.9 | 5000 | 80
PDEXBFXJ | Philips Day-Brite | Philips Day-Brite | FBX08LL50-(UNV120208240277)-A-(55) | Indoor Luminaires | High-Bay | Low-Bay Luminaires for Commercial and Industrial Buildings | Premium | FALSE | [9 empty] | 42030 |  |  | No | Product Updated on 3/8/2017 | 4.1 | 8751 | 144.4 | 60.6 | 20 | 0.9 | 5000 | 80
PJJJRHNJ | Philips Day-Brite | Philips Day-Brite | FBX08LL50-(UNV120208240277)-M-(55) | Indoor Luminaires | High-Bay | Low-Bay Luminaires for Commercial and Industrial Buildings | Premium | FALSE | [9 empty] | 42030 |  |  | No | Product Updated on 3/8/2017 | 4.1 | 8497 | 140.2 | 60.6 | 20 | 0.9 | 5000 | 80
PD249ZYC | Philips Day-Brite | Philips Day-Brite | FBX08LL50-347-M-(55) | Indoor Luminaires | High-Bay | Low-Bay Luminaires for Commercial and Industrial Buildings | Standard | FALSE | [9 empty] | 42030 |  |  | No | Product Updated on 3/8/2017 | 4.1 | 8497 | 128.7 | 66 | 20 | 0.9 | 5000 | 80
PX3ZTENG | Philips Day-Brite | Philips Day-Brite | FBX08LL50-(UNV120208240277)-W-(55) | Indoor Luminaires | High-Bay | Low-Bay Luminaires for Commercial and Industrial Buildings | Premium | FALSE | [9 empty] | 42030 |  |  | No | Product Updated on 3/8/2017 | 4.1 | 8875 | 146.5 | 60.6 | 20 | 0.9 | 5000 | 80
PG2RAMH8 | Philips Day-Brite | Philips Day-Brite | FBX08LL50-347-W-(55) | Indoor Luminaires | High-Bay | Low-Bay Luminaires for Commercial and Industrial Buildings | Premium | FALSE | [9 empty] | 42030 |  |  | No | Product Updated on 3/8/2017 | 4.1 | 8875 | 134.5 | 66 | 20 | 0.9 | 5000 | 80
PV2U9U5E | Philips Day-Brite | Philips Day-Brite | FBX08LL50-347-_-(55) | Indoor Luminaires | High-Bay | Low-Bay Luminaires for Commercial and Industrial Buildings | Premium | FALSE | [9 empty] | 42030 |  |  | No | Product Updated on 3/8/2017 | 4.1 | 8888 | 134.7 | 66 | 20 | 0.9 | 5000 | 80
P2SCC7JP | Philips Day-Brite | Philips Day-Brite | FBX08LL50-(UNV120208240277)-_-(55) | Indoor Luminaires | High-Bay | Low-Bay Luminaires for Commercial and Industrial Buildings | Premium | FALSE | [9 empty] | 42030 |  |  | No | Product Updated on 3/8/2017 | 4.1 | 8888 | 146.7 | 60.6 | 20 | 0.9 | 5000 | 80
PSE6AW2X | Philips Day-Brite | Philips Day-Brite | FBX08LL50-347-N-(55) | Indoor Luminaires | High-Bay | Low-Bay Luminaires for Commercial and Industrial Buildings | Premium | FALSE | [9 empty] | 42030 |  |  | No | Product Updated on 3/8/2017 | 4.1 | 8965 | 135.8 | 66 | 20 | 0.9 | 5000 | 80
P6QYJMQP | Philips Day-Brite | Philips Day-Brite | FBX08LL50-(UNV120208240277)-N-(55) | Indoor Luminaires | High-Bay | Low-Bay Luminaires for Commercial and Industrial Buildings | Premium | FALSE | [9 empty] | 42030 |  |  | No | Product Updated on 3/8/2017 | 4.1 | 8965 | 147.9 | 60.6 | 20 | 0.9 | 5000 | 80
PX62HYGW | Philips Day-Brite | Philips Day-Brite | FBX08LL50-(UNV120208240277)-A-LCA-(55) | Indoor Luminaires | High-Bay | Low-Bay Luminaires for Commercial and Industrial Buildings | Premium | FALSE | [9 empty] | 42030 |  |  | No | Product Updated on 3/8/2017 | 4.1 | 8421 | 139 | 60.6 | 20 | 0.9 | 5000 | 80
P9EBXQPG | Philips Day-Brite | Philips Day-Brite | FBX08LL50-347-A-LCA-(55) | Indoor Luminaires | High-Bay | Low-Bay Luminaires for Commercial and Industrial Buildings | Standard | FALSE | [9 empty] | 42030 |  |  | No | Product Updated on 3/8/2017 | 4.1 | 8421 | 127.6 | 66 | 20 | 0.9 | 5000 | 80
PX8KFPC9 | Philips Day-Brite | Philips Day-Brite | FBX08LL50-347-M-LCA-(55) | Indoor Luminaires | High-Bay | Low-Bay Luminaires for Commercial and Industrial Buildings | Standard | FALSE | [9 empty] | 42030 |  |  | No | Product Updated on 3/8/2017 | 4.1 | 8223 | 124.6 | 66 | 20 | 0.9 | 5000 | 80
PCPQHY4D | Philips Day-Brite | Philips Day-Brite | FBX08LL50-(UNV120208240277)-M-LCA-(55) | Indoor Luminaires | High-Bay | Low-Bay Luminaires for Commercial and Industrial Buildings | Premium | FALSE | [9 empty] | 42030 |  |  | No | Product Updated on 3/8/2017 | 4.1 | 8223 | 135.7 | 60.6 | 20 | 0.9 | 5000 | 80
PYXGTRA9 | Philips Day-Brite | Philips Day-Brite | FBX08LL50-347-_-LCA-(55) | Indoor Luminaires | High-Bay | Low-Bay Luminaires for Commercial and Industrial Buildings | Standard | FALSE | [9 empty] | 42030 |  |  | No | Product Updated on 3/8/2017 | 4.1 | 8561 | 129.7 | 66 | 20 | 0.9 | 5000 | 80
PNHBSPMD | Philips Day-Brite | Philips Day-Brite | FBX08LL50-(UNV120208240277)-_-LCA-(55) | Indoor Luminaires | High-Bay | Low-Bay Luminaires for Commercial and Industrial Buildings | Premium | FALSE | [9 empty] | 42030 |  |  | No | Product Updated on 3/8/2017 | 4.1 | 8561 | 141.3 | 60.6 | 20 | 0.9 | 5000 | 80
PWS3R4NM | Philips Day-Brite | Philips Day-Brite | FBX08LL50-(UNV120208240277)-N-LCA-(55) | Indoor Luminaires | High-Bay | Low-Bay Luminaires for Commercial and Industrial Buildings | Premium | FALSE | [9 empty] | 42030 |  |  | No | Product Updated on 3/8/2017 | 4.1 | 8654 | 142.8 | 60.6 | 20 | 0.9 | 5000 | 80
P1Z3W2WN | Philips Day-Brite | Philips Day-Brite | FBX08LL50-347-N-LCA-(55) | Indoor Luminaires | High-Bay | Low-Bay Luminaires for Commercial and Industrial Buildings | Standard | FALSE | [9 empty] | 42030 |  |  | No | Product Updated on 3/8/2017 | 4.1 | 8654 | 131.1 | 66 | 20 | 0.9 | 5000 | 80
PBAAY5WW | Philips Day-Brite | Philips Day-Brite | FBX08LL50-347-W-LCA-(55) | Indoor Luminaires | High-Bay | Low-Bay Luminaires for Commercial and Industrial Buildings | Standard | FALSE | [9 empty] | 42030 |  |  | No | Product Updated on 3/8/2017 | 4.1 | 8566 | 129.8 | 66 | 20 | 0.9 | 5000 | 80
P918MQZX | Philips Day-Brite | Philips Day-Brite | FBX08LL50-(UNV120208240277)-W-LCA-(55) | Indoor Luminaires | High-Bay | Low-Bay Luminaires for Commercial and Industrial Buildings | Premium | FALSE | [9 empty] | 42030 |  |  | No | Product Updated on 3/8/2017 | 4.1 | 8566 | 141.4 | 60.6 | 20 | 0.9 | 5000 | 80
PB1BC39P | Philips Day-Brite | Philips Day-Brite | FBX08LL50-(UNV120208240277)-N-LPA-(55) | Indoor Luminaires | High-Bay | Low-Bay Luminaires for Commercial and Industrial Buildings | Premium | FALSE | [9 empty] | 42030 |  |  | No | Product Updated on 3/8/2017 | 4.1 | 8364 | 138 | 60.6 | 20 | 0.9 | 5000 | 80
P9HBWWHN | Philips Day-Brite | Philips Day-Brite | FBX08LL50-347-N-LPA-(55) | Indoor Luminaires | High-Bay | Low-Bay Luminaires for Commercial and Industrial Buildings | Standard | FALSE | [9 empty] | 42030 |  |  | No | Product Updated on 3/8/2017 | 4.1 | 8364 | 126.7 | 66 | 20 | 0.9 | 5000 | 80
PCMH6ZTY | Philips Day-Brite | Philips Day-Brite | FBX08LL50-347-M-LPA-(55) | Indoor Luminaires | High-Bay | Low-Bay Luminaires for Commercial and Industrial Buildings | Standard | FALSE | [9 empty] | 42030 |  |  | No | Product Updated on 3/8/2017 | 4.1 | 7928 | 120.1 | 66 | 20 | 0.9 | 5000 | 80
P5XR11H7 | Philips Day-Brite | Philips Day-Brite | FBX08LL50-(UNV120208240277)-M-LPA-(55) | Indoor Luminaires | High-Bay | Low-Bay Luminaires for Commercial and Industrial Buildings | Standard | FALSE | [9 empty] | 42030 |  |  | No | Product Updated on 3/8/2017 | 4.1 | 7928 | 130.8 | 60.6 | 20 | 0.9 | 5000 | 80
PYC8Z9E6 | Philips Day-Brite | Philips Day-Brite | FBX08LL50-347-_-LPA-(55) | Indoor Luminaires | High-Bay | Low-Bay Luminaires for Commercial and Industrial Buildings | Standard | FALSE | [9 empty] | 42030 |  |  | No | Product Updated on 3/8/2017 | 4.1 | 8293 | 125.6 | 66 | 20 | 0.9 | 5000 | 80
PKDJN2AN | Philips Day-Brite | Philips Day-Brite | FBX08LL50-(UNV120208240277)-_-LPA-(55) | Indoor Luminaires | High-Bay | Low-Bay Luminaires for Commercial and Industrial Buildings | Premium | FALSE | [9 empty] | 42030 |  |  | No | Product Updated on 3/8/2017 | 4.1 | 8293 | 136.8 | 60.6 | 20 | 0.9 | 5000 | 80
PGJHP6M5 | Philips Day-Brite | Philips Day-Brite | FBX08LL50-(UNV120208240277)-A-LPA-(55) | Indoor Luminaires | High-Bay | Low-Bay Luminaires for Commercial and Industrial Buildings | Premium | FALSE | [9 empty] | 42030 |  |  | No | Product Updated on 3/8/2017 | 4.1 | 8164 | 134.7 | 60.6 | 20 | 0.9 | 5000 | 80
PANH7PPK | Philips Day-Brite | Philips Day-Brite | FBX08LL50-347-A-LPA-(55) | Indoor Luminaires | High-Bay | Low-Bay Luminaires for Commercial and Industrial Buildings | Standard | FALSE | [9 empty] | 42030 |  |  | No | Product Updated on 3/8/2017 | 4.1 | 8164 | 123.7 | 66 | 20 | 0.9 | 5000 | 80
PW79D6Q7 | Philips Day-Brite | Philips Day-Brite | FBX08LL50-347-W-LPA-(55) | Indoor Luminaires | High-Bay | Low-Bay Luminaires for Commercial and Industrial Buildings | Standard | FALSE | [9 empty] | 42030 |  |  | No | Product Updated on 3/8/2017 | 4.1 | 8280 | 125.5 | 66 | 20 | 0.9 | 5000 | 80
PQ3NJG94 | Philips Day-Brite | Philips Day-Brite | FBX08LL50-(UNV120208240277)-W-LPA-(55) | Indoor Luminaires | High-Bay | Low-Bay Luminaires for Commercial and Industrial Buildings | Premium | FALSE | [9 empty] | 42030 |  |  | No | Product Updated on 3/8/2017 | 4.1 | 8280 | 136.6 | 60.6 | 20 | 0.9 | 5000 | 80
P5GYPRA7 | Philips Day-Brite | Philips Day-Brite | FBX08LL50-(UNV120208240277)-N-LFA-(55) | Indoor Luminaires | High-Bay | Low-Bay Luminaires for Commercial and Industrial Buildings | Standard | FALSE | [9 empty] | 42030 |  |  | No | Product Updated on 3/8/2017 | 4.1 | 7809 | 128.9 | 60.6 | 20 | 0.9 | 5000 | 80
P2E91ABE | Philips Day-Brite | Philips Day-Brite | FBX08LL50-(UNV120208240277)-_-LFA-(55) | Indoor Luminaires | High-Bay | Low-Bay Luminaires for Commercial and Industrial Buildings | Standard | FALSE | [9 empty] | 42030 |  |  | No | Product Updated on 3/8/2017 | 4.1 | 8038 | 132.6 | 60.6 | 20 | 0.9 | 5000 | 80
PJHTM4T6 | Philips Day-Brite | Philips Day-Brite | FBX08LL50-(UNV120208240277)-M-LFA-(55) | Indoor Luminaires | High-Bay | Low-Bay Luminaires for Commercial and Industrial Buildings | Standard | FALSE | [9 empty] | 42030 |  |  | No | Product Updated on 3/8/2017 | 4.1 | 7684 | 126.8 | 60.6 | 20 | 0.9 | 5000 | 80
P116AFU9 | Philips Day-Brite | Philips Day-Brite | FBX08LL50-(UNV120208240277)-W-LFA-(55) | Indoor Luminaires | High-Bay | Low-Bay Luminaires for Commercial and Industrial Buildings | Standard | FALSE | [9 empty] | 42030 |  |  | No | Product Updated on 3/8/2017 | 4.1 | 8005 | 132.1 | 60.6 | 20 | 0.9 | 5000 | 80
PQJW6BKE | Philips Day-Brite | Philips Day-Brite | FBX08LL50-(UNV120208240277)-A-LFA-(55) | Indoor Luminaires | High-Bay | Low-Bay Luminaires for Commercial and Industrial Buildings | Standard | FALSE | [9 empty] | 42030 |  |  | No | Product Updated on 3/8/2017 | 4.1 | 7889 | 130.2 | 60.6 | 20 | 0.9 | 5000 | 80
P1ENJD82 | Philips Day-Brite | Philips Day-Brite | FBX45LL40-(UNV120208240277)-_-(MD360MD360DEMLED55) | Indoor Luminaires | High-Bay | High-Bay Luminaires for Commercial and Industrial Buildings | Premium | FALSE | [9 empty] | 42030 |  |  | Yes | Product Updated on 3/8/2017 | 4.1 | 45535 | 135.5 | 336 | 20 | 0.9 | 4000 | 80
PXBYBU99 | Philips Day-Brite | Philips Day-Brite | FBX45LL40-347-_ | Indoor Luminaires | High-Bay | High-Bay Luminaires for Commercial and Industrial Buildings | Standard | FALSE | [9 empty] | 42030 |  |  | No | Product Updated on 3/8/2017 | 4.1 | 45535 | 132 | 345 | 20 | 0.9 | 4000 | 80
PQ3RTTU7 | Philips Day-Brite | Philips Day-Brite | FBX36LL40-(UNV120208240277)-_-(MD360MD360DEMLED55SWI) | Indoor Luminaires | High-Bay | High-Bay Luminaires for Commercial and Industrial Buildings | Premium | FALSE | [9 empty] | 42030 |  |  | Yes | Product Updated on 3/8/2017 | 4.1 | 37102 | 137.4 | 270 | 20 | 0.9 | 4000 | 80
PHDBYKYS | Philips Day-Brite | Philips Day-Brite | FBX36LL40-347-_ | Indoor Luminaires | High-Bay | High-Bay Luminaires for Commercial and Industrial Buildings | Premium | FALSE | [9 empty] | 42030 |  |  | No | Product Updated on 3/8/2017 | 4.1 | 37102 | 137.4 | 270 | 20 | 0.9 | 4000 | 80
P2HVPESG | Philips Day-Brite | Philips Day-Brite | FBX24LL40-347-_ | Indoor Luminaires | High-Bay | High-Bay Luminaires for Commercial and Industrial Buildings | Standard | FALSE | [9 empty] | 42030 |  |  | Yes | Product Updated on 3/8/2017 | 4.1 | 24108 | 124.9 | 193 | 20 | 0.9 | 4000 | 80
P1W72S4A | Philips Day-Brite | Philips Day-Brite | FBX24LL40-(UNV120208240277)-_-(MD360MD360DEMLED55SWI) | Indoor Luminaires | High-Bay | High-Bay Luminaires for Commercial and Industrial Buildings | Standard | FALSE | [9 empty] | 42030 |  |  | Yes | Product Updated on 3/8/2017 | 4.1 | 24108 | 130.3 | 185 | 20 | 0.9 | 4000 | 80
PYCDY651 | Philips Day-Brite | Philips Day-Brite | FBX20LL40-(UNV120208240277)-_-(MD360MD360DEMLED55SWI) | Indoor Luminaires | High-Bay | High-Bay Luminaires for Commercial and Industrial Buildings | Standard | FALSE | [9 empty] | 42030 |  |  | Yes | Product Updated on 3/8/2017 | 4.1 | 19628 | 129.4723 | 151.6 | 20 | 0.9 | 4000 | 80
PGWDSRQS | Philips Day-Brite | Philips Day-Brite | FBX20LL40-347-_ | Indoor Luminaires | High-Bay | High-Bay Luminaires for Commercial and Industrial Buildings | Standard | FALSE | [9 empty] | 42030 |  |  | Yes | Product Updated on 3/8/2017 | 4.1 | 19628 | 130.9 | 150 | 20 | 0.9 | 4000 | 80
PGEFFVEJ | Philips Day-Brite | Philips Day-Brite | FBX16LL40-347-_-(55) | Indoor Luminaires | High-Bay | High-Bay Luminaires for Commercial and Industrial Buildings | Standard | FALSE | [9 empty] | 42030 |  |  | No | Product Updated on 3/8/2017 | 4.1 | 17600 | 132.3 | 133 | 20 | 0.9 | 4000 | 80
P5WVG5ED | Philips Day-Brite | Philips Day-Brite | FBX16LL40-(UNV120208240277)-_-(55) | Indoor Luminaires | High-Bay | High-Bay Luminaires for Commercial and Industrial Buildings | Premium | FALSE | [9 empty] | 42030 |  |  | No | Product Updated on 3/8/2017 | 4.1 | 17600 | 138.6 | 127 | 20 | 0.9 | 4000 | 80
PRG119JZ | Philips Day-Brite | Philips Day-Brite | FBX12LL40-347-_-(55) | Indoor Luminaires | High-Bay | High-Bay Luminaires for Commercial and Industrial Buildings | Standard | FALSE | [9 empty] | 42030 |  |  | Yes | Product Updated on 3/8/2017 | 4.1 | 12157 | 128 | 95 | 20 | 0.9 | 4000 | 80
P1JRE9DT | Philips Day-Brite | Philips Day-Brite | FBX12LL40-(UNV120208240277)-_-(MD360MD360DEMLED55SWI) | Indoor Luminaires | High-Bay | High-Bay Luminaires for Commercial and Industrial Buildings | Standard | FALSE | [9 empty] | 42030 |  |  | Yes | Product Updated on 3/8/2017 | 4.1 | 12157 | 126.6 | 96 | 20 | 0.9 | 4000 | 80
PZU3MZ3U | Philips Day-Brite | Philips Day-Brite | FBX08LL40-347-A-(55) | Indoor Luminaires | High-Bay | Low-Bay Luminaires for Commercial and Industrial Buildings | Standard | FALSE | [9 empty] | 42030 |  |  | No | Product Updated on 3/8/2017 | 4.1 | 8664 | 131.3 | 66 | 20 | 0.9 | 4000 | 80
PGVPGS9J | Philips Day-Brite | Philips Day-Brite | FBX08LL40-(UNV120208240277)-A-(55) | Indoor Luminaires | High-Bay | Low-Bay Luminaires for Commercial and Industrial Buildings | Premium | FALSE | [9 empty] | 42030 |  |  | No | Product Updated on 3/8/2017 | 4.1 | 8664 | 142.7 | 60.7 | 20 | 0.9 | 4000 | 80
PYF63QJJ | Philips Day-Brite | Philips Day-Brite | FBX08LL40-(UNV120208240277)-M-(55) | Indoor Luminaires | High-Bay | Low-Bay Luminaires for Commercial and Industrial Buildings | Premium | FALSE | [9 empty] | 42030 |  |  | No | Product Updated on 3/8/2017 | 4.1 | 8413 | 138.6 | 60.7 | 20 | 0.9 | 4000 | 80
PVD37KNX | Philips Day-Brite | Philips Day-Brite | FBX08LL40-347-M-(55) | Indoor Luminaires | High-Bay | Low-Bay Luminaires for Commercial and Industrial Buildings | Standard | FALSE | [9 empty] | 42030 |  |  | No | Product Updated on 3/8/2017 | 4.1 | 8413 | 127.5 | 66 | 20 | 0.9 | 4000 | 80
P9XKDKNP | Philips Day-Brite | Philips Day-Brite | FBX08LL40-347-W-(55) | Indoor Luminaires | High-Bay | Low-Bay Luminaires for Commercial and Industrial Buildings | Premium | FALSE | [9 empty] | 42030 |  |  | No | Product Updated on 3/8/2017 | 4.1 | 8787 | 133.1 | 66 | 20 | 0.9 | 4000 | 80
P68H5ZG3 | Philips Day-Brite | Philips Day-Brite | FBX08LL40-(UNV120208240277)-W-(55) | Indoor Luminaires | High-Bay | Low-Bay Luminaires for Commercial and Industrial Buildings | Premium | FALSE | [9 empty] | 42030 |  |  | No | Product Updated on 3/8/2017 | 4.1 | 8787 | 144.8 | 60.7 | 20 | 0.9 | 4000 | 80
PFSE6MN9 | Philips Day-Brite | Philips Day-Brite | FBX08LL40-(UNV120208240277)-_-(55) | Indoor Luminaires | High-Bay | Low-Bay Luminaires for Commercial and Industrial Buildings | Premium | FALSE | [9 empty] | 42030 |  |  | No | Product Updated on 3/8/2017 | 4.1 | 8800 | 145 | 60.7 | 20 | 0.9 | 4000 | 80
P912Q7R9 | Philips Day-Brite | Philips Day-Brite | FBX08LL40-347-_-(55) | Indoor Luminaires | High-Bay | Low-Bay Luminaires for Commercial and Industrial Buildings | Premium | FALSE | [9 empty] | 42030 |  |  | No | Product Updated on 3/8/2017 | 4.1 | 8800 | 133.3 | 66 | 20 | 0.9 | 4000 | 80
PD8QNYEP | Philips Day-Brite | Philips Day-Brite | FBX08LL40-347-N-(55) | Indoor Luminaires | High-Bay | Low-Bay Luminaires for Commercial and Industrial Buildings | Premium | FALSE | [9 empty] | 42030 |  |  | No | Product Updated on 3/8/2017 | 4.1 | 8876 | 134.5 | 66 | 20 | 0.9 | 4000 | 80
P7X5F7G4 | Philips Day-Brite | Philips Day-Brite | FBX08LL40-(UNV120208240277)-N-(55) | Indoor Luminaires | High-Bay | Low-Bay Luminaires for Commercial and Industrial Buildings | Premium | FALSE | [9 empty] | 42030 |  |  | No | Product Updated on 3/8/2017 | 4.1 | 8876 | 146.2 | 60.7 | 20 | 0.9 | 4000 | 80
PS9E7X9K | Philips Day-Brite | Philips Day-Brite | FBX08LL40-(UNV120208240277)-A-LCA-(55) | Indoor Luminaires | High-Bay | Low-Bay Luminaires for Commercial and Industrial Buildings | Premium | FALSE | [9 empty] | 42030 |  |  | No | Product Updated on 3/8/2017 | 4.1 | 8338 | 137.4 | 60.7 | 20 | 0.9 | 4000 | 80
P63J9B32 | Philips Day-Brite | Philips Day-Brite | FBX08LL40-347-A-LCA-(55) | Indoor Luminaires | High-Bay | Low-Bay Luminaires for Commercial and Industrial Buildings | Standard | FALSE | [9 empty] | 42030 |  |  | No | Product Updated on 3/8/2017 | 4.1 | 8338 | 126.3 | 66 | 20 | 0.9 | 4000 | 80
PZPNTDTW | Philips Day-Brite | Philips Day-Brite | FBX08LL40-(UNV120208240277)-M-LCA-(55) | Indoor Luminaires | High-Bay | Low-Bay Luminaires for Commercial and Industrial Buildings | Premium | FALSE | [9 empty] | 42030 |  |  | No | Product Updated on 3/8/2017 | 4.1 | 8142 | 134.1 | 60.7 | 20 | 0.9 | 4000 | 80
P93XY8TQ | Philips Day-Brite | Philips Day-Brite | FBX08LL40-347-M-LCA-(55) | Indoor Luminaires | High-Bay | Low-Bay Luminaires for Commercial and Industrial Buildings | Standard | FALSE | [9 empty] | 42030 |  |  | No | Product Updated on 3/8/2017 | 4.1 | 8142 | 123.4 | 66 | 20 | 0.9 | 4000 | 80
PRK2UAC2 | Philips Day-Brite | Philips Day-Brite | FBX08LL40-(UNV120208240277)-_-LCA-(55) | Indoor Luminaires | High-Bay | Low-Bay Luminaires for Commercial and Industrial Buildings | Premium | FALSE | [9 empty] | 42030 |  |  | No | Product Updated on 3/8/2017 | 4.1 | 8476 | 139.6 | 60.7 | 20 | 0.9 | 4000 | 80
P57HPQS7 | Philips Day-Brite | Philips Day-Brite | FBX08LL40-347-_-LCA-(55) | Indoor Luminaires | High-Bay | Low-Bay Luminaires for Commercial and Industrial Buildings | Standard | FALSE | [9 empty] | 42030 |  |  | No | Product Updated on 3/8/2017 | 4.1 | 8476 | 128.4 | 66 | 20 | 0.9 | 4000 | 80
PHRPXRDD | Philips Day-Brite | Philips Day-Brite | FBX08LL40-347-N-LCA-(55) | Indoor Luminaires | High-Bay | Low-Bay Luminaires for Commercial and Industrial Buildings | Standard | FALSE | [9 empty] | 42030 |  |  | No | Product Updated on 3/8/2017 | 4.1 | 8568 | 129.8 | 66 | 20 | 0.9 | 4000 | 80
P3JDG1BV | Philips Day-Brite | Philips Day-Brite | FBX08LL40-(UNV120208240277)-N-LCA-(55) | Indoor Luminaires | High-Bay | Low-Bay Luminaires for Commercial and Industrial Buildings | Premium | FALSE | [9 empty] | 42030 |  |  | No | Product Updated on 3/8/2017 | 4.1 | 8568 | 141.2 | 60.7 | 20 | 0.9 | 4000 | 80
P6MJ9P8R | Philips Day-Brite | Philips Day-Brite | FBX08LL40-347-W-LCA-(55) | Indoor Luminaires | High-Bay | Low-Bay Luminaires for Commercial and Industrial Buildings | Standard | FALSE | [9 empty] | 42030 |  |  | No | Product Updated on 3/8/2017 | 4.1 | 8481 | 128.5 | 66 | 20 | 0.9 | 4000 | 80
P2SMFM3J | Philips Day-Brite | Philips Day-Brite | FBX08LL40-(UNV120208240277)-W-LCA-(55) | Indoor Luminaires | High-Bay | Low-Bay Luminaires for Commercial and Industrial Buildings | Premium | FALSE | [9 empty] | 42030 |  |  | No | Product Updated on 3/8/2017 | 4.1 | 8481 | 139.7 | 60.7 | 20 | 0.9 | 4000 | 80
PR288T2N | Philips Day-Brite | Philips Day-Brite | FBX08LL40-(UNV120208240277)-N-LPA-(55) | Indoor Luminaires | High-Bay | Low-Bay Luminaires for Commercial and Industrial Buildings | Premium | FALSE | [9 empty] | 42030 |  |  | No | Product Updated on 3/8/2017 | 4.1 | 8281 | 136.4 | 60.7 | 20 | 0.9 | 4000 | 80
PQAQPR77 | Philips Day-Brite | Philips Day-Brite | FBX08LL40-347-N-LPA-(55) | Indoor Luminaires | High-Bay | Low-Bay Luminaires for Commercial and Industrial Buildings | Standard | FALSE | [9 empty] | 42030 |  |  | No | Product Updated on 3/8/2017 | 4.1 | 8281 | 125.5 | 66 | 20 | 0.9 | 4000 | 80
PT2VNG78 | Philips Day-Brite | Philips Day-Brite | FBX08LL40-347-M-LPA-(55) | Indoor Luminaires | High-Bay | Low-Bay Luminaires for Commercial and Industrial Buildings | Standard | FALSE | [9 empty] | 42030 |  |  | No | Product Updated on 3/8/2017 | 4.1 | 7849 | 118.9 | 66 | 20 | 0.9 | 4000 | 80
PMK7VVUC | Philips Day-Brite | Philips Day-Brite | FBX08LL40-(UNV120208240277)-M-LPA-(55) | Indoor Luminaires | High-Bay | Low-Bay Luminaires for Commercial and Industrial Buildings | Standard | FALSE | [9 empty] | 42030 |  |  | No | Product Updated on 3/8/2017 | 4.1 | 7849 | 129.3 | 60.7 | 20 | 0.9 | 4000 | 80
PVT4KX2Y | Philips Day-Brite | Philips Day-Brite | FBX08LL40-(UNV120208240277)-_-LPA-(55) | Indoor Luminaires | High-Bay | Low-Bay Luminaires for Commercial and Industrial Buildings | Premium | FALSE | [9 empty] | 42030 |  |  | No | Product Updated on 3/8/2017 | 4.1 | 8210 | 135.3 | 60.7 | 20 | 0.9 | 4000 | 80
PK6NA43A | Philips Day-Brite | Philips Day-Brite | FBX08LL40-347-_-LPA-(55) | Indoor Luminaires | High-Bay | Low-Bay Luminaires for Commercial and Industrial Buildings | Standard | FALSE | [9 empty] | 42030 |  |  | No | Product Updated on 3/8/2017 | 4.1 | 8210 | 124.4 | 66 | 20 | 0.9 | 4000 | 80
PEX2MMCC | Philips Day-Brite | Philips Day-Brite | FBX08LL40-(UNV120208240277)-A-LPA-(55) | Indoor Luminaires | High-Bay | Low-Bay Luminaires for Commercial and Industrial Buildings | Premium | FALSE | [9 empty] | 42030 |  |  | No | Product Updated on 3/8/2017 | 4.1 | 8084 | 133.2 | 60.7 | 20 | 0.9 | 4000 | 80
P6X7WGM7 | Philips Day-Brite | Philips Day-Brite | FBX08LL40-347-A-LPA-(55) | Indoor Luminaires | High-Bay | Low-Bay Luminaires for Commercial and Industrial Buildings | Standard | FALSE | [9 empty] | 42030 |  |  | No | Product Updated on 3/8/2017 | 4.1 | 8084 | 122.5 | 66 | 20 | 0.9 | 4000 | 80
PFNUXHH1 | Philips Day-Brite | Philips Day-Brite | FBX08LL40-347-W-LPA-(55) | Indoor Luminaires | High-Bay | Low-Bay Luminaires for Commercial and Industrial Buildings | Standard | FALSE | [9 empty] | 42030 |  |  | No | Product Updated on 3/8/2017 | 4.1 | 8198 | 124.2 | 66 | 20 | 0.9 | 4000 | 80
PDBV7CAR | Philips Day-Brite | Philips Day-Brite | FBX08LL40-(UNV120208240277)-W-LPA-(55) | Indoor Luminaires | High-Bay | Low-Bay Luminaires for Commercial and Industrial Buildings | Premium | FALSE | [9 empty] | 42030 |  |  | No | Product Updated on 3/8/2017 | 4.1 | 8100 | 133.4 | 60.7 | 20 | 0.9 | 4000 | 80
P3F59YSC | Philips Day-Brite | Philips Day-Brite | FBX08LL40-(UNV120208240277)-N-LFA-(55) | Indoor Luminaires | High-Bay | Low-Bay Luminaires for Commercial and Industrial Buildings | Standard | FALSE | [9 empty] | 42030 |  |  | No | Product Updated on 3/8/2017 | 4.1 | 7732 | 127.4 | 60.7 | 20 | 0.9 | 4000 | 80
PDBM6AN5 | Philips Day-Brite | Philips Day-Brite | FBX08LL40-(UNV120208240277)-_-LFA-(55) | Indoor Luminaires | High-Bay | Low-Bay Luminaires for Commercial and Industrial Buildings | Standard | FALSE | [9 empty] | 42030 |  |  | No | Product Updated on 3/8/2017 | 4.1 | 7958 | 131.1 | 60.7 | 20 | 0.9 | 4000 | 80
PCF9PPUK | Philips Day-Brite | Philips Day-Brite | FBX08LL40-(UNV120208240277)-M-LFA-(55) | Indoor Luminaires | High-Bay | Low-Bay Luminaires for Commercial and Industrial Buildings | Standard | TRUE | 8206.9 | 135.43 | 60.6 | 22 | 0.91 | 4017 | 82.5357 | 5 | 50000 | 42030 |  |  | No | Product Updated on 3/8/2017 | 4.1 | 7608 | 125.3 | 60.7 | 20 | 0.9 | 4000 | 80
P75FYT1U | Philips Day-Brite | Philips Day-Brite | FBX08LL40-(UNV120208240277)-W-LFA-(55) | Indoor Luminaires | High-Bay | Low-Bay Luminaires for Commercial and Industrial Buildings | Standard | FALSE | [9 empty] | 42030 |  |  | No | Product Updated on 3/8/2017 | 4.1 | 7926 | 130.6 | 60.7 | 20 | 0.9 | 4000 | 80
PKGTPCFD | Philips Day-Brite | Philips Day-Brite | FBX08LL40-(UNV120208240277)-A-LFA-(55) | Indoor Luminaires | High-Bay | Low-Bay Luminaires for Commercial and Industrial Buildings | Standard | FALSE | [9 empty] | 42030 |  |  | No | Product Updated on 3/8/2017 | 4.1 | 7811 | 128.7 | 60.7 | 20 | 0.9 | 4000 | 80
PAJPYSMN | Helius Illumination | helius illumination | XL.6Z5 | Indoor Luminaires | High-Bay | High-Bay Luminaires for Commercial and Industrial Buildings | Standard | TRUE | 32050.6 | 124.92 | 256.6 | 8.9 | 0.9811 | 5057 | 72.2 | 5 | 50000 | 42027 |  |  | NotYetVerified |  | 3 | 28820 | 110 | 234 | 8.9 | 0.9811 | 5000 | 72.2
PR783GJ5 | Digital Lumens | Digital Lumens | DLE-48-ST-D-75[0 or 2]-[0 to 21] | Indoor Luminaires | High-Bay | High-Bay Luminaires for Commercial and Industrial Buildings | Standard | TRUE | 41179.82 | 91.13 | 451.87 | 20.11 | 0.9276 | 4782 | 71.5 | 5 | 66000 | 42027 |  |  | NotYetVerified | Only qualified at 0° mounting | 3 | 42260 | 95 | 445 | 20.11 | 0.928 | 4784 | 72
PE24NW9UT | WISDOM OPTOELECTRONICS TECHNOLOGY CO.LIMITED | WISDOM | WSD-HB46W27-50K | Indoor Luminaires | High-Bay | High-Bay Luminaires for Commercial and Industrial Buildings | Standard | TRUE | 38605.89 | 84.279 | 458.07 | 17.64 | 0.916 | 4802 | 75.6 | 5 | 50000 | 42027 |  |  | NotYetVerified |  | 3 | 38755 |  | 460 |  | 0.95 | 5000 | 75
P6RWFP7X | Digital Lumens | Digital Lumens | DLE-18-HV-A-75[0 or 1]-[0 to 21] | Indoor Luminaires | High-Bay | High-Bay Luminaires for Commercial and Industrial Buildings | Standard | FALSE | [9 empty] | 42027 |  |  | NotYetVerified | Only qualified at 0° mounting | 3 | 18020 | 98 | 184 | 22.61 | 0.966 | 4897 | 72
PK82DPV2 | Digital Lumens | Digital Lumens | DLE-48-HV-N-75[0 or 2]-[0 to 21] | Indoor Luminaires | High-Bay | High-Bay Luminaires for Commercial and Industrial Buildings | Standard | FALSE | [9 empty] | 42027 |  |  | NotYetVerified | Only qualified at 0° mounting | 3 | 48950 | 101 | 485 | 19.79 | 0.975 | 4882 | 72
PWQ962T8 | Digital Lumens | Digital Lumens | DLE-18-HV-D-75[0 or 1]-[0 to 21] | Indoor Luminaires | High-Bay | High-Bay Luminaires for Commercial and Industrial Buildings | Standard | FALSE | [9 empty] | 42027 |  |  | NotYetVerified | Only qualified at 0° mounting | 3 | 17790 | 97 | 183 | 18.72 | 0.979 | 4878 | 72
P3VAX1PD | Digital Lumens | Digital Lumens | DLE-48-HV-W-75[0 or 2]-[0 to 21] | Indoor Luminaires | High-Bay | High-Bay Luminaires for Commercial and Industrial Buildings | Standard | FALSE | [9 empty] | 42027 |  |  | NotYetVerified | Only qualified at 0° mounting | 3 | 47740 | 98 | 487 | 19.89 | 0.976 | 4865 | 72
PP7W7PMC | Digital Lumens | Digital Lumens | DLE-12-HV-D-75[0 or 1]-[0 to 21] | Indoor Luminaires | High-Bay | High-Bay Luminaires for Commercial and Industrial Buildings | Standard | FALSE | [9 empty] | 42027 |  |  | NotYetVerified | Only qualified at 0° mounting | 3 | 11780 | 94 | 125.32 | 21.75 | 0.967 | 4856 | 72
PVWFSAH8 | Digital Lumens | Digital Lumens | DLE-24-HV-A-75[0 or 2]-[0 to 21] | Indoor Luminaires | High-Bay | High-Bay Luminaires for Commercial and Industrial Buildings | Standard | FALSE | [9 empty] | 42027 |  |  | NotYetVerified | Only qualified at 0° mounting | 3 | 23240 | 98 | 237 | 20.2 | 0.973 | 4856 | 71
PXUCNVNT | Digital Lumens | Digital Lumens | DLE-12-HV-A-75[0 or 1]-[0 to 21] | Indoor Luminaires | High-Bay | High-Bay Luminaires for Commercial and Industrial Buildings | Standard | FALSE | [9 empty] | 42027 |  |  | NotYetVerified | Only qualified at 0° mounting | 3 | 11610 | 94 | 123.51 | 22.36 | 0.967 | 4851 | 71
PXJKPUR9 | Digital Lumens | Digital Lumens | DLE-24-HV-D-75[0 or 2]-[0 to 21] | Indoor Luminaires | High-Bay | High-Bay Luminaires for Commercial and Industrial Buildings | Standard | FALSE | [9 empty] | 42027 |  |  | NotYetVerified | Only qualified at 0° mounting | 3 | 22990 | 96 | 239 | 19.27 | 0.981 | 4836 | 71
PQZ1Y6G7 | Digital Lumens | Digital Lumens | DLE-48-HV-D-75[0 or 2]-[0 to 21] | Indoor Luminaires | High-Bay | High-Bay Luminaires for Commercial and Industrial Buildings | Standard | FALSE | [9 empty] | 42027 |  |  | NotYetVerified | Only qualified at 0° mounting | 3 | 42050 | 97 | 434 | 11.73 | 0.983 | 4818 | 72
PS3XSXWZ | Digital Lumens | Digital Lumens | DLE-12-HV-N-84[0 or 1]-[0 to 21] | Indoor Luminaires | High-Bay | High-Bay Luminaires for Commercial and Industrial Buildings | Standard | FALSE | [9 empty] | 42027 |  |  | NotYetVerified | Only qualified at 0° mounting | 3 | 10400 | 82 | 126.83 | 22.4 | 0.968 | 4129 | 83
PMYPJ3JU | Digital Lumens | Digital Lumens | DLE-18-HV-N-84[0 or 1]-[0 to 21] | Indoor Luminaires | High-Bay | High-Bay Luminaires for Commercial and Industrial Buildings | Standard | FALSE | [9 empty] | 42027 |  |  | NotYetVerified | Only qualified at 0° mounting | 3 | 15390 | 85 | 181 | 22.03 | 0.967 | 4064 | 82
PSNCE8ZZ | Digital Lumens | Digital Lumens | DLE-24-HV-N-84[0 or 2]-[0 to 21] | Indoor Luminaires | High-Bay | High-Bay Luminaires for Commercial and Industrial Buildings | Standard | FALSE | [9 empty] | 42027 |  |  | NotYetVerified | Only qualified at 0° mounting | 3 | 19810 | 85 | 233 | 19.97 | 0.974 | 4064 | 82
P79JCJ97 | Digital Lumens | Digital Lumens | DLE-18-HV-W-84[0 or 1]-[0 to 21] | Indoor Luminaires | High-Bay | High-Bay Luminaires for Commercial and Industrial Buildings | Standard | FALSE | [9 empty] | 42027 |  |  | NotYetVerified | Only qualified at 0° mounting | 3 | 16440 | 85 | 193 | 21.6 | 0.967 | 4006 | 82
P91A26CA | Digital Lumens | Digital Lumens | DLE-18-HV-D-84[0 or 1]-[0 to 21] | Indoor Luminaires | High-Bay | High-Bay Luminaires for Commercial and Industrial Buildings | Standard | FALSE | [9 empty] | 42027 |  |  | NotYetVerified | Only qualified at 0° mounting | 3 | 15990 | 87 | 184 | 20.4 | 0.976 | 3993 | 81
P62TN7XD | Digital Lumens | Digital Lumens | DLE-12-HV-W-84[0 or 1]-[0 to 21] | Indoor Luminaires | High-Bay | High-Bay Luminaires for Commercial and Industrial Buildings | Standard | FALSE | [9 empty] | 42027 |  |  | NotYetVerified | Only qualified at 0° mounting | 3 | 11070 | 87 | 127.24 | 22.9 | 0.968 | 3987 | 82
P675S7AN | Digital Lumens | Digital Lumens | DLE-18-HV-A-84[0 or 1]-[0 to 21] | Indoor Luminaires | High-Bay | High-Bay Luminaires for Commercial and Industrial Buildings | Standard | FALSE | [9 empty] | 42027 |  |  | NotYetVerified | Only qualified at 0° mounting | 3 | 15880 | 85 | 187 | 21.6 | 0.967 | 3985 | 82
PTDP5TVM | Digital Lumens | Digital Lumens | DLE-24-HV-W-84[0 or 2]-[0 to 21] | Indoor Luminaires | High-Bay | High-Bay Luminaires for Commercial and Industrial Buildings | Standard | FALSE | [9 empty] | 42027 |  |  | NotYetVerified | Only qualified at 0° mounting | 3 | 21730 | 89 | 244 | 19.37 | 0.977 | 3979 | 82
PJT6GZQ5 | Digital Lumens | Digital Lumens | DLE-12-HV-A-84[0 or 1]-[0 to 21] | Indoor Luminaires | High-Bay | High-Bay Luminaires for Commercial and Industrial Buildings | Standard | FALSE | [9 empty] | 42027 |  |  | NotYetVerified | Only qualified at 0° mounting | 3 | 10580 | 84 | 125.95 | 22.9 | 0.966 | 3974 | 82
PUMS8H3U | Digital Lumens | Digital Lumens | DLE-12-HV-D-84[0 or 1]-[0 to 21] | Indoor Luminaires | High-Bay | High-Bay Luminaires for Commercial and Industrial Buildings | Standard | FALSE | [9 empty] | 42027 |  |  | NotYetVerified | Only qualified at 0° mounting | 3 | 10690 | 86 | 124.3 | 20.98 | 0.969 | 3952 | 81
PNCVH29J | Digital Lumens | Digital Lumens | DLE-24-HV-D-84[0 or 2]-[0 to 21] | Indoor Luminaires | High-Bay | High-Bay Luminaires for Commercial and Industrial Buildings | Standard | FALSE | [9 empty] | 42027 |  |  | NotYetVerified | Only qualified at 0° mounting | 3 | 20630 | 85 | 243 | 19.26 | 0.981 | 3947 | 81
P8NT6FTM | Digital Lumens | Digital Lumens | DLE-24-HV-A-84[0 or 2]-[0 to 21] | Indoor Luminaires | High-Bay | High-Bay Luminaires for Commercial and Industrial Buildings | Standard | FALSE | [9 empty] | 42027 |  |  | NotYetVerified | Only qualified at 0° mounting | 3 | 21040 | 86 | 245 | 20.71 | 0.974 | 3690 | 82
PBFY2BY46 | Energy Efficient Lighting Co. Ltd. | EEL | HB12LED12-120M (5K) | Indoor Luminaires | High-Bay | High-Bay Luminaires for Commercial and Industrial Buildings | Standard | TRUE | 12977 | 115.6 | 112.3 | 6.1 | 0.9848 | 5229 | 85.73 | 5 | 50000 | 42026 |  |  | NotYetVerified | No Optics Qualified | 3 | 13300 | 106 | 126 |  |  | 5000 | 80
P7NXSR86B | Energy Efficient Lighting Co. Ltd. | EEL | HB12LED12-347 (5K) | Indoor Luminaires | High-Bay | High-Bay Luminaires for Commercial and Industrial Buildings | Standard | TRUE | 13003 | 113.7 | 114.38 | 7.13 | 0.969 | 5226 | 85.72 | 5 | 50000 | 42026 |  |  | NotYetVerified | No Optics Qualified | 3 | 13300 | 106 | 126 |  |  | 5000 | 80
PXF719EY | Feexer Supply Inc. | Feexer Supply | CL-50W-4000K-XX | Indoor Luminaires | High-Bay | Low-Bay Luminaires for Commercial and Industrial Buildings | Standard | TRUE | 4600.09 | 90.37 | 50.9 | 14.53 | 0.958 | 3978 | 81.5 | 5 | 50000 | 42026 |  |  | NotYetVerified |  | 3 | 4800 |  | 55 | 20 | 0.9 | 4000 | 75
PK173JNF9 | Energy Efficient Lighting Co. Ltd. | EEL | HB24LED24-120M (P) (5000K) | Indoor Luminaires | High-Bay | High-Bay Luminaires for Commercial and Industrial Buildings | Standard | TRUE | 29630 | 126.4 | 234.47 | 7.79 | 0.9557 | 5001 | 83.14 | 5 | 50000 | 42026 |  |  | No | No Optics Qualified | 3.1 | 29630 | 126.4 | 234.47 | 4.27 | 0.9974 | 5001 | 83.14
PU111EK8 | Feexer Supply Inc. | Feexer Supply | CL-250W-40K-XX[?XX? denotes shell color] | Indoor Luminaires | High-Bay | High-Bay Luminaires for Commercial and Industrial Buildings | Standard | TRUE | 21179 | 84.55 | 250.49 | 17.34 | 0.94 | 3796 | 81 | 5 | 50000 | 42026 |  |  | NotYetVerified |  | 3 | 21500 |  | 250 | 20 | 0.9 | 4000 | 75
P216QC6X | Feexer Supply Inc. | Feexer Supply | CL-120W-4000K-XX[?XX? denotes shell color] | Indoor Luminaires | High-Bay | High-Bay Luminaires for Commercial and Industrial Buildings | Standard | TRUE | 10441 | 87.46 | 119.38 | 12.8 | 0.94 | 3826 | 81 | 5 | 50000 | 42026 |  |  | NotYetVerified |  | 3 | 10500 |  | 120 | 20 | 0.9 | 4000 | 75
PVEEPC3C | Shenzhen Bbier Lighting Co. Ltd | Bbier Lighting | BB-CSD-014(4000K) | Indoor Luminaires | High-Bay | High-Bay Luminaires for Commercial and Industrial Buildings | Standard | TRUE | 9343.6 | 98.85 | 94.52 | 15.68 | 0.9272 | 4183 | 86.1 | 5 | 50000 | 42026 |  |  | NotYetVerified |  | 3 | 9300 | 95 | 100 |  | 0.9 | 4000 | 85
P8SNA9PY8 | Energy Efficient Lighting Co. Ltd. | EEL | HB24LED24-347 (P) (5K) (P) (5000K) | Indoor Luminaires | High-Bay | High-Bay Luminaires for Commercial and Industrial Buildings | Standard | TRUE | 29858 | 129.2 | 231.02 | 9.18 | 0.9264 | 5013 | 83.09 | 5 | 50000 | 42026 |  |  | No | No Optics Qualified | 3.1 | 29858 | 129.2 | 231.02 | 9.18 | 0.9264 | 5013 | 83.09
P5SCBN7N | Shenzhen Bbier Lighting Co. Ltd | Bbier Lighting | BB-CSD-015(4000K) | Indoor Luminaires | High-Bay | High-Bay Luminaires for Commercial and Industrial Buildings | Standard | TRUE | 11427 | 95.48 | 119.7 | 13.82 | 0.9259 | 4183 | 85.9 | 5 | 50000 | 42026 |  |  | NotYetVerified |  | 3 | 11400 | 95 | 120 |  | 0.9 | 4000 | 85
PJPMTR72 | Feexer Supply Inc. | Feexer Supply | CL-100W-4000K-XX[?XX? denotes shell color] | Indoor Luminaires | High-Bay | Low-Bay Luminaires for Commercial and Industrial Buildings | Standard | TRUE | 8388 | 84.87 | 98.83 | 14.7 | 0.919 | 3822 | 81 | 5 | 50000 | 42026 |  |  | NotYetVerified |  | 3 | 8500 |  | 100 | 20 | 0.9 | 4000 | 75
P1VD7F7H | Shenzhen Bbier Lighting Co. Ltd | Bbier Lighting | BB-CSD-015(5700K) | Indoor Luminaires | High-Bay | High-Bay Luminaires for Commercial and Industrial Buildings | Standard | FALSE | [9 empty] | 42026 |  |  | NotYetVerified |  | 3 | 11400 | 95 | 120 |  | 0.9 | 5700 | 85
PMU6AKTY | Shenzhen Bbier Lighting Co. Ltd | Bbier Lighting | BB-CSD-014(5700K) | Indoor Luminaires | High-Bay | High-Bay Luminaires for Commercial and Industrial Buildings | Standard | FALSE | [9 empty] | 42026 |  |  | NotYetVerified |  | 3 | 9300 | 95 | 100 |  | 0.9 | 5700 | 85
PPUM2YFJ | Shenzhen Bbier Lighting Co. Ltd | Bbier Lighting | BB-CSD-015(5000K) | Indoor Luminaires | High-Bay | High-Bay Luminaires for Commercial and Industrial Buildings | Standard | FALSE | [9 empty] | 42026 |  |  | NotYetVerified |  | 3 | 11400 | 95 | 120 |  | 0.9 | 5000 | 85
PYK52QZZ | Shenzhen Bbier Lighting Co. Ltd | Bbier Lighting | BB-CSD-014(5000K) | Indoor Luminaires | High-Bay | High-Bay Luminaires for Commercial and Industrial Buildings | Standard | FALSE | [9 empty] | 42026 |  |  | NotYetVerified |  | 3 | 9300 | 95 | 100 |  | 0.9 | 5000 | 85
PRJN13XW | Shenzhen Bbier Lighting Co. Ltd | Bbier Lighting | BB-CSD-015(4500K) | Indoor Luminaires | High-Bay | High-Bay Luminaires for Commercial and Industrial Buildings | Standard | FALSE | [9 empty] | 42026 |  |  | NotYetVerified |  | 3 | 11400 | 95 | 120 |  | 0.9 | 4500 | 85
PBXC2X87 | Shenzhen Bbier Lighting Co. Ltd | Bbier Lighting | BB-CSD-014(4500K) | Indoor Luminaires | High-Bay | High-Bay Luminaires for Commercial and Industrial Buildings | Standard | FALSE | [9 empty] | 42026 |  |  | NotYetVerified |  | 3 | 9300 | 95 | 100 |  | 0.9 | 4500 | 85
PZKQQSRS | LSI Industries | INTERIOR | PMX LED HO NW [UE 347] DIM | Indoor Luminaires | High-Bay | High-Bay Luminaires for Commercial and Industrial Buildings | Standard | FALSE | [9 empty] | 42026 |  |  | NotYetVerified |  | 3 | 9952 | 115 | 86.6 | 5.6 | 0.992 | 4018 | 83
PXZZXU8M | LSI Industries | INTERIOR | PMX LED VHO NW [UE 347] DIM | Indoor Luminaires | High-Bay | High-Bay Luminaires for Commercial and Industrial Buildings | Standard | FALSE | [9 empty] | 42026 |  |  | NotYetVerified |  | 3 | 12968 | 117 | 110.7 | 8.8 | 0.988 | 4012 | 83
PSJ6HUU8 | LSI Industries | INTERIOR | PMX LED HO WW [UE 347] DIM | Indoor Luminaires | High-Bay | High-Bay Luminaires for Commercial and Industrial Buildings | Standard | FALSE | [9 empty] | 42026 |  |  | NotYetVerified |  | 3 | 9573 | 111 | 85.9 | 5.8 | 0.992 | 3478 | 81
P5KWWX1Q | LSI Industries | INTERIOR | PMX LED VHO WW [UE 347] DIM | Indoor Luminaires | High-Bay | High-Bay Luminaires for Commercial and Industrial Buildings | Standard | FALSE | [9 empty] | 42026 |  |  | NotYetVerified |  | 3 | 12484 | 113 | 110 | 8.8 | 0.988 | 3460 | 81
PHWRSX7H | Philips Optimum | Philips Optimum | G10LP 4FT 14L UV 850 (OS OS(DIM) FSP-211) | Indoor Luminaires | High-Bay | High-Bay Luminaires for Commercial and Industrial Buildings | Standard | FALSE | [9 empty] | 42026 | Dimmable | Continuous Above 10 | NotYetVerified |  | 3 | 14200 | 114 | 125 | 20 | 0.9 | 5000 | 80
PDT5777Q | Philips Optimum | Philips Optimum | G10L 4FT 14L UV 850 (OS OS(DIM) FSP-211) | Indoor Luminaires | High-Bay | High-Bay Luminaires for Commercial and Industrial Buildings | Standard | FALSE | [9 empty] | 42026 | Dimmable | Continuous Above 10 | NotYetVerified |  | 3 | 14200 | 114 | 125 | 20 | 0.9 | 5000 | 80
PMDYTWX4 | Philips Optimum | Philips Optimum | G10LP 4FT 14L UV 840 (OS OS(DIM) FSP-211) | Indoor Luminaires | High-Bay | High-Bay Luminaires for Commercial and Industrial Buildings | Standard | FALSE | [9 empty] | 42026 | Dimmable | Continuous Above 10 | NotYetVerified |  | 3 | 14100 | 113 | 125 | 20 | 0.9 | 4000 | 80
P2F6AMV1 | Philips Optimum | Philips Optimum | G10L 4FT 14L UV 840 (OS OS(DIM) FSP-211) | Indoor Luminaires | High-Bay | High-Bay Luminaires for Commercial and Industrial Buildings | Standard | FALSE | [9 empty] | 42026 | Dimmable | Continuous Above 10 | NotYetVerified |  | 3 | 14100 | 113 | 125 | 20 | 0.9 | 4000 | 80
PYX4XC95 | Philips Optimum | Philips Optimum | G10LP 4FT 14L UV 835 (OS OS(DIM) FSP-211) | Indoor Luminaires | High-Bay | High-Bay Luminaires for Commercial and Industrial Buildings | Standard | FALSE | [9 empty] | 42026 | Dimmable | Continuous Above 10 | NotYetVerified |  | 3 | 14000 | 112 | 125 | 20 | 0.9 | 3500 | 80
PKPRSC4T | Philips Optimum | Philips Optimum | G10L 4FT 14L UV 835 (OS OS(DIM) FSP-211) | Indoor Luminaires | High-Bay | High-Bay Luminaires for Commercial and Industrial Buildings | Standard | FALSE | [9 empty] | 42026 | Dimmable | Continuous Above 10 | NotYetVerified |  | 3 | 14000 | 112 | 125 | 20 | 0.9 | 3500 | 80
PWS768XY | Enpac Industries Inc DBA VM5 Lighting Solutions | VM5 Lighting Solutions | MHB-55-100 | Indoor Luminaires | High-Bay | High-Bay Luminaires for Commercial and Industrial Buildings | Standard | TRUE | 11181 | 107.3 | 104.2 | 6.63 | 0.961 | 5602 | 75.9 | 5 | 50000 | 42025 |  |  | NotYetVerified |  | 3 | 11000 | 96 | 110 |  |  | 5650 | 70
PJ8VJCRT | Enpac Industries Inc DBA VM5 Lighting Solutions | VM5 Lighting Solutions | MHB-55-200 | Indoor Luminaires | High-Bay | High-Bay Luminaires for Commercial and Industrial Buildings | Standard | TRUE | 22477 | 107.18 | 209.7 | 8.6 | 0.96 | 5850 | 76.4 | 5 | 50000 | 42025 |  |  | NotYetVerified |  | 3 | 22000 | 96 | 210 |  |  | 5650 | 70
PPVF6G5HN | Xeleum Lighting | Xeleum | XEH100-40UN-070C | Indoor Luminaires | High-Bay | Low-Bay Luminaires for Commercial and Industrial Buildings | Standard | TRUE | 8645 | 82.25 | 105.1 | 13.61 | 0.961 | 4220 | 75.5 | 5 | 50000 | 42024 |  |  | NotYetVerified |  | 3 | 8835 |  | 100 |  |  | 4220 | 75
PJYX9T7Z | GP Energy (Shanghai)Co.Ltd. | GP Energy | GPLHB240LED50 | Indoor Luminaires | High-Bay | High-Bay Luminaires for Commercial and Industrial Buildings | Standard | TRUE | 25527.7 | 105.3 | 242.53 | 9.5 | 0.944 | 5453 | 85.1 | 5 | 50000 | 42024 |  |  | NotYetVerified |  | 3 | 25500 | 105 | 240 | 20 | 0.9 | 5300 | 80
PDHPSSXH8 | Leotek Electronics USA LLC | Leotek Electronics USA LLC | ND4-96H-MV-NW-WS-XX-700 | Indoor Luminaires | High-Bay | High-Bay Luminaires for Commercial and Industrial Buildings | Premium | FALSE | [9 empty] | 42024 | Dimmable | Continuous Above 10 | No |  | 3 | 23486 | 110.5 | 212.5 | 20 | 0.9 | 4000 | 70
PFS4BU3JC | Leotek Electronics USA LLC | Leotek Electronics USA LLC | ND2-48H-MV-NW-WS-XX-700 | Indoor Luminaires | High-Bay | High-Bay Luminaires for Commercial and Industrial Buildings | Premium | FALSE | [9 empty] | 42024 |  |  | No |  | 3 | 11969 | 110.3 | 108.5 | 20 | 0.9 | 4000 | 70
PZNCXE5TD | Ampco Lighting Ltd | Ampco | LHB-200-F | Indoor Luminaires | High-Bay | High-Bay Luminaires for Commercial and Industrial Buildings | Standard | TRUE | 17506.66 | 88.59 | 199.1 | 8.72 | 0.967 | 5272 | 85.7 | 5 | 36000 | 42020 |  |  | NotYetVerified |  | 3 | 20000 |  | 200 | 5 | 0.9 | 5000 | 80
PY2YX7SRR | Ampco Lighting Ltd | Ampco | LHB-100-F | Indoor Luminaires | High-Bay | High-Bay Luminaires for Commercial and Industrial Buildings | Standard | TRUE | 9172.35 | 93.02 | 98.83 | 8.27 | 0.966 | 5168 | 85.2 | 5 | 36000 | 42020 |  |  | NotYetVerified |  | 3 | 10000 |  | 100 | 5 | 0.9 | 5000 | 80
PZ6U3MBM | OLYMPIA LIGHTING INC. | OLYMPIA | HBF-150W-55K-90d-277V | Indoor Luminaires | High-Bay | High-Bay Luminaires for Commercial and Industrial Buildings | Standard | TRUE | 11906.34 | 79 | 150.24 | 14 | 0.93 | 5148 | 70 | 5 | 50000 | 42019 |  |  | NotYetVerified |  | 3 | 15000 | 100 | 150 |  | 0.95 | 5500 | 80
P9NB5GBT | OLYMPIA LIGHTING INC. | OLYMPIA | HBF-120W-55K-90d-277V | Indoor Luminaires | High-Bay | High-Bay Luminaires for Commercial and Industrial Buildings | Standard | TRUE | 10128.3 | 87 | 116.84 | 14 | 0.89 | 5148 | 70 | 5 | 50000 | 42019 |  |  | NotYetVerified |  | 3 | 12000 | 100 | 120 |  | 0.95 | 5500 | 80
P5DK6PH1 | OLYMPIA LIGHTING INC. | OLYMPIA | HBF-150W-55K-90d-480V | Indoor Luminaires | High-Bay | High-Bay Luminaires for Commercial and Industrial Buildings | Standard | FALSE | [9 empty] | 42019 |  |  | NotYetVerified |  | 3 | 15000 | 100 | 150 |  | 0.95 | 5500 | 80
P5UKAZK2 | OLYMPIA LIGHTING INC. | OLYMPIA | HBF-120W-55K-90d-480V | Indoor Luminaires | High-Bay | High-Bay Luminaires for Commercial and Industrial Buildings | Standard | FALSE | [9 empty] | 42019 |  |  | NotYetVerified |  | 3 | 12000 | 100 | 120 |  | 0.95 | 5500 | 80
PKJZKY34 | Technical Consumer Products | TCP | TCPSB43472041KYYYXXXXWGPWL | Indoor Luminaires | High-Bay | High-Bay Luminaires for Commercial and Industrial Buildings | Standard | TRUE | 19087 | 82.94 | 230.11 | 13.43 | 0.987 | 4082 | 84 | 5 | 50000 | 42018 |  |  | NotYetVerified |  | 3 | 19087 | 82.94 | 230.11 | 13.43 | 0.967 | 4082 | 83
PPJ494WQ | Jiangsu Ever-Tie Lighting Co. Ltd | Ever-tie | ETLSN-8FT/HL/DM 3500K | Indoor Luminaires | High-Bay | Low-Bay Luminaires for Commercial and Industrial Buildings | Premium | TRUE | 7573.9 | 113.21 | 66.9 | 4.95 | 0.942 | 3492 | 83.9 | 5 | 50000 | 42018 |  |  | No |  | 3.1 | 7600 | 113 | 67 | 20 | 0.997 | 3500 | 83
P9CECJKC | Changzhi Lighting Technology Limited | Changzhi | CH-GD-180 | Indoor Luminaires | High-Bay | High-Bay Luminaires for Commercial and Industrial Buildings | Standard | TRUE | 16885 | 93.86 | 179.9 | 12.56 | 0.9322 | 5091 | 76.7 | 5 | 50000 | 42018 |  |  | NotYetVerified |  | 3 | [5 empty] | 5000
PJUG47VE | Changzhi Lighting Technology Limited | Changzhi | CH-GD-240 | Indoor Luminaires | High-Bay | High-Bay Luminaires for Commercial and Industrial Buildings | Standard | TRUE | 21798 | 93.51 | 233.1 | 9.91 | 0.9238 | 5191 | 77.7 | 5 | 50000 | 42018 |  |  | NotYetVerified |  | 3 | [5 empty] | 5000
PDJ5JVD7 | Changzhi Lighting Technology Limited | Changzhi | CH-GD-150 | Indoor Luminaires | High-Bay | High-Bay Luminaires for Commercial and Industrial Buildings | Standard | TRUE | 14343 | 95.62 | 150 | 13.22 | 0.9222 | 5325 | 78.8 | 5 | 50000 | 42018 |  |  | NotYetVerified |  | 3 | [5 empty] | 5000
PFNYZHRY | Changzhi Lighting Technology Limited | Changzhi | CH-GD-210 | Indoor Luminaires | High-Bay | High-Bay Luminaires for Commercial and Industrial Buildings | Standard | TRUE | 20227 | 96.33 | 210 | 10.62 | 0.9151 | 5299 | 78.6 | 5 | 50000 | 42018 |  |  | NotYetVerified |  | 3 | [5 empty] | 5000
PUEWYNCD | Changzhi Lighting Technology Limited | Changzhi | CH-GD-120 | Indoor Luminaires | High-Bay | High-Bay Luminaires for Commercial and Industrial Buildings | Standard | TRUE | 11234 | 93.69 | 119.9 | 15.78 | 0.9088 | 5137 | 77.1 | 5 | 50000 | 42018 |  |  | NotYetVerified |  | 3 | [5 empty] | 5000
PTTMZNTN | Technical Consumer Products | TCP | TCPSB4UNI2450KYYYXXXX | Indoor Luminaires | High-Bay | High-Bay Luminaires for Commercial and Industrial Buildings | Standard | TRUE | 28337 | 111 | 255.2 | 19.25 | 0.894 | 5119 | 83 | 5 | 50000 | 42018 |  |  | NotYetVerified |  | 3 | 28337 | 111.03 | 255.2 | 19.14 | 0.894 | 5119 | 83
P3Y6FBHE | Jiangsu Ever-Tie Lighting Co. Ltd | Ever-tie | ETLSN-8FT/HL/DM 5000K | Indoor Luminaires | High-Bay | Low-Bay Luminaires for Commercial and Industrial Buildings | Premium | FALSE | [9 empty] | 42018 |  |  | No |  | 3.1 | 7700 | 115 | 67 | 20 | 0.997 | 5000 | 83
PXVBS47H | Jiangsu Ever-Tie Lighting Co. Ltd | Ever-tie | ETLSN-8FT/HL/DM 4000K | Indoor Luminaires | High-Bay | Low-Bay Luminaires for Commercial and Industrial Buildings | Premium | FALSE | [9 empty] | 42018 |  |  | No |  | 3.1 | 7650 | 114 | 67 | 20 | 0.997 | 4000 | 83
P2M4ZCSS | Technical Consumer Products | TCP | TCPSB44802450KYYYXXXXWGPWL | Indoor Luminaires | High-Bay | High-Bay Luminaires for Commercial and Industrial Buildings | Standard | FALSE | [9 empty] | 42018 |  |  | NotYetVerified |  | 3 | 23795 | 88.04 | 270.27 | 24.92 | 0.968 | 5186 | 83
PSWNDJP6 | Technical Consumer Products | TCP | TCPSB4UNI2450KYYYXXXXWGPWL | Indoor Luminaires | High-Bay | High-Bay Luminaires for Commercial and Industrial Buildings | Standard | FALSE | [9 empty] | 42018 |  |  | NotYetVerified |  | 3 | 23795 | 93.35 | 254.9 | 19.14 | 0.894 | 5186 | 83
PF1AU8E4 | Technical Consumer Products | TCP | TCPSB43472450KYYYXXXXWGPWL | Indoor Luminaires | High-Bay | High-Bay Luminaires for Commercial and Industrial Buildings | Standard | FALSE | [9 empty] | 42018 |  |  | NotYetVerified |  | 3 | 23795 | 87.83 | 270.9 | 13.78 | 0.987 | 5186 | 83
PSZ1SMX2 | Technical Consumer Products | TCP | TCPSB44802050KYYYXXXXPWL | Indoor Luminaires | High-Bay | High-Bay Luminaires for Commercial and Industrial Buildings | Standard | FALSE | [9 empty] | 42018 |  |  | NotYetVerified |  | 3 | 22085 | 98.3 | 224.65 | 23.83 | 0.966 | 5157 | 83
PRA672TA | Technical Consumer Products | TCP | TCPSB4UNI2050KYYYXXXXPWL | Indoor Luminaires | High-Bay | High-Bay Luminaires for Commercial and Industrial Buildings | Standard | FALSE | [9 empty] | 42018 |  |  | NotYetVerified |  | 3 | 22085 | 103.53 | 213.3 | 19.02 | 0.896 | 5157 | 83
P73K7G4N | Technical Consumer Products | TCP | TCPSB43472050KYYYXXXXPWL | Indoor Luminaires | High-Bay | High-Bay Luminaires for Commercial and Industrial Buildings | Standard | FALSE | [9 empty] | 42018 |  |  | NotYetVerified |  | 3 | 22085 | 95.97 | 230.11 | 13.43 | 0.967 | 5157 | 83
PNBYZCCE | Technical Consumer Products | TCP | TCPSB44802050KYYYXXXXWGPWL | Indoor Luminaires | High-Bay | High-Bay Luminaires for Commercial and Industrial Buildings | Standard | FALSE | [9 empty] | 42018 |  |  | NotYetVerified |  | 3 | 20285 | 90.29 | 224.65 | 23.83 | 0.966 | 5152 | 83
P9GFNA56 | Technical Consumer Products | TCP | TCPSB4UNI2050KYYYXXXXWGPWL | Indoor Luminaires | High-Bay | High-Bay Luminaires for Commercial and Industrial Buildings | Standard | FALSE | [9 empty] | 42018 |  |  | NotYetVerified |  | 3 | 20285 | 95.1 | 213.3 | 19.02 | 0.896 | 5152 | 83
P4WSQXKS | Technical Consumer Products | TCP | TCPSB43472050KYYYXXXXWGPWL | Indoor Luminaires | High-Bay | High-Bay Luminaires for Commercial and Industrial Buildings | Standard | FALSE | [9 empty] | 42018 |  |  | NotYetVerified |  | 3 | 20285 | 88.15 | 230.11 | 13.43 | 0.967 | 5152 | 83
P3CBK6HH | Technical Consumer Products | TCP | TCPSB44802450KYYYXXXXPWL | Indoor Luminaires | High-Bay | High-Bay Luminaires for Commercial and Industrial Buildings | Standard | FALSE | [9 empty] | 42018 |  |  | NotYetVerified |  | 3 | 25865 | 95.7 | 270.27 | 24.92 | 0.968 | 5137 | 83
PX7S9BR1 | Technical Consumer Products | TCP | TCPSB44802450KYYYXXXXWG | Indoor Luminaires | High-Bay | High-Bay Luminaires for Commercial and Industrial Buildings | Standard | FALSE | [9 empty] | 42018 |  |  | NotYetVerified |  | 3 | 25776 | 95.37 | 270.27 | 24.92 | 0.968 | 5137 | 83
PRCMWXV7 | Technical Consumer Products | TCP | TCPSB4UNI2450KYYYXXXXPWL | Indoor Luminaires | High-Bay | High-Bay Luminaires for Commercial and Industrial Buildings | Standard | FALSE | [9 empty] | 42018 |  |  | NotYetVerified |  | 3 | 25865 | 101.43 | 255 | 19.14 | 0.894 | 5137 | 83
P7R97R4Y | Technical Consumer Products | TCP | TCPSB4UNI2450KYYYXXXXWG | Indoor Luminaires | High-Bay | High-Bay Luminaires for Commercial and Industrial Buildings | Standard | FALSE | [9 empty] | 42018 |  |  | NotYetVerified |  | 3 | 25776 | 101.08 | 255 | 19.14 | 0.894 | 5137 | 83
P1MQQHEK | Technical Consumer Products | TCP | TCPSB43472450KYYYXXXXPWL | Indoor Luminaires | High-Bay | High-Bay Luminaires for Commercial and Industrial Buildings | Standard | FALSE | [9 empty] | 42018 |  |  | NotYetVerified |  | 3 | 25865 | 95.47 | 270.9 | 13.78 | 0.987 | 5137 | 83
PZRCABVW | Technical Consumer Products | TCP | TCPSB43472450KYYYXXXXWG | Indoor Luminaires | High-Bay | High-Bay Luminaires for Commercial and Industrial Buildings | Standard | FALSE | [9 empty] | 42018 |  |  | NotYetVerified |  | 3 | 25776 | 95.14 | 270.9 | 13.78 | 0.987 | 5137 | 83
PVSUP2G1 | Technical Consumer Products | TCP | TCPSB44802450KYYYXXXX | Indoor Luminaires | High-Bay | High-Bay Luminaires for Commercial and Industrial Buildings | Standard | FALSE | [9 empty] | 42018 |  |  | NotYetVerified |  | 3 | 28337 | 104.84 | 270.27 | 24.92 | 0.968 | 5119 | 83
PBEX1GXX | Technical Consumer Products | TCP | TCPSB43472450KYYYXXXX | Indoor Luminaires | High-Bay | High-Bay Luminaires for Commercial and Industrial Buildings | Standard | FALSE | [9 empty] | 42018 |  |  | NotYetVerified |  | 3 | 28337 | 104.6 | 270.9 | 13.78 | 0.987 | 5119 | 83
PU2MA5EC | Technical Consumer Products | TCP | TCPSB44802050KYYYXXXXWG | Indoor Luminaires | High-Bay | High-Bay Luminaires for Commercial and Industrial Buildings | Standard | FALSE | [9 empty] | 42018 |  |  | NotYetVerified |  | 3 | 21710 | 96.63 | 224.65 | 23.83 | 0.966 | 5096 | 83
PBN6EV6V | Technical Consumer Products | TCP | TCPSB4UNI2050KYYYXXXXWG | Indoor Luminaires | High-Bay | High-Bay Luminaires for Commercial and Industrial Buildings | Standard | FALSE | [9 empty] | 42018 |  |  | NotYetVerified |  | 3 | 21710 | 101.82 | 213.2 | 19.02 | 0.896 | 5096 | 83
P93AE5Z8 | Technical Consumer Products | TCP | TCPSB43472050KYYYXXXXWG | Indoor Luminaires | High-Bay | High-Bay Luminaires for Commercial and Industrial Buildings | Standard | FALSE | [9 empty] | 42018 |  |  | NotYetVerified |  | 3 | 21710 | 94.34 | 230.11 | 13.43 | 0.967 | 5096 | 83
PQWFJS4N | Technical Consumer Products | TCP | TCPSB44802050KYYYXXXX | Indoor Luminaires | High-Bay | High-Bay Luminaires for Commercial and Industrial Buildings | Standard | FALSE | [9 empty] | 42018 |  |  | NotYetVerified |  | 3 | 23876 | 106.28 | 224.65 | 23.83 | 0.966 | 5082 | 83
PF1ZY1HP | Technical Consumer Products | TCP | TCPSB4UNI2050KYYYXXXX | Indoor Luminaires | High-Bay | High-Bay Luminaires for Commercial and Industrial Buildings | Standard | FALSE | [9 empty] | 42018 |  |  | NotYetVerified |  | 3 | 23876 | 111.98 | 213.2 | 19.02 | 0.896 | 5082 | 83
PHYXBNSD | Technical Consumer Products | TCP | TCPSB43472050KYYYXXXX | Indoor Luminaires | High-Bay | High-Bay Luminaires for Commercial and Industrial Buildings | Standard | FALSE | [9 empty] | 42018 |  |  | NotYetVerified |  | 3 | 23876 | 103.75 | 230.11 | 13.43 | 0.967 | 5082 | 83
PJSAQX3B | Technical Consumer Products | TCP | TCPSB44802441KYYYXXXXWGPWL | Indoor Luminaires | High-Bay | High-Bay Luminaires for Commercial and Industrial Buildings | Standard | FALSE | [9 empty] | 42018 |  |  | NotYetVerified |  | 3 | 22644 | 83.78 | 270.27 | 24.92 | 0.968 | 4089 | 83
PGUR2QHG | Technical Consumer Products | TCP | TCPSB4UNI2441KYYYXXXXWGPWL | Indoor Luminaires | High-Bay | High-Bay Luminaires for Commercial and Industrial Buildings | Standard | FALSE | [9 empty] | 42018 |  |  | NotYetVerified |  | 3 | 22644 | 88.83 | 254.9 | 19.21 | 0.894 | 4089 | 83
PRYE3C5P | Technical Consumer Products | TCP | TCPSB43472441KYYYXXXXWGPWL | Indoor Luminaires | High-Bay | High-Bay Luminaires for Commercial and Industrial Buildings | Standard | FALSE | [9 empty] | 42018 |  |  | NotYetVerified |  | 3 | 22644 | 83.58 | 270.9 | 13.78 | 0.987 | 4089 | 83
PHB3BK35 | Technical Consumer Products | TCP | TCPSB44802041KYYYXXXXWGPWL | Indoor Luminaires | High-Bay | High-Bay Luminaires for Commercial and Industrial Buildings | Standard | FALSE | [9 empty] | 42018 |  |  | NotYetVerified |  | 3 | 19087 | 84.96 | 224.65 | 23.83 | 0.966 | 4082 | 83
PUUQVNM4 | Technical Consumer Products | TCP | TCPSB4UNI2041KYYYXXXXWGPWL | Indoor Luminaires | High-Bay | High-Bay Luminaires for Commercial and Industrial Buildings | Standard | FALSE | [9 empty] | 42018 |  |  | NotYetVerified |  | 3 | 19087 | 89.48 | 213.3 | 19.25 | 0.894 | 4082 | 83
P87KYAZS | Technical Consumer Products | TCP | TCPSB44802041KYYYXXXXPWL | Indoor Luminaires | High-Bay | High-Bay Luminaires for Commercial and Industrial Buildings | Standard | FALSE | [9 empty] | 42018 |  |  | NotYetVerified |  | 3 | 20898 | 93.02 | 224.65 | 23.83 | 0.966 | 4071 | 83
PX5ED664 | Technical Consumer Products | TCP | TCPSB4UNI2041KYYYXXXXPWL | Indoor Luminaires | High-Bay | High-Bay Luminaires for Commercial and Industrial Buildings | Standard | FALSE | [9 empty] | 42018 |  |  | NotYetVerified |  | 3 | 20898 | 97.97 | 213.3 | 19.25 | 0.894 | 4071 | 83
PRM1WQN2 | Technical Consumer Products | TCP | TCPSB43472041KYYYXXXXPWL | Indoor Luminaires | High-Bay | High-Bay Luminaires for Commercial and Industrial Buildings | Standard | FALSE | [9 empty] | 42018 |  |  | NotYetVerified |  | 3 | 20898 | 90.81 | 230.11 | 13.43 | 0.967 | 4071 | 83
PXJN6P9Y | Technical Consumer Products | TCP | TCPSB44802441KYYYXXXXWG | Indoor Luminaires | High-Bay | High-Bay Luminaires for Commercial and Industrial Buildings | Standard | FALSE | [9 empty] | 42018 |  |  | NotYetVerified |  | 3 | 24594 | 90.99 | 270.27 | 24.92 | 0.968 | 4055 | 83
PKZV97WS | Technical Consumer Products | TCP | TCPSB4UNI2441KYYYXXXXWG | Indoor Luminaires | High-Bay | High-Bay Luminaires for Commercial and Industrial Buildings | Standard | FALSE | [9 empty] | 42018 |  |  | NotYetVerified |  | 3 | 24594 | 96.44 | 255 | 19.21 | 0.894 | 4055 | 83
PGQ2PCNM | Technical Consumer Products | TCP | TCPSB43472441KYYYXXXXWG | Indoor Luminaires | High-Bay | High-Bay Luminaires for Commercial and Industrial Buildings | Standard | FALSE | [9 empty] | 42018 |  |  | NotYetVerified |  | 3 | 24594 | 90.78 | 270.9 | 13.78 | 0.987 | 4055 | 83
PKEQU6DW | Technical Consumer Products | TCP | TCPSB44802441KYYYXXXXPWL | Indoor Luminaires | High-Bay | High-Bay Luminaires for Commercial and Industrial Buildings | Standard | FALSE | [9 empty] | 42018 |  |  | NotYetVerified |  | 3 | 24796 | 91.74 | 270.27 | 24.92 | 0.968 | 4041 | 83
PDN95HB1 | Technical Consumer Products | TCP | TCPSB44802041KYYYXXXXWG | Indoor Luminaires | High-Bay | High-Bay Luminaires for Commercial and Industrial Buildings | Standard | FALSE | [9 empty] | 42018 |  |  | NotYetVerified |  | 3 | 20612 | 91.75 | 224.65 | 23.83 | 0.966 | 4041 | 83
PGMWT1RX | Technical Consumer Products | TCP | TCPSB4UNI2041KYYYXXXXWG | Indoor Luminaires | High-Bay | High-Bay Luminaires for Commercial and Industrial Buildings | Standard | FALSE | [9 empty] | 42018 |  |  | NotYetVerified |  | 3 | 20612 | 96.67 | 213.2 | 19.25 | 0.894 | 4041 | 83
PEQQFXR1 | Technical Consumer Products | TCP | TCPSB4UNI2441KYYYXXXXPWL | Indoor Luminaires | High-Bay | High-Bay Luminaires for Commercial and Industrial Buildings | Standard | FALSE | [9 empty] | 42018 |  |  | NotYetVerified |  | 3 | 24796 | 97.23 | 255 | 19.21 | 0.894 | 4041 | 83
PYCUB5XN | Technical Consumer Products | TCP | TCPSB43472441KYYYXXXXPWL | Indoor Luminaires | High-Bay | High-Bay Luminaires for Commercial and Industrial Buildings | Standard | FALSE | [9 empty] | 42018 |  |  | NotYetVerified |  | 3 | 24796 | 91.53 | 270.9 | 13.78 | 0.987 | 4041 | 83
PK91ZW7Z | Technical Consumer Products | TCP | TCPSB43472041KYYYXXXXWG | Indoor Luminaires | High-Bay | High-Bay Luminaires for Commercial and Industrial Buildings | Standard | FALSE | [9 empty] | 42018 |  |  | NotYetVerified |  | 3 | 20612 | 89.57 | 230.11 | 13.43 | 0.967 | 4041 | 83
P26XRA2T | Technical Consumer Products | TCP | TCPSB44802441KYYYXXXX | Indoor Luminaires | High-Bay | High-Bay Luminaires for Commercial and Industrial Buildings | Standard | FALSE | [9 empty] | 42018 |  |  | NotYetVerified |  | 3 | 26885 | 99.47 | 270.27 | 24.92 | 0.968 | 4035 | 83
PCV4WE6R | Technical Consumer Products | TCP | TCPSB4UNI2441KYYYXXXX | Indoor Luminaires | High-Bay | High-Bay Luminaires for Commercial and Industrial Buildings | Standard | FALSE | [9 empty] | 42018 |  |  | NotYetVerified |  | 3 | 26885 | 105.34 | 255.2 | 19.21 | 0.894 | 4035 | 83
PJB9T3WG | Technical Consumer Products | TCP | TCPSB43472441KYYYXXXX | Indoor Luminaires | High-Bay | High-Bay Luminaires for Commercial and Industrial Buildings | Standard | FALSE | [9 empty] | 42018 |  |  | NotYetVerified |  | 3 | 26885 | 99.24 | 270.9 | 13.78 | 0.987 | 4035 | 83
PN4ZZ14X | Technical Consumer Products | TCP | TCPSB44802041KYYYXXXX | Indoor Luminaires | High-Bay | High-Bay Luminaires for Commercial and Industrial Buildings | Standard | FALSE | [9 empty] | 42018 |  |  | NotYetVerified |  | 3 | 22525 | 100.26 | 224.65 | 23.83 | 0.966 | 4028 | 83
PQWAP8SZ | Technical Consumer Products | TCP | TCPSB4UNI2041KYYYXXXX | Indoor Luminaires | High-Bay | High-Bay Luminaires for Commercial and Industrial Buildings | Standard | FALSE | [9 empty] | 42018 |  |  | NotYetVerified |  | 3 | 22525 | 105.65 | 213.2 | 19.25 | 0.894 | 4028 | 83
P3T1JFVR | Technical Consumer Products | TCP | TCPSB43472041KYYYXXXX | Indoor Luminaires | High-Bay | High-Bay Luminaires for Commercial and Industrial Buildings | Standard | FALSE | [9 empty] | 42018 |  |  | NotYetVerified |  | 3 | 22525 | 97.88 | 230.11 | 13.43 | 0.967 | 4028 | 83
PAXGJSTA9 | Giese Lighting Company | Giese Lighting | HBL-2-M-40-W-ED-U | Indoor Luminaires | High-Bay | High-Bay Luminaires for Commercial and Industrial Buildings | Standard | TRUE | 20057 | 106.4 | 188.5 | 10.14 | 0.971 | 4149 | 84.7 | 5 |  | 42017 |  |  | NotYetVerified |  | 3 | 20729 | 109.7 | 189 | 5 | 0.9 | 4000 | 85
P6ST7SNB6 | Giese Lighting Company | Giese Lighting | HBL-2-H-40-W-ED-U | Indoor Luminaires | High-Bay | High-Bay Luminaires for Commercial and Industrial Buildings | Standard | TRUE | 22805 | 123.1 | 185.3 | 10.96 | 0.969 | 4137 | 85.6 | 5 |  | 42017 |  |  | NotYetVerified |  | 3 | 23592 | 128.2 | 184 | 5 | 0.9 | 4000 | 85
PCJWCKFNH | Ningbo Splendid Lighting Technology Co. Ltd | Splendid | FL-0253B | Indoor Luminaires | High-Bay | Low-Bay Luminaires for Commercial and Industrial Buildings | Standard | TRUE | 8889.4 | 111.6 | 79.67 | 15.96 | 0.96 | 5240 | 73 | 5 | 50000 | 42017 |  |  | NotYetVerified |  | 3 | 8889.4 | 111.6 | 80 |  |  | 5000 | 73
PPBFAUZR1 | Ningbo Splendid Lighting Technology Co. Ltd | Splendid | FL-0253E | Indoor Luminaires | High-Bay | High-Bay Luminaires for Commercial and Industrial Buildings | Standard | TRUE | 18385 | 114.9 | 160 | 17.81 | 0.95 | 5186 | 72.6 | 5 | 50000 | 42017 |  |  | NotYetVerified |  | 3 | 18385 | 114.9 | 160 |  |  | 5000 | 72.6
PGUP58K7 | Changzhi Lighting Technology Limited | Changzhi | CH-TJK-240-NXXX | Indoor Luminaires | High-Bay | High-Bay Luminaires for Commercial and Industrial Buildings | Standard | TRUE | 18546 | 78.06 | 237.39 | 18.4 | 0.931 | 4356 | 77 | 5 | 35000 | 42017 |  |  | NotYetVerified |  | 3 | 18500 | 80 | 240 |  | 0.9 | 4500 | 70
PEJVEPD5 | Changzhi Lighting Technology Limited | Changzhi | CH-TJK-200-NXXX | Indoor Luminaires | High-Bay | High-Bay Luminaires for Commercial and Industrial Buildings | Standard | TRUE | 15001 | 77.95 | 192.45 | 14.5 | 0.92 | 4363 | 76 | 5 | 35000 | 42017 |  |  | NotYetVerified |  | 3 | 15000 | 80 | 200 |  | 0.9 | 4500 | 70
PP96R5AT | Changzhi Lighting Technology Limited | Changzhi | CH-TJK-160-NXXX | Indoor Luminaires | High-Bay | High-Bay Luminaires for Commercial and Industrial Buildings | Standard | TRUE | 12485 | 79.91 | 156.24 | 14 | 0.919 | 4362 | 76 | 5 | 35000 | 42017 |  |  | NotYetVerified |  | 3 | 12500 | 80 | 160 |  | 0.9 | 4500 | 70
PSFR5183 | Changzhi Lighting Technology Limited | Changzhi | CH-TJK-150-NXXX | Indoor Luminaires | High-Bay | High-Bay Luminaires for Commercial and Industrial Buildings | Standard | TRUE | 11963.32 | 82.79 | 144.5 | 6.74 | 0.918 | 4745 | 72.8 | 5 | 35000 | 42017 |  |  | NotYetVerified |  | 3 | 12000 | 80 | 80 | 20 | 0.9 | 4500 | 70
PSTXRTSF | Changzhi Lighting Technology Limited | Changzhi | CH-TJK-100-NXXX | Indoor Luminaires | High-Bay | Low-Bay Luminaires for Commercial and Industrial Buildings | Standard | TRUE | 8260.74 | 84.12 | 98.2 | 7.41 | 0.88 | 4641 | 72.9 | 5 | 35000 | 42017 |  |  | NotYetVerified |  | 3 | 8000 | 80 | 100 | 20 | 0.9 | 4500 | 70
P5XEDHSN | Changzhi Lighting Technology Limited | Changzhi | CH-TJK-80-NXXX | Indoor Luminaires | High-Bay | Low-Bay Luminaires for Commercial and Industrial Buildings | Standard | TRUE | 6713.83 | 83.82 | 80.1 | 9.58 | 0.876 | 4702 | 72.6 | 5 | 35000 | 42017 |  |  | NotYetVerified |  | 3 | 6400 | 80 | 80 | 20 | 0.9 | 4500 | 70
PHJSDW2U | Changzhi Lighting Technology Limited | Changzhi | CH-TJK-120-NXXX | Indoor Luminaires | High-Bay | Low-Bay Luminaires for Commercial and Industrial Buildings | Standard | TRUE | 10168.04 | 89.12 | 114.1 | 8.57 | 0.873 | 4738 | 72.6 | 5 | 35000 | 42017 |  |  | NotYetVerified |  | 3 | 9600 | 80 | 120 | 20 | 0.9 | 4500 | 70
PJFN6ZW4 | Changzhi Lighting Technology Limited | Changzhi | CH-TJK-150-DXXX | Indoor Luminaires | High-Bay | High-Bay Luminaires for Commercial and Industrial Buildings | Standard | FALSE | [9 empty] | 42017 |  |  | NotYetVerified |  | 3 | 12000 | 80 | 150 | 20 | 0.9 | 5700 | 70
PDTY1AG6 | Changzhi Lighting Technology Limited | Changzhi | CH-TJK-120-DXXX | Indoor Luminaires | High-Bay | Low-Bay Luminaires for Commercial and Industrial Buildings | Standard | FALSE | [9 empty] | 42017 |  |  | NotYetVerified |  | 3 | 9600 | 80 | 120 | 20 | 0.9 | 5700 | 70
PX3VJCXW | Changzhi Lighting Technology Limited | Changzhi | CH-TJK-100-DXXX | Indoor Luminaires | High-Bay | Low-Bay Luminaires for Commercial and Industrial Buildings | Standard | FALSE | [9 empty] | 42017 |  |  | NotYetVerified |  | 3 | 8000 | 80 | 100 | 20 | 0.9 | 5700 | 70
PQAYMCXQ | Changzhi Lighting Technology Limited | Changzhi | CH-TJK-80-DXXX | Indoor Luminaires | High-Bay | Low-Bay Luminaires for Commercial and Industrial Buildings | Standard | FALSE | [9 empty] | 42017 |  |  | NotYetVerified |  | 3 | 6400 | 80 | 80 | 20 | 0.9 | 5700 | 70
PED9648H | Changzhi Lighting Technology Limited | Changzhi | CH-TJK-240-DXXX | Indoor Luminaires | High-Bay | High-Bay Luminaires for Commercial and Industrial Buildings | Standard | FALSE | [9 empty] | 42017 |  |  | NotYetVerified |  | 3 | 18500 | 80 | 240 |  | 0.9 | 5700 | 70
PMK4KWBD | Changzhi Lighting Technology Limited | Changzhi | CH-TJK-200-DXXX | Indoor Luminaires | High-Bay | High-Bay Luminaires for Commercial and Industrial Buildings | Standard | FALSE | [9 empty] | 42017 |  |  | NotYetVerified |  | 3 | 15000 | 80 | 200 |  | 0.9 | 5700 | 70
PDAH6425 | Changzhi Lighting Technology Limited | Changzhi | CH-TJK-160-DXXX | Indoor Luminaires | High-Bay | High-Bay Luminaires for Commercial and Industrial Buildings | Standard | FALSE | [9 empty] | 42017 |  |  | NotYetVerified |  | 3 | 12500 | 80 | 160 |  | 0.9 | 5700 | 70
PGDBA93H | Changzhi Lighting Technology Limited | Changzhi | CH-TJK-150-ZXXX | Indoor Luminaires | High-Bay | High-Bay Luminaires for Commercial and Industrial Buildings | Standard | FALSE | [9 empty] | 42017 |  |  | NotYetVerified |  | 3 | 12000 | 80 | 150 | 20 | 0.9 | 5000 | 70
PCHMVDFN | Changzhi Lighting Technology Limited | Changzhi | CH-TJK-120-ZXXX | Indoor Luminaires | High-Bay | Low-Bay Luminaires for Commercial and Industrial Buildings | Standard | FALSE | [9 empty] | 42017 |  |  | NotYetVerified |  | 3 | 9600 | 80 | 120 | 20 | 0.9 | 5000 | 70
P7XKSVBN | Changzhi Lighting Technology Limited | Changzhi | CH-TJK-100-ZXXX | Indoor Luminaires | High-Bay | Low-Bay Luminaires for Commercial and Industrial Buildings | Standard | FALSE | [9 empty] | 42017 |  |  | NotYetVerified |  | 3 | 8000 | 80 | 100 | 20 | 0.9 | 5000 | 70
P3DS8Q2K | Changzhi Lighting Technology Limited | Changzhi | CH-TJK-80-ZXXX | Indoor Luminaires | High-Bay | Low-Bay Luminaires for Commercial and Industrial Buildings | Standard | FALSE | [9 empty] | 42017 |  |  | NotYetVerified |  | 3 | 6400 | 80 | 80 | 20 | 0.9 | 5000 | 70
PGT8UBSF | Changzhi Lighting Technology Limited | Changzhi | CH-TJK-240-ZXXX | Indoor Luminaires | High-Bay | High-Bay Luminaires for Commercial and Industrial Buildings | Standard | FALSE | [9 empty] | 42017 |  |  | NotYetVerified |  | 3 | 18500 | 80 | 240 |  | 0.9 | 5000 | 70
PWZ25ZX6 | Changzhi Lighting Technology Limited | Changzhi | CH-TJK-200-ZXXX | Indoor Luminaires | High-Bay | High-Bay Luminaires for Commercial and Industrial Buildings | Standard | FALSE | [9 empty] | 42017 |  |  | NotYetVerified |  | 3 | 15000 | 80 | 200 |  | 0.9 | 5000 | 70
PK6UCR12 | Changzhi Lighting Technology Limited | Changzhi | CH-TJK-160-ZXXX | Indoor Luminaires | High-Bay | High-Bay Luminaires for Commercial and Industrial Buildings | Standard | FALSE | [9 empty] | 42017 |  |  | NotYetVerified |  | 3 | 12500 | 80 | 160 |  | 0.9 | 5000 | 70
PM63KCXM5 | Giese Lighting Company | Giese Lighting | HBL-4-H-40-W-ED-U | Indoor Luminaires | High-Bay | High-Bay Luminaires for Commercial and Industrial Buildings | Standard | FALSE | [9 empty] | 42017 | Dimmable | Continuous Below 10 | NotYetVerified |  | 3 | 23592 | 128.2 | 184 | 5 | 0.9 | 4000 | 85
PUVUH7B88 | Giese Lighting Company | Giese Lighting | HBL-4-M-40-W-ED-U | Indoor Luminaires | High-Bay | High-Bay Luminaires for Commercial and Industrial Buildings | Standard | FALSE | [9 empty] | 42017 | Dimmable | Continuous Below 10 | NotYetVerified |  | 3 | 20729 | 109.7 | 189 | 5 | 0.9 | 4000 | 85
P8K2C1KKX | Giese Lighting Company | Giese Lighting | HBL-8-M-40-W-ED-U | Indoor Luminaires | High-Bay | High-Bay Luminaires for Commercial and Industrial Buildings | Standard | FALSE | [9 empty] | 42017 | Dimmable | Continuous Below 10 | NotYetVerified |  | 3 | 20729 | 109.7 | 189 | 5 | 0.9 | 4000 | 85
PYMFGKRT | Acuity Brands Lighting | Holophane | HRLL8LASG[PDPD1CECE1]X(5000K) | Indoor Luminaires | High-Bay | Low-Bay Luminaires for Commercial and Industrial Buildings | Standard | TRUE | 8828.76 | 94 | 93.56 | 12 | 0.95 | 4863 | 73 | 5 | 35000 | 42016 |  |  | NotYetVerified |  | 3 | 6312.68 | 96.92 | 65.13 | 15 | 0.92 | 4800 | 71.9
P3TS8AKVY | Dialight | Durosite | HBWC4L | Indoor Luminaires | High-Bay | Low-Bay Luminaires for Commercial and Industrial Buildings | Standard | TRUE | 8410 | 81.1 | 103.7 | 16.59 | 0.94 | 5144 | 75.1 | 5 | 100000 | 42016 |  |  | NotYetVerified |  | 3 | 8500 | 82 | 103 |  | 0.9 | 5000 | 70
PM527UEV | GP Energy (Shanghai)Co.Ltd. | GP Energy | GPLHB185LED50 | Indoor Luminaires | High-Bay | High-Bay Luminaires for Commercial and Industrial Buildings | Standard | TRUE | 20347.1 | 107.9 | 188.56 | 12.02 | 0.9382 | 5381 | 84.2 | 5 | 50000 | 42016 |  |  | NotYetVerified |  | 3 | 18700 | 99 | 185 | 20 | 0.9 | 5300
P6UPPCWX | Kenall Lighting | Kenall Lighting | EPLB-22-E-XX-CA-XX-192L-50K7-DCC-DV | Indoor Luminaires | High-Bay | High-Bay Luminaires for Commercial and Industrial Buildings | Standard | TRUE | 25602.1 | 121.33 | 211.02 | 22.74 | 0.897 | 5026 | 77.5 | 5 | 60000 | 42016 |  |  | NotYetVerified |  | 3 | 25602.1 | 121.33 | 211.02 | 22.74 | 0.897 | 5026 | 77.5
PVDA1BY9 | Kenall Lighting | Kenall Lighting | EPLB-22-E-XX-CA-XX-192L-30K8-DCC-DV | Indoor Luminaires | High-Bay | High-Bay Luminaires for Commercial and Industrial Buildings | Standard | TRUE | 21465.77 | 102.66 | 209.1 | 22.74 | 0.897 | 2946 | 82.5 | 5 | 60000 | 42016 |  |  | NotYetVerified |  | 3 | 21465.77 | 102.66 | 209.1 | 22.74 | 0.897 | 2946 | 82.5
PQKHCDYS | Kenall Lighting | Kenall Lighting | EPLB-22-E-XX-CA-XX-144L-30K8-DCC-DV | Indoor Luminaires | High-Bay | High-Bay Luminaires for Commercial and Industrial Buildings | Standard | TRUE | 16341.67 | 103.02 | 158.63 | 22.74 | 0.897 | 2942 | 82.7 | 5 | 60000 | 42016 |  |  | NotYetVerified |  | 3 | 16341.67 | 103.02 | 158.63 | 22.74 | 0.897 | 2942 | 82.7
PKWB2SAZ | MaxLite Inc | MaxLED | MLLHP150USD12-W | Indoor Luminaires | High-Bay | High-Bay Luminaires for Commercial and Industrial Buildings | Standard | FALSE | [9 empty] | 42016 |  |  | NotYetVerified |  | 3 | 16640 | 109 | 152 | 12 | 0.99 | 5045 | 88
PJG9AM8B | Kenall Lighting | Kenall Lighting | EPLB-22-E-XX-CA-XX-144L-50K7-DCC-DV | Indoor Luminaires | High-Bay | High-Bay Luminaires for Commercial and Industrial Buildings | Standard | FALSE | [9 empty] | 42016 |  |  | NotYetVerified |  | 3 | 18920.4 | 119.27 | 158.63 | 22.74 | 0.897 | 5026 | 77.5
PBHC2DH9 | Kenall Lighting | Kenall Lighting | EPLB-22-E-XX-CA-XX-192L-40K8-DCC-DV | Indoor Luminaires | High-Bay | High-Bay Luminaires for Commercial and Industrial Buildings | Standard | FALSE | [9 empty] | 42016 |  |  | NotYetVerified |  | 3 | 22597 | 108.07 | 209.1 | 22.74 | 0.897 | 4068 | 82.7
PWDAXCKA | Kenall Lighting | Kenall Lighting | EPLB-22-E-XX-CA-XX-144L-40K8-DCC-DV | Indoor Luminaires | High-Bay | High-Bay Luminaires for Commercial and Industrial Buildings | Standard | FALSE | [9 empty] | 42016 |  |  | NotYetVerified |  | 3 | 17202.9 | 108.45 | 158.63 | 22.74 | 0.897 | 4068 | 82.7
P99C8N8X | Kenall Lighting | Kenall Lighting | EPLB-22-E-XX-CA-XX-192L-40K7-DCC-DV | Indoor Luminaires | High-Bay | High-Bay Luminaires for Commercial and Industrial Buildings | Standard | FALSE | [9 empty] | 42016 |  |  | NotYetVerified |  | 3 | 25602.1 | 121.33 | 211.02 | 22.74 | 0.897 | 3835 | 75.2
PJQF688T | Kenall Lighting | Kenall Lighting | EPLB-22-E-XX-CA-XX-144L-40K7-DCC-DV | Indoor Luminaires | High-Bay | High-Bay Luminaires for Commercial and Industrial Buildings | Standard | FALSE | [9 empty] | 42016 |  |  | NotYetVerified |  | 3 | 18920.4 | 119.27 | 158.63 | 22.74 | 0.897 | 3835 | 75.2
PYTAYSUK | Kenall Lighting | Kenall Lighting | EPLB-22-E-XX-CA-XX-192L-35K8-DCC-DV | Indoor Luminaires | High-Bay | High-Bay Luminaires for Commercial and Industrial Buildings | Standard | FALSE | [9 empty] | 42016 |  |  | NotYetVerified |  | 3 | 21465.77 | 102.66 | 209.1 | 22.74 | 0.897 | 3524 | 80.4
PEH9AMVJ | Kenall Lighting | Kenall Lighting | EPLB-22-E-XX-CA-XX-144L-35K8-DCC-DV | Indoor Luminaires | High-Bay | High-Bay Luminaires for Commercial and Industrial Buildings | Standard | FALSE | [9 empty] | 42016 |  |  | NotYetVerified |  | 3 | 16341.67 | 103.02 | 158.63 | 22.74 | 0.897 | 3524 | 80.4
PEBS1MX7 | LEDone Distribution Inc. | LEDone | LOD-HB-BHP300W(5000K) | Indoor Luminaires | High-Bay | High-Bay Luminaires for Commercial and Industrial Buildings | Standard | TRUE | 23586.72 | 79.31 | 297.39 | 5.84 | 0.9622 | 5226 | 78.2 | 5 | 50000 | 42012 |  |  | NotYetVerified |  | 3 | 23586.7 | 80 | 300 | 5.8 | 0.95 | 5000 | 78
P8691EZF | LEDone Distribution Inc. | LEDone | LOD-HB-BHP240W(5000K) | Indoor Luminaires | High-Bay | High-Bay Luminaires for Commercial and Industrial Buildings | Standard | TRUE | 18763.87 | 78.66 | 238 | 11.52 | 0.95 | 5298 | 78.4 | 5 | 35000 | 42012 |  |  | NotYetVerified |  | 3 | 18763.87 | 78.66 | 238 | 11.5 | 0.95 | 5000 | 78
PNN3X14A | LEDone Distribution Inc. | LEDone | LOD-HB-BHP200W(5000K 120Â°) | Indoor Luminaires | High-Bay | High-Bay Luminaires for Commercial and Industrial Buildings | Standard | TRUE | 16236.93 | 81.246 | 199.85 | 14.9 | 0.927 | 5030 | 74.7 | 5 | 35000 | 42012 |  |  | NotYetVerified |  | 3 |  | 85 | 200 |  | 0.95 | 5000 | 75
PV49VW5U | LEDone Distribution Inc. | LEDone | LOD-HB-BHP120W(5000K 120Â°) | Indoor Luminaires | High-Bay | High-Bay Luminaires for Commercial and Industrial Buildings | Standard | TRUE | 10813.38 | 91.26 | 118.49 | 14.9 | 0.927 | 4985 | 74.9 | 5 | 35000 | 42012 |  |  | NotYetVerified |  | 3 |  | 85 | 120 |  | 0.95 | 5000 | 75
PFHRGDER | LEDone Distribution Inc. | LEDone | LOD-HB-BHP100W(5000K) | Indoor Luminaires | High-Bay | High-Bay Luminaires for Commercial and Industrial Buildings | Standard | TRUE | 9061.25 | 89.11 | 101.69 | 7.19 | 0.9013 | 5298 | 71.6 | 5 | 35000 | 42012 |  |  | NotYetVerified |  | 3 | 9061.25 | 89.11 | 101.7 | 8 | 0.9 | 5000 | 72
PH3H1G45U | Ledtech International | Lekla | LT-HBE-150-A002-F0-P0-W | Indoor Luminaires | High-Bay | High-Bay Luminaires for Commercial and Industrial Buildings | Standard | TRUE | 14163 | 91.5 | 154.71 | 15.22 | 0.923 | 5559 | 74 | 5 | 50000 | 42011 |  |  | NotYetVerified |  | 3 | 15675 | 95 | 165 |  | 0.9 |  | 75
PDYZCVYT | Aimlite Lighting Products | AimLite | WPFH-LA1-[2 or 8]/40K | Indoor Luminaires | High-Bay | High-Bay Luminaires for Commercial and Industrial Buildings | Standard | TRUE | 11952 | 100.6 | 118.77 | 12.19 | 0.9768 | 4062 | 83.7 | 5 | 35000 | 42010 |  |  | NotYetVerified |  | 3 | 11952 | 100.6 | 118.77 | 10 | 0.9911 | 4062 | 83.81
P8JN4ASU | Aimlite Lighting Products | AimLite | WPFH-LA2-[2 or 8]/40K | Indoor Luminaires | High-Bay | High-Bay Luminaires for Commercial and Industrial Buildings | Standard | TRUE | 15520 | 99.2 | 156.52 | 14.66 | 0.975 | 4086 | 84.3 | 5 | 35000 | 42010 |  |  | NotYetVerified |  | 3 | 15220 | 99.2 | 156.52 | 12 | 0.991 | 4086 | 84.25
P7QNRD94 | Aimlite Lighting Products | AimLite | VP4-LA3-[2 or 8]/40K | Indoor Luminaires | High-Bay | Low-Bay Luminaires for Commercial and Industrial Buildings | Standard | TRUE | 6387 | 81.9 | 77.95 | 14.6 | 0.975 | 4134 | 85.5 | 5 | 50000 | 42010 |  |  | NotYetVerified |  | 3 | 6387 | 81.9 | 77.95 | 15 | 0.975 | 4134 | 85.5
P7YRCX8Q | Energetic Lighting Inc. | Energetic | EGLEDF-150S1X | Indoor Luminaires | High-Bay | High-Bay Luminaires for Commercial and Industrial Buildings | Standard | TRUE | 17938 | 111.51 | 149.2 | 10.5 | 0.969 | 2955 | 82.2 | 5 | 50000 | 42010 |  |  | NotYetVerified |  | 3 | 17938 | 111.51 | 160.9 | 20 | 0.9 | 3000 | 82.4
P391BXVN | Energetic Lighting Inc. | Energetic | EGLEDF-150S2X | Indoor Luminaires | High-Bay | High-Bay Luminaires for Commercial and Industrial Buildings | Standard | TRUE | 18847 | 116.77 | 161.4 | 10.78 | 0.9689 | 2946 | 82.8 | 5 | 50000 | 42010 |  |  | NotYetVerified |  | 3 | 18847 | 116.77 | 161.4 | 20 | 0.9 | 3000 | 82.4
P4Z21FMX | Energetic Lighting Inc. | Energetic | EGLEDF-115S2X | Indoor Luminaires | High-Bay | High-Bay Luminaires for Commercial and Industrial Buildings | Standard | TRUE | 14467 | 115.25 | 125.5 | 10.13 | 0.96 | 2956 | 82.4 | 5 | 50000 | 42010 |  |  | NotYetVerified |  | 3 | 14467 | 115.25 | 125.5 | 20 | 0.9 | 3000 | 82.4
PYKA9C2E | Energetic Lighting Inc. | Energetic | EGLEDF-115S1X | Indoor Luminaires | High-Bay | High-Bay Luminaires for Commercial and Industrial Buildings | Standard | TRUE | 13881 | 111.4 | 124.6 | 10.2 | 0.9432 | 2918 | 82.2 | 5 | 50000 | 42010 |  |  | NotYetVerified |  | 3.1 | 13881 | 111.4 | 124.6 | 20 | 0.9 | 3000 | 82.4
PXYC21AZ | Aimlite Lighting Products | AimLite | VP4-LA2-[2 or 8]/40K | Indoor Luminaires | High-Bay | Low-Bay Luminaires for Commercial and Industrial Buildings | Standard | TRUE | 4932 | 87.9 | 56.2 | 19.76 | 0.941 | 4078 | 85.8 | 5 | 50000 | 42010 |  |  | NotYetVerified |  | 3 | 4932 | 87.9 | 56.2 | 20 | 0.941 | 4078 | 85.8
PQCB7QEZ | Revolution Lighting Technologies | Seesmart | 123000-103 | Indoor Luminaires | High-Bay | High-Bay Luminaires for Commercial and Industrial Buildings | Standard | TRUE | 10527 | 107.21 | 98.19 | 10.23 | 0.9382 | 5115 | 83.9 | 5 | 50000 | 42010 |  |  | NotYetVerified | Qualified with 120Â° reflector only | 3 | 10527 | 107.21 | 98.19 | 10.23 | 0.9382 | 5000 | 83.9
PQ3XEQNZ | Revolution Lighting Technologies | Seesmart | 123200-102 | Indoor Luminaires | High-Bay | High-Bay Luminaires for Commercial and Industrial Buildings | Standard | TRUE | 10185 | 105.54 | 96.51 | 13.75 | 0.921 | 5139 | 84 | 5 | 50000 | 42010 |  |  | NotYetVerified | Qualified with 120Â° reflector only | 3 | 10185.4 | 105.54 | 96.51 | 13.75 | 0.921 | 5000 | 84
PYY35UD4 | Revolution Lighting Technologies | Seesmart | 123202-103 | Indoor Luminaires | High-Bay | High-Bay Luminaires for Commercial and Industrial Buildings | Standard | TRUE | 20313 | 105.29 | 199.9 | 13.65 | 0.9198 | 5125 | 84.1 | 5 | 50000 | 42010 |  |  | NotYetVerified | Qualified with 120Â° reflector only | 3 | 20313 | 105.29 | 199.9 | 13.65 | 0.9198 | 5000 | 84.1
P3ATYPC2 | Revolution Lighting Technologies | Seesmart | 123002-103 | Indoor Luminaires | High-Bay | High-Bay Luminaires for Commercial and Industrial Buildings | Standard | TRUE | 21207 | 104.92 | 202.1 | 16.06 | 0.9167 | 5149 | 84.1 | 5 | 50000 | 42010 |  |  | NotYetVerified | Qualified with 120Â° reflector only | 3 | 21207 | 104.92 | 202.1 | 16.06 | 0.9167 | 5000 | 84.1
P3VTXVZZ | Revolution Lighting Technologies | Seesmart | 123001-103 | Indoor Luminaires | High-Bay | High-Bay Luminaires for Commercial and Industrial Buildings | Standard | TRUE | 15826.2 | 106.34 | 148.8 | 10.56 | 0.9136 | 5146 | 84 | 5 | 50000 | 42010 |  |  | NotYetVerified | Qualified with 120Â° reflector only | 3 | 15826 | 106.64 | 148.8 | 10.56 | 0.9136 | 5000 | 84
PRHKR1P5 | Revolution Lighting Technologies | Seesmart | 123201-103 | Indoor Luminaires | High-Bay | High-Bay Luminaires for Commercial and Industrial Buildings | Standard | TRUE | 15302 | 105.5 | 145 | 11.68 | 0.9108 | 5122 | 84 | 5 | 50000 | 42010 |  |  | NotYetVerified | Qualified with 120Â° reflector only | 3 | 15302 | 105.5 | 145 | 11.68 | 0.9108 | 5000 | 84
P2FDKMA1 | LuxEvo Inc. | LuxEvo | LE-HB-094-40 | Indoor Luminaires | High-Bay | Low-Bay Luminaires for Commercial and Industrial Buildings | Standard | TRUE | 7578 | 81.1 | 93.4 | 19.6 | 0.89 | 4252 | 68 | 5 | 54000 | 42010 |  |  | NotYetVerified |  | 3 | 7578 | 81.1 | 93.4 | 20 | 0.89 | 4252 | 68
PCF8JGWP | LuxEvo Inc. | LuxEvo | LE-HB-094-57 | Indoor Luminaires | High-Bay | Low-Bay Luminaires for Commercial and Industrial Buildings | Standard | FALSE | [9 empty] | 42010 |  |  | NotYetVerified |  | 3 | 9030 | 99.7 | 90.5 | 20 | 0.89 | 5677 | 70
PS1JC93N | Energetic Lighting Inc. | Energetic | EGLEDF-150N2X | Indoor Luminaires | High-Bay | High-Bay Luminaires for Commercial and Industrial Buildings | Standard | FALSE | [9 empty] | 42010 |  |  | NotYetVerified |  | 3 | 18847 | 116.77 | 161.4 | 20 | 0.9 | 5000 | 84
PTZN1HNY | Energetic Lighting Inc. | Energetic | EGLEDF-150N1X | Indoor Luminaires | High-Bay | High-Bay Luminaires for Commercial and Industrial Buildings | Standard | FALSE | [9 empty] | 42010 |  |  | NotYetVerified |  | 3 | 17938 | 111.51 | 160.9 | 20 | 0.9 | 5000 | 84
PZC7FF2S | Energetic Lighting Inc. | Energetic | EGLEDF-115N2X | Indoor Luminaires | High-Bay | High-Bay Luminaires for Commercial and Industrial Buildings | Standard | FALSE | [9 empty] | 42010 |  |  | NotYetVerified |  | 3 | 14467 | 115.25 | 125.5 | 20 | 0.9 | 5000 | 84
PAXJHGXJ | Energetic Lighting Inc. | Energetic | EGLEDF-115N1X | Indoor Luminaires | High-Bay | High-Bay Luminaires for Commercial and Industrial Buildings | Standard | FALSE | [9 empty] | 42010 |  |  | NotYetVerified |  | 3.1 | 13881 | 111.4 | 124.6 | 20 | 0.9 | 5000 | 84
PK6NHC4X | Energetic Lighting Inc. | Energetic | EGLEDF-150NF2X | Indoor Luminaires | High-Bay | High-Bay Luminaires for Commercial and Industrial Buildings | Standard | FALSE | [9 empty] | 42010 |  |  | NotYetVerified |  | 3 | 18847 | 116.77 | 161.4 | 20 | 0.9 | 4500 | 82.4
PSPU1P6V | Energetic Lighting Inc. | Energetic | EGLEDF-150NF1X | Indoor Luminaires | High-Bay | High-Bay Luminaires for Commercial and Industrial Buildings | Standard | FALSE | [9 empty] | 42010 |  |  | NotYetVerified |  | 3 | 17938 | 111.51 | 160.9 | 20 | 0.9 | 4500 | 82.4
PTHNFR81 | Energetic Lighting Inc. | Energetic | EGLEDF-115NF2X | Indoor Luminaires | High-Bay | High-Bay Luminaires for Commercial and Industrial Buildings | Standard | FALSE | [9 empty] | 42010 |  |  | NotYetVerified |  | 3 | 14783 | 118.36 | 124.9 | 20 | 0.9 | 4500 | 82.4
PZ23W6KG | Energetic Lighting Inc. | Energetic | EGLEDF-115NF1X | Indoor Luminaires | High-Bay | High-Bay Luminaires for Commercial and Industrial Buildings | Standard | FALSE | [9 empty] | 42010 |  |  | NotYetVerified |  | 3.1 | 14076 | 114.26 | 123.2 | 20 | 0.9 | 4500 | 82.4
PHSXERFQ | Energetic Lighting Inc. | Energetic | EGLEDF-150C2X | Indoor Luminaires | High-Bay | High-Bay Luminaires for Commercial and Industrial Buildings | Standard | FALSE | [9 empty] | 42010 |  |  | NotYetVerified |  | 3 | 19172 | 118.13 | 162.3 | 20 | 0.9 | 4000 | 82.4
PE5QTBKM | Energetic Lighting Inc. | Energetic | EGLEDF-150C1X | Indoor Luminaires | High-Bay | High-Bay Luminaires for Commercial and Industrial Buildings | Standard | FALSE | [9 empty] | 42010 |  |  | NotYetVerified |  | 3 | 18244 | 114.6 | 159.2 | 20 | 0.9 | 4000 | 82.4
PVSQ4YV9 | Energetic Lighting Inc. | Energetic | EGLEDF-115C2X | Indoor Luminaires | High-Bay | High-Bay Luminaires for Commercial and Industrial Buildings | Standard | FALSE | [9 empty] | 42010 |  |  | NotYetVerified |  | 3 | 14467 | 115.25 | 125.5 | 20 | 0.9 | 4000 | 82.4
PMWRFH8V | Energetic Lighting Inc. | Energetic | EGLEDF-115C1X | Indoor Luminaires | High-Bay | High-Bay Luminaires for Commercial and Industrial Buildings | Standard | FALSE | [9 empty] | 42010 |  |  | NotYetVerified |  | 3.1 | 13881 | 111.4 | 124.6 | 20 | 0.9 | 4000 | 82.4
PBKGDVKV | Energetic Lighting Inc. | Energetic | EGLEDF-150NE2X | Indoor Luminaires | High-Bay | High-Bay Luminaires for Commercial and Industrial Buildings | Standard | FALSE | [9 empty] | 42010 |  |  | NotYetVerified |  | 3 | 18847 | 116.77 | 161.4 | 20 | 0.9 | 3500 | 82.4
PFGC9MNR | Energetic Lighting Inc. | Energetic | EGLEDF-150NE1X | Indoor Luminaires | High-Bay | High-Bay Luminaires for Commercial and Industrial Buildings | Standard | FALSE | [9 empty] | 42010 |  |  | NotYetVerified |  | 3 | 17938 | 111.51 | 160.9 | 20 | 0.9 | 3500 | 82.4
PKWWU795 | Energetic Lighting Inc. | Energetic | EGLEDF-115NE2X | Indoor Luminaires | High-Bay | High-Bay Luminaires for Commercial and Industrial Buildings | Standard | FALSE | [9 empty] | 42010 |  |  | NotYetVerified |  | 3 | 14467 | 115.25 | 125.5 | 20 | 0.9 | 3500 | 82.4
P2NNEN4A | Energetic Lighting Inc. | Energetic | EGLEDF-115NE1X | Indoor Luminaires | High-Bay | High-Bay Luminaires for Commercial and Industrial Buildings | Standard | FALSE | [9 empty] | 42010 |  |  | NotYetVerified |  | 3.1 | 13881 | 111.4 | 124.6 | 20 | 0.9 | 3500 | 82.4
PWGFFG33U | Philips Optimum | Philips Optimum | GUL D23 4FT 18L UV 840 | Indoor Luminaires | High-Bay | High-Bay Luminaires for Commercial and Industrial Buildings | Standard | TRUE | 15880 | 113 | 140.7 | 10 | 0.98 | 4146 | 83 | 5 | 70000 | 42009 |  |  | NotYetVerified |  | 3 | 15223 | 108.1 | 140.8 |  |  | 4000 | 80
PYF22AN7 | My LED Lighting Guide | MLLG | MLLG-AG-LED-HB-200-5000 [Excludes Pole and Wall Mounts] | Indoor Luminaires | High-Bay | High-Bay Luminaires for Commercial and Industrial Buildings | Standard | TRUE | 22496.52 | 111.12 | 202.46 | 11.28 | 0.948 | 5202 | 73.2 | 5 | 100000 | 42009 |  |  | NotYetVerified | Qualified with 120Â° beam angle only | 3 | 22000 | 110 | 200 |  |  | 5000
PBV8EAWF | My LED Lighting Guide | MLLG | MLLG-AG-LED-HB-150-5000 [Excludes Pole and Wall Mounts] | Indoor Luminaires | High-Bay | High-Bay Luminaires for Commercial and Industrial Buildings | Standard | TRUE | 17305.76 | 117.52 | 147.26 | 11.28 | 0.948 | 5204 | 73.4 | 5 | 100000 | 42009 |  |  | NotYetVerified | Qualified with 120Â° beam angle only | 3 | 16500 | 110 | 150 |  |  | 5000
P99WCB3WB | Philips Optimum | Philips Optimum | GUL D23 4FT 22L UV 840 | Indoor Luminaires | High-Bay | High-Bay Luminaires for Commercial and Industrial Buildings | Standard | TRUE | 23170 | 105 | 219.7 | 18.7 | 0.947 | 4071 | 83.2 | 5 | 70000 | 42009 |  |  | NotYetVerified |  | 3 | 23000 |  |  |  |  | 4000 | 80
PM959Y92 | My LED Lighting Guide | MLLG | MLLG-AG-LED-HB-120-5000 [Excludes Pole and Wall Mounts] | Indoor Luminaires | High-Bay | High-Bay Luminaires for Commercial and Industrial Buildings | Standard | TRUE | 13548.28 | 110.91 | 122.16 | 13.61 | 0.9252 | 5242 | 73.3 | 5 | 100000 | 42009 |  |  | NotYetVerified | Qualified with 120Â° beam angle only | 3 | 13200 | 110 | 120 |  |  | 5000
PZPXMGW8 | My LED Lighting Guide | MLLG | MLLG-AG-LED-HB-100-5000 [Excludes Pole and Wall Mounts] | Indoor Luminaires | High-Bay | High-Bay Luminaires for Commercial and Industrial Buildings | Standard | TRUE | 11205.3 | 113.62 | 98.62 | 16.21 | 0.917 | 5170 | 73.1 | 5 | 100000 | 42009 |  |  | NotYetVerified | Qualified with 120Â° beam angle only | 3 | 11000 | 110 | 100 |  |  | 5000
PQHCGTU2 | Energy Planning Associates | Envirobrite | FME1235-L | Indoor Luminaires | High-Bay | High-Bay Luminaires for Commercial and Industrial Buildings | Standard | TRUE | 10550 | 107 | 98.25 | 14.5 | 0.953 | 3516 | 84.6 | 5 | 50000 | 42006 |  |  | NotYetVerified |  | 3 | 10550 | 107.4 | 98.3 | 12.7 | 0.944 | 3500 | 80
P9YP1S95 | Energy Planning Associates | Envirobrite | FME3035-L | Indoor Luminaires | High-Bay | High-Bay Luminaires for Commercial and Industrial Buildings | Standard | TRUE | 24270 | 103 | 235 | 12.7 | 0.944 | 3534 | 84.4 | 5 | 50000 | 42006 |  |  | NotYetVerified |  | 3 | 24270 | 103.3 | 235 | 12.7 | 0.944 | 3500 | 80
PZ1VFN9E | Energy Planning Associates | Envirobrite | FME1535-L | Indoor Luminaires | High-Bay | High-Bay Luminaires for Commercial and Industrial Buildings | Standard | TRUE | 12530 | 106 | 118.6 | 16.2 | 0.918 | 3507 | 84.7 | 5 | 50000 | 42006 |  |  | NotYetVerified |  | 3 | 12323 | 103.9 | 118.6 | 16 | 0.918 | 3500 | 80
P5BD9A5W | Energy Planning Associates | Envirobrite | FME1550 | Indoor Luminaires | High-Bay | High-Bay Luminaires for Commercial and Industrial Buildings | Standard | FALSE | [9 empty] | 42006 |  |  | NotYetVerified |  | 3 | 14421 | 121.6 | 118.6 | 16 | 0.918 | 5000 | 80
PWR7FV2F | Energy Planning Associates | Envirobrite | FME1550-L | Indoor Luminaires | High-Bay | High-Bay Luminaires for Commercial and Industrial Buildings | Standard | FALSE | [9 empty] | 42006 |  |  | NotYetVerified |  | 3 | 13267 | 111.9 | 118.6 | 16 | 0.918 | 5000 | 80
PH7TCTC7 | Energy Planning Associates | Envirobrite | FME2550 | Indoor Luminaires | High-Bay | High-Bay Luminaires for Commercial and Industrial Buildings | Standard | FALSE | [9 empty] | 42006 |  |  | NotYetVerified |  | 3 | 23747 | 122.8 | 193.4 | 15 | 0.925 | 5000 | 80
PD3YC32M | Energy Planning Associates | Envirobrite | FME2550-L | Indoor Luminaires | High-Bay | High-Bay Luminaires for Commercial and Industrial Buildings | Standard | FALSE | [9 empty] | 42006 |  |  | NotYetVerified |  | 3 | 22454 | 116.1 | 193.4 | 15 | 0.925 | 5000 | 80
PP4DC7NJ | Energy Planning Associates | Envirobrite | FME3050 | Indoor Luminaires | High-Bay | High-Bay Luminaires for Commercial and Industrial Buildings | Standard | FALSE | [9 empty] | 42006 |  |  | NotYetVerified |  | 3 | 28842 | 121.6 | 237.2 | 12.7 | 0.944 | 5000 | 80
PGTEKRSQ | Energy Planning Associates | Envirobrite | FME3050-L | Indoor Luminaires | High-Bay | High-Bay Luminaires for Commercial and Industrial Buildings | Standard | FALSE | [9 empty] | 42006 |  |  | NotYetVerified |  | 3 | 26535 | 111.9 | 237.2 | 12.7 | 0.944 | 5000 | 80
P8U26Q9E | Energy Planning Associates | Envirobrite | FME2050 | Indoor Luminaires | High-Bay | High-Bay Luminaires for Commercial and Industrial Buildings | Standard | FALSE | [9 empty] | 42006 |  |  | NotYetVerified |  | 3 | 19228 | 121.6 | 158.1 | 12.7 | 0.944 | 5000 | 80
PFVJR5YS | Energy Planning Associates | Envirobrite | FME2050-L | Indoor Luminaires | High-Bay | High-Bay Luminaires for Commercial and Industrial Buildings | Standard | FALSE | [9 empty] | 42006 |  |  | NotYetVerified |  | 3 | 17690 | 111.9 | 158.1 | 12.7 | 0.944 | 5000 | 80
PEFKQNTM | Energy Planning Associates | Envirobrite | FME1250 | Indoor Luminaires | High-Bay | High-Bay Luminaires for Commercial and Industrial Buildings | Standard | FALSE | [9 empty] | 42006 |  |  | NotYetVerified |  | 3 | 12520 | 126.4 | 99.1 | 12.7 | 0.944 | 5000 | 80
PXA976HM | Energy Planning Associates | Envirobrite | FME1250-L | Indoor Luminaires | High-Bay | High-Bay Luminaires for Commercial and Industrial Buildings | Standard | FALSE | [9 empty] | 42006 |  |  | NotYetVerified |  | 3 | 11266 | 113.8 | 99 | 12.7 | 0.944 | 5000 | 80
P5YTT1A6 | Energy Planning Associates | Envirobrite | FME1540 | Indoor Luminaires | High-Bay | High-Bay Luminaires for Commercial and Industrial Buildings | Standard | FALSE | [9 empty] | 42006 |  |  | NotYetVerified |  | 3 | 14022 | 118.2 | 118.6 | 16 | 0.918 | 4000 | 80
PMXAFG83 | Energy Planning Associates | Envirobrite | FME1540-L | Indoor Luminaires | High-Bay | High-Bay Luminaires for Commercial and Industrial Buildings | Standard | FALSE | [9 empty] | 42006 |  |  | NotYetVerified |  | 3 | 12900 | 108.8 | 118.6 | 16 | 0.918 | 4000 | 80
PBTVQYNX | Energy Planning Associates | Envirobrite | FME2540 | Indoor Luminaires | High-Bay | High-Bay Luminaires for Commercial and Industrial Buildings | Standard | FALSE | [9 empty] | 42006 |  |  | NotYetVerified |  | 3 | 23090 | 119.4 | 193.4 | 15 | 0.925 | 4000 | 80
PR4TFFDW | Energy Planning Associates | Envirobrite | FME2540-L | Indoor Luminaires | High-Bay | High-Bay Luminaires for Commercial and Industrial Buildings | Standard | FALSE | [9 empty] | 42006 |  |  | NotYetVerified |  | 3 | 21835 | 112.9 | 193.4 | 15 | 0.925 | 4000 | 80
P6F9JYPU | Energy Planning Associates | Envirobrite | FME3040 | Indoor Luminaires | High-Bay | High-Bay Luminaires for Commercial and Industrial Buildings | Standard | FALSE | [9 empty] | 42006 |  |  | NotYetVerified |  | 3 | 28044 | 118.2 | 237.2 | 12.7 | 0.944 | 4000 | 80
P2C4WG32 | Energy Planning Associates | Envirobrite | FME3040-L | Indoor Luminaires | High-Bay | High-Bay Luminaires for Commercial and Industrial Buildings | Standard | FALSE | [9 empty] | 42006 |  |  | NotYetVerified |  | 3 | 25800 | 108.8 | 237.2 | 12.7 | 0.944 | 4000 | 80
PP4GV7VW | Energy Planning Associates | Envirobrite | FME2040 | Indoor Luminaires | High-Bay | High-Bay Luminaires for Commercial and Industrial Buildings | Standard | FALSE | [9 empty] | 42006 |  |  | NotYetVerified |  | 3 | 18696 | 118.3 | 158.1 | 12.7 | 0.944 | 4000 | 80
P1NH32EU | Energy Planning Associates | Envirobrite | FME2040-L | Indoor Luminaires | High-Bay | High-Bay Luminaires for Commercial and Industrial Buildings | Standard | FALSE | [9 empty] | 42006 |  |  | NotYetVerified |  | 3 | 17200 | 108.8 | 158.1 | 12.7 | 0.944 | 4000 | 80
P7GWWN8S | Energy Planning Associates | Envirobrite | FME1240 | Indoor Luminaires | High-Bay | High-Bay Luminaires for Commercial and Industrial Buildings | Standard | FALSE | [9 empty] | 42006 |  |  | NotYetVerified |  | 3 | 12172 | 122.9 | 99 | 12.7 | 0.944 | 4000 | 80
PDNGWJ5W | Energy Planning Associates | Envirobrite | FME1240-L | Indoor Luminaires | High-Bay | High-Bay Luminaires for Commercial and Industrial Buildings | Standard | FALSE | [9 empty] | 42006 |  |  | NotYetVerified |  | 3 | 10955 | 110.7 | 99 | 12.7 | 0.944 | 4000 | 80
PFV977DS | Energy Planning Associates | Envirobrite | FME1535 | Indoor Luminaires | High-Bay | High-Bay Luminaires for Commercial and Industrial Buildings | Standard | FALSE | [9 empty] | 42006 |  |  | NotYetVerified |  | 3 | 13395 | 112.9 | 118.6 | 16 | 0.918 | 3500 | 80
PUBH4V7G | Energy Planning Associates | Envirobrite | FME2535 | Indoor Luminaires | High-Bay | High-Bay Luminaires for Commercial and Industrial Buildings | Standard | FALSE | [9 empty] | 42006 |  |  | NotYetVerified |  | 3 | 22433 | 116 | 193.4 | 15 | 0.925 | 3500 | 80
PMJ195NY | Energy Planning Associates | Envirobrite | FME2535-L | Indoor Luminaires | High-Bay | High-Bay Luminaires for Commercial and Industrial Buildings | Standard | FALSE | [9 empty] | 42006 |  |  | NotYetVerified |  | 3 | 21214 | 109.7 | 193.4 | 15 | 0.925 | 3500 | 80
PM81T296 | Energy Planning Associates | Envirobrite | FME3035 | Indoor Luminaires | High-Bay | High-Bay Luminaires for Commercial and Industrial Buildings | Standard | FALSE | [9 empty] | 42006 |  |  | NotYetVerified |  | 3 | 26790 | 112.9 | 237.2 | 12.7 | 0.944 | 3500 | 80
P8SXS862 | Energy Planning Associates | Envirobrite | FME2035 | Indoor Luminaires | High-Bay | High-Bay Luminaires for Commercial and Industrial Buildings | Standard | FALSE | [9 empty] | 42006 |  |  | NotYetVerified |  | 3 | 17860 | 113 | 158.1 | 12.7 | 0.944 | 3500 | 80
PVWREAZT | Energy Planning Associates | Envirobrite | FME2035-L | Indoor Luminaires | High-Bay | High-Bay Luminaires for Commercial and Industrial Buildings | Standard | FALSE | [9 empty] | 42006 |  |  | NotYetVerified |  | 3 | 16431 | 103.9 | 158.1 | 12.7 | 0.944 | 3500 | 80
PWWXKN9A | Energy Planning Associates | Envirobrite | FME1235 | Indoor Luminaires | High-Bay | High-Bay Luminaires for Commercial and Industrial Buildings | Standard | FALSE | [9 empty] | 42006 |  |  | NotYetVerified |  | 3 | 11826 | 119.5 | 99 | 12.7 | 0.944 | 3500 | 80
PGXTWUA7P | Atlas Lighting Products | Atlas Lighting Products Inc. | ILW76LED8D | Indoor Luminaires | High-Bay | High-Bay Luminaires for Commercial and Industrial Buildings | Premium | TRUE | 10150 | 144.4 | 70.29 | 14.83 | 0.933 | 4507 | 84.4 | 5 | 200000 | 42004 |  |  | Yes | Updated on 12/19/2016 | 3 | 10150 | 144.4 | 70.29 | 14.83 | 0.93 | 4507 | 84.4
PE766BTC | InLine Electrical Resources | IER | IER-HB-120W(4000K) | Indoor Luminaires | High-Bay | High-Bay Luminaires for Commercial and Industrial Buildings | Standard | TRUE | 9710.7 | 82.73 | 117.4 | 9.19 | 0.964 | 4085 | 75.9 | 5 |  | 42003 |  |  | NotYetVerified |  | 3 | 9700 | 85 | 120 |  | 0.9 | 4000 | 70
PH5D85FX | SKC Lighting Co. Ltd. | SKC Lighting | SLHB120UF-060LLC0 | Indoor Luminaires | High-Bay | High-Bay Luminaires for Commercial and Industrial Buildings | Standard | TRUE | 9195 | 77.74 | 118.2 | 18.5 | 0.955 | 2949 | 78.3 | 5 | 50000 | 42003 |  |  | NotYetVerified |  | 3 | 8640 |  | 120 |  | 0.95 | 3000 | 70
P8CHVQBJ | SKC Lighting Co. Ltd. | SKC Lighting | SLHB120UF-110LLC0 | Indoor Luminaires | High-Bay | High-Bay Luminaires for Commercial and Industrial Buildings | Standard | TRUE | 15790.3 | 131.29 | 120.3 | 19.3 | 0.953 | 3052 | 81 | 5 | 50000 | 42003 |  |  | NotYetVerified |  | 3 | 13860 |  | 110 |  | 0.95 | 3000 | 85
PTNK8S9H | The Light Edge Inc. | Blackhawk | BLK4-HO-4-200-XX-MVD-LA-D | Indoor Luminaires | High-Bay | High-Bay Luminaires for Commercial and Industrial Buildings | Standard | TRUE | 20746 | 110.8 | 187.3 | 15.2 | 0.936 | 4086 | 85 | 5 | 68000 | 42003 |  |  | NotYetVerified |  | 3 | 20746 | 110.8 | 187.3 | 15.2 | 0.993 | 4086 | 85
PHVU3BDR | InLine Electrical Resources | IER | IER-HB-80W(4000K) | Indoor Luminaires | High-Bay | Low-Bay Luminaires for Commercial and Industrial Buildings | Standard | TRUE | 7738.1 | 101.63 | 76.14 | 13.94 | 0.9212 | 4005 | 71.3 | 5 |  | 42003 |  |  | NotYetVerified |  | 3 | 7700 | 100 | 80 |  | 0.9 | 4000 | 70
PJAUDQDC | CIXI YUANHUI LIGHTING ELECTRIC CO.LTD | YUANHUI | HP4F100V1(5700K) | Indoor Luminaires | High-Bay | High-Bay Luminaires for Commercial and Industrial Buildings | Standard | TRUE | 12113 | 121.73 | 99.51 | 17.94 | 0.9197 | 5595 | 85.9 | 5 | 50000 | 42003 |  |  | NotYetVerified |  | 3 | 12113 | 121.73 | 99.51 | 17.94 | 0.9197 | 5700 | 85.9
P5D9C1U7 | CIXI YUANHUI LIGHTING ELECTRIC CO.LTD | YUANHUI | HP4F100V1(2700K) | Indoor Luminaires | High-Bay | Low-Bay Luminaires for Commercial and Industrial Buildings | Standard | TRUE | 8310.6 | 85.57 | 97.12 | 16.33 | 0.912 | 2867 | 85.6 | 5 | 50000 | 42003 |  |  | NotYetVerified |  | 3 | 8310.6 | 85.57 | 97.12 | 16.33 | 0.912 | 2700 | 85.6
PS8N6UPS | CIXI YUANHUI LIGHTING ELECTRIC CO.LTD | YUANHUI | HP4C150V1(2700K) | Indoor Luminaires | High-Bay | High-Bay Luminaires for Commercial and Industrial Buildings | Standard | TRUE | 14744 | 98.4 | 149.8 | 17.73 | 0.9082 | 2855 | 84.5 | 5 | 50000 | 42003 |  |  | NotYetVerified |  | 3 | 14744 | 98.4 | 149.8 | 17.73 | 0.9082 | 2700 | 84.5
PV2T89BB | CIXI YUANHUI LIGHTING ELECTRIC CO.LTD | YUANHUI | HP4F120V1(2700K) | Indoor Luminaires | High-Bay | High-Bay Luminaires for Commercial and Industrial Buildings | Standard | TRUE | 10740 | 87.4 | 122.9 | 15.37 | 0.9066 | 2852 | 85.3 | 5 | 50000 | 42003 |  |  | NotYetVerified |  | 3 | 10740 | 87.4 | 122.9 | 15.37 | 0.9066 | 2700 | 85.3
PCDZVFSA | CIXI YUANHUI LIGHTING ELECTRIC CO.LTD | YUANHUI | HP4F150V1(2700K) | Indoor Luminaires | High-Bay | High-Bay Luminaires for Commercial and Industrial Buildings | Standard | TRUE | 12623 | 84.17 | 150 | 15.84 | 0.9022 | 2857 | 84.4 | 5 | 50000 | 42003 |  |  | NotYetVerified |  | 3 | 12623 | 84.17 | 150 | 15.84 | 0.9022 | 2700 | 84.4
P2F1T7TD | The Light Edge Inc. | Blackhawk | BLK12-H0-4-600-XX-MVD-XX-S | Indoor Luminaires | High-Bay | High-Bay Luminaires for Commercial and Industrial Buildings | Standard | FALSE | [9 empty] | 42003 |  |  | NotYetVerified |  | 3 | 72705 | 129.5 | 561.6 | 15.2 | 0.993 | 4086 | 85
PKYSGXK8 | The Light Edge Inc. | Blackhawk | BLK12-H0-4-600-XX-MVD-LA-S | Indoor Luminaires | High-Bay | High-Bay Luminaires for Commercial and Industrial Buildings | Standard | FALSE | [9 empty] | 42003 |  |  | NotYetVerified |  | 3 | 62238 | 110.8 | 561.9 | 15.2 | 0.993 | 4086 | 85
P93WEG6P | The Light Edge Inc. | Blackhawk | BLK8-HO-4-400-XX-MVD-XX-S | Indoor Luminaires | High-Bay | High-Bay Luminaires for Commercial and Industrial Buildings | Standard | FALSE | [9 empty] | 42003 |  |  | NotYetVerified |  | 3 | 48470 | 129.5 | 374.4 | 15.2 | 0.993 | 4086 | 85
PFPQWJKJ | The Light Edge Inc. | Blackhawk | BLK8-HO-4-400-XX-MVD-LA-S | Indoor Luminaires | High-Bay | High-Bay Luminaires for Commercial and Industrial Buildings | Standard | FALSE | [9 empty] | 42003 |  |  | NotYetVerified |  | 3 | 41492 | 110.8 | 374.6 | 15.2 | 0.993 | 4086 | 85
P69JS2JA | The Light Edge Inc. | Blackhawk | BLK4-HO-4-200-XX-MVD-XX-S | Indoor Luminaires | High-Bay | High-Bay Luminaires for Commercial and Industrial Buildings | Standard | FALSE | [9 empty] | 42003 |  |  | NotYetVerified |  | 3 | 24235 | 129.5 | 187.2 | 15.2 | 0.993 | 4086 | 85
PUQ13N2R | The Light Edge Inc. | Blackhawk | BLK4-HO-4-200-XX-MVD-LA-S | Indoor Luminaires | High-Bay | High-Bay Luminaires for Commercial and Industrial Buildings | Standard | FALSE | [9 empty] | 42003 |  |  | NotYetVerified |  | 3 | 20746 | 110.8 | 187.3 | 15.2 | 0.993 | 4086 | 85
P9BC3Q6Y | The Light Edge Inc. | Blackhawk | BLK12-H0-4-600-XX-MVD-XX-D | Indoor Luminaires | High-Bay | High-Bay Luminaires for Commercial and Industrial Buildings | Standard | FALSE | [9 empty] | 42003 |  |  | NotYetVerified |  | 3 | 72705 | 129.5 | 561.6 | 15.2 | 0.993 | 4086 | 85
P98ZV8SN | The Light Edge Inc. | Blackhawk | BLK12-H0-4-600-XX-MVD-LA-D | Indoor Luminaires | High-Bay | High-Bay Luminaires for Commercial and Industrial Buildings | Standard | FALSE | [9 empty] | 42003 |  |  | NotYetVerified |  | 3 | 62238 | 110.8 | 561.9 | 15.2 | 0.993 | 4086 | 85
PTG6U6Z8 | The Light Edge Inc. | Blackhawk | BLK8-HO-4-400-XX-MVD-XX-D | Indoor Luminaires | High-Bay | High-Bay Luminaires for Commercial and Industrial Buildings | Standard | FALSE | [9 empty] | 42003 |  |  | NotYetVerified |  | 3 | 48470 | 129.5 | 374.4 | 15.2 | 0.993 | 4086 | 85
PPM2JXT9 | The Light Edge Inc. | Blackhawk | BLK8-HO-4-400-XX-MVD-LA-D | Indoor Luminaires | High-Bay | High-Bay Luminaires for Commercial and Industrial Buildings | Standard | FALSE | [9 empty] | 42003 |  |  | NotYetVerified |  | 3 | 41492 | 110.8 | 374.6 | 15.2 | 0.993 | 4086 | 85
PJ7SFCYH | The Light Edge Inc. | Blackhawk | BLK4-HO-4-200-XX-MVD-XX-D | Indoor Luminaires | High-Bay | High-Bay Luminaires for Commercial and Industrial Buildings | Standard | FALSE | [9 empty] | 42003 |  |  | NotYetVerified |  | 3 | 24235 | 129.5 | 187.2 | 15.2 | 0.993 | 4086 | 85
PUY6UEXS | SKC Lighting Co. Ltd. | SKC Lighting | SLHB120UF-110V0C0 | Indoor Luminaires | High-Bay | High-Bay Luminaires for Commercial and Industrial Buildings | Standard | FALSE | [9 empty] | 42003 |  |  | NotYetVerified |  | 3 | 16830.2 | 140.91 | 119.4 | 19.3 | 0.95 | 5000 | 83
PPCHZKD9 | SKC Lighting Co. Ltd. | SKC Lighting | SLHB120UF-060V0C0 | Indoor Luminaires | High-Bay | High-Bay Luminaires for Commercial and Industrial Buildings | Standard | FALSE | [9 empty] | 42003 |  |  | NotYetVerified |  | 3 | 11093.6 | 94.35 | 117.6 | 19 | 0.95 | 5000 | 72
P6Z37H22 | SKC Lighting Co. Ltd. | SKC Lighting | SLHB120UF-110WWC0 | Indoor Luminaires | High-Bay | High-Bay Luminaires for Commercial and Industrial Buildings | Standard | FALSE | [9 empty] | 42003 |  |  | NotYetVerified |  | 3 | 16439.3 | 137.86 | 119.2 | 18.6 | 0.95 | 4000 | 82
PUT1W3DR | SKC Lighting Co. Ltd. | SKC Lighting | SLHB120UF-060WWC0 | Indoor Luminaires | High-Bay | High-Bay Luminaires for Commercial and Industrial Buildings | Standard | FALSE | [9 empty] | 42003 |  |  | NotYetVerified |  | 3 | 9818.43 | 82.46 | 119.1 | 18.7 | 0.95 | 4000 | 81
PG8BDKFC | CIXI YUANHUI LIGHTING ELECTRIC CO.LTD | YUANHUI | HP4F150V1(5700K) | Indoor Luminaires | High-Bay | High-Bay Luminaires for Commercial and Industrial Buildings | Standard | FALSE | [9 empty] | 42003 |  |  | NotYetVerified |  | 3 | 15177 | 99.49 | 152.5 | 17.61 | 0.9093 | 5700 | 86.1
PE1AYFNY | CIXI YUANHUI LIGHTING ELECTRIC CO.LTD | YUANHUI | HP4C150V1(5700K) | Indoor Luminaires | High-Bay | High-Bay Luminaires for Commercial and Industrial Buildings | Standard | FALSE | [9 empty] | 42003 |  |  | NotYetVerified |  | 3 | 17740 | 116.44 | 152.3 | 14.8 | 0.9023 | 5700 | 85.4
PVGDWNHJ | CIXI YUANHUI LIGHTING ELECTRIC CO.LTD | YUANHUI | HP4F120V1(5700K) | Indoor Luminaires | High-Bay | High-Bay Luminaires for Commercial and Industrial Buildings | Standard | FALSE | [9 empty] | 42003 |  |  | NotYetVerified |  | 3 | 12698 | 104.25 | 121.8 | 16.02 | 0.9112 | 5700 | 84.2
PUX1FA2V | CIXI YUANHUI LIGHTING ELECTRIC CO.LTD | YUANHUI | HP4F100V1(5000K) | Indoor Luminaires | High-Bay | Low-Bay Luminaires for Commercial and Industrial Buildings | Standard | FALSE | [9 empty] | 42003 |  |  | NotYetVerified |  | 3 | 8310.6 | 85.57 | 97.12 | 16.33 | 0.912 | 5000 | 85.6
PH6R4UNE | CIXI YUANHUI LIGHTING ELECTRIC CO.LTD | YUANHUI | HP4F120V1(5000K) | Indoor Luminaires | High-Bay | High-Bay Luminaires for Commercial and Industrial Buildings | Standard | FALSE | [9 empty] | 42003 |  |  | NotYetVerified |  | 3 | 10740 | 87.4 | 122.9 | 15.37 | 0.9066 | 5000 | 85.3
P7ZB38PA | CIXI YUANHUI LIGHTING ELECTRIC CO.LTD | YUANHUI | HP4C150V1(5000K) | Indoor Luminaires | High-Bay | High-Bay Luminaires for Commercial and Industrial Buildings | Standard | FALSE | [9 empty] | 42003 |  |  | NotYetVerified |  | 3 | 14744 | 98.4 | 149.8 | 17.73 | 0.9082 | 5000 | 84.5
PDNXBV8V | CIXI YUANHUI LIGHTING ELECTRIC CO.LTD | YUANHUI | HP4F150V1(5000K) | Indoor Luminaires | High-Bay | High-Bay Luminaires for Commercial and Industrial Buildings | Standard | FALSE | [9 empty] | 42003 |  |  | NotYetVerified |  | 3 | 12623 | 84.17 | 150 | 15.84 | 0.9022 | 5000 | 84.4
P66FDG5R | CIXI YUANHUI LIGHTING ELECTRIC CO.LTD | YUANHUI | HP4F100V1(4500K) | Indoor Luminaires | High-Bay | Low-Bay Luminaires for Commercial and Industrial Buildings | Standard | FALSE | [9 empty] | 42003 |  |  | NotYetVerified |  | 3 | 8310.6 | 85.57 | 97.12 | 16.33 | 0.912 | 4500 | 85.6
PG6C8MM5 | CIXI YUANHUI LIGHTING ELECTRIC CO.LTD | YUANHUI | HP4F120V1(4500K) | Indoor Luminaires | High-Bay | High-Bay Luminaires for Commercial and Industrial Buildings | Standard | FALSE | [9 empty] | 42003 |  |  | NotYetVerified |  | 3 | 10740 | 87.4 | 122.9 | 15.37 | 0.9066 | 4500 | 85.3
PMYW47VZ | CIXI YUANHUI LIGHTING ELECTRIC CO.LTD | YUANHUI | HP4C150V1(4500K) | Indoor Luminaires | High-Bay | High-Bay Luminaires for Commercial and Industrial Buildings | Standard | FALSE | [9 empty] | 42003 |  |  | NotYetVerified |  | 3 | 14744 | 98.4 | 149.8 | 17.73 | 0.9082 | 4500 | 84.5
PR9PP3VP | CIXI YUANHUI LIGHTING ELECTRIC CO.LTD | YUANHUI | HP4F150V1(4500K) | Indoor Luminaires | High-Bay | High-Bay Luminaires for Commercial and Industrial Buildings | Standard | FALSE | [9 empty] | 42003 |  |  | NotYetVerified |  | 3 | 12623 | 84.17 | 150 | 15.84 | 0.9022 | 4500 | 84.4
PX84MDYP | CIXI YUANHUI LIGHTING ELECTRIC CO.LTD | YUANHUI | HP4F100V1(4000K) | Indoor Luminaires | High-Bay | Low-Bay Luminaires for Commercial and Industrial Buildings | Standard | FALSE | [9 empty] | 42003 |  |  | NotYetVerified |  | 3 | 8310.6 | 85.57 | 97.12 | 16.33 | 0.912 | 4000 | 85.6
PDU2GFE5 | CIXI YUANHUI LIGHTING ELECTRIC CO.LTD | YUANHUI | HP4F120V1(4000K) | Indoor Luminaires | High-Bay | High-Bay Luminaires for Commercial and Industrial Buildings | Standard | FALSE | [9 empty] | 42003 |  |  | NotYetVerified |  | 3 | 10740 | 87.4 | 122.9 | 15.37 | 0.9066 | 4000 | 85.3
PUW75JUT | CIXI YUANHUI LIGHTING ELECTRIC CO.LTD | YUANHUI | HP4C150V1(4000K) | Indoor Luminaires | High-Bay | High-Bay Luminaires for Commercial and Industrial Buildings | Standard | FALSE | [9 empty] | 42003 |  |  | NotYetVerified |  | 3 | 14744 | 98.4 | 149.8 | 17.73 | 0.9082 | 4000 | 84.5
PBE7FHTP | CIXI YUANHUI LIGHTING ELECTRIC CO.LTD | YUANHUI | HP4F150V1(4000K) | Indoor Luminaires | High-Bay | High-Bay Luminaires for Commercial and Industrial Buildings | Standard | FALSE | [9 empty] | 42003 |  |  | NotYetVerified |  | 3 | 12623 | 84.17 | 150 | 15.84 | 0.9022 | 4000 | 84.4
PCD99WC9 | CIXI YUANHUI LIGHTING ELECTRIC CO.LTD | YUANHUI | HP4F100V1(3500K) | Indoor Luminaires | High-Bay | Low-Bay Luminaires for Commercial and Industrial Buildings | Standard | FALSE | [9 empty] | 42003 |  |  | NotYetVerified |  | 3 | 8310.6 | 85.57 | 97.12 | 16.33 | 0.912 | 3500 | 85.6
P8RC1PXZ | CIXI YUANHUI LIGHTING ELECTRIC CO.LTD | YUANHUI | HP4F120V1(3500K) | Indoor Luminaires | High-Bay | High-Bay Luminaires for Commercial and Industrial Buildings | Standard | FALSE | [9 empty] | 42003 |  |  | NotYetVerified |  | 3 | 10740 | 87.4 | 122.9 | 15.37 | 0.9066 | 3500 | 85.3
P6M9WJSZ | CIXI YUANHUI LIGHTING ELECTRIC CO.LTD | YUANHUI | HP4C150V1(3500K) | Indoor Luminaires | High-Bay | High-Bay Luminaires for Commercial and Industrial Buildings | Standard | FALSE | [9 empty] | 42003 |  |  | NotYetVerified |  | 3 | 14744 | 98.4 | 149.8 | 17.73 | 0.9082 | 3500 | 84.5
P3RF42E1 | CIXI YUANHUI LIGHTING ELECTRIC CO.LTD | YUANHUI | HP4F150V1(3500K) | Indoor Luminaires | High-Bay | High-Bay Luminaires for Commercial and Industrial Buildings | Standard | FALSE | [9 empty] | 42003 |  |  | NotYetVerified |  | 3 | 12623 | 84.17 | 150 | 15.84 | 0.9022 | 3500 | 84.4
PNRBJ486 | CIXI YUANHUI LIGHTING ELECTRIC CO.LTD | YUANHUI | HP4F100V1(3000K) | Indoor Luminaires | High-Bay | Low-Bay Luminaires for Commercial and Industrial Buildings | Standard | FALSE | [9 empty] | 42003 |  |  | NotYetVerified |  | 3 | 8310.6 | 85.57 | 97.12 | 16.33 | 0.912 | 3000 | 85.6
P93Q88WN | CIXI YUANHUI LIGHTING ELECTRIC CO.LTD | YUANHUI | HP4F120V1(3000K) | Indoor Luminaires | High-Bay | High-Bay Luminaires for Commercial and Industrial Buildings | Standard | FALSE | [9 empty] | 42003 |  |  | NotYetVerified |  | 3 | 10740 | 87.4 | 122.9 | 15.37 | 0.9066 | 3000 | 85.3
PG1136G2 | CIXI YUANHUI LIGHTING ELECTRIC CO.LTD | YUANHUI | HP4C150V1(3000K) | Indoor Luminaires | High-Bay | High-Bay Luminaires for Commercial and Industrial Buildings | Standard | FALSE | [9 empty] | 42003 |  |  | NotYetVerified |  | 3 | 14744 | 98.4 | 149.8 | 17.73 | 0.9082 | 3000 | 84.5
P385SU9A | CIXI YUANHUI LIGHTING ELECTRIC CO.LTD | YUANHUI | HP4F150V1(3000K) | Indoor Luminaires | High-Bay | High-Bay Luminaires for Commercial and Industrial Buildings | Standard | FALSE | [9 empty] | 42003 |  |  | NotYetVerified |  | 3 | 12623 | 84.17 | 150 | 15.84 | 0.9022 | 3000 | 84.4
P81JF541 | InLine Electrical Resources | IER | IER-HB-120W(5700K) | Indoor Luminaires | High-Bay | High-Bay Luminaires for Commercial and Industrial Buildings | Standard | FALSE | [9 empty] | 42003 | Not Dimmable | Not Dimmable | NotYetVerified |  | 3 | 10100 | 85 | 120 |  | 0.9 | 5700 | 70
PT228RY2 | InLine Electrical Resources | IER | IER-HB-80W(5700K) | Indoor Luminaires | High-Bay | Low-Bay Luminaires for Commercial and Industrial Buildings | Standard | FALSE | [9 empty] | 42003 | Not Dimmable | Not Dimmable | NotYetVerified |  | 3 | 7900 | 103 | 80 |  | 0.9 | 5700 | 70
PNWTJE1U | InLine Electrical Resources | IER | IER-HB-120W(5000K) | Indoor Luminaires | High-Bay | High-Bay Luminaires for Commercial and Industrial Buildings | Standard | FALSE | [9 empty] | 42003 | Not Dimmable | Not Dimmable | NotYetVerified |  | 3 | 9700 | 85 | 120 |  | 0.9 | 5000 | 70
PXP3DEJC | InLine Electrical Resources | IER | IER-HB-80W(5000K) | Indoor Luminaires | High-Bay | Low-Bay Luminaires for Commercial and Industrial Buildings | Standard | FALSE | [9 empty] | 42003 | Not Dimmable | Not Dimmable | NotYetVerified |  | 3 | 7700 | 100 | 80 |  | 0.9 | 5000 | 70
PQNN1R16 | InLine Electrical Resources | IER | IER-HB-120W(4500K) | Indoor Luminaires | High-Bay | High-Bay Luminaires for Commercial and Industrial Buildings | Standard | FALSE | [9 empty] | 42003 | Not Dimmable | Not Dimmable | NotYetVerified |  | 3 | 9700 | 85 | 120 |  | 0.9 | 4500 | 70
PQFQVZSC | InLine Electrical Resources | IER | IER-HB-80W(4500K) | Indoor Luminaires | High-Bay | Low-Bay Luminaires for Commercial and Industrial Buildings | Standard | FALSE | [9 empty] | 42003 | Not Dimmable | Not Dimmable | NotYetVerified |  | 3 | 7700 | 100 | 80 |  | 0.9 | 4500 | 70
PE327DN7 | Core Products Canada Ltd. | Core Products | VP-4848 4000K | Indoor Luminaires | High-Bay | Low-Bay Luminaires for Commercial and Industrial Buildings | Standard | TRUE | 4604.3 | 100.91 | 45.63 | 13.42 | 0.9051 | 4038 | 85.8 | 5 | 50000 | 41996 |  |  | NotYetVerified |  | 3 | [5 empty] | 4000
PW3G62Y4 | Core Products Canada Ltd. | Core Products | VP-4848 5000K | Indoor Luminaires | High-Bay | Low-Bay Luminaires for Commercial and Industrial Buildings | Standard | FALSE | [9 empty] | 41996 |  |  | NotYetVerified |  | 3 | 4870 | 104.69 | 46.52 | 13.98 | 0.9011 | 5000 | 82.2
PKVK8WTJ | Core Products Canada Ltd. | Core Products | VP-4848 4500K | Indoor Luminaires | High-Bay | Low-Bay Luminaires for Commercial and Industrial Buildings | Standard | FALSE | [9 empty] | 41996 |  |  | NotYetVerified |  | 3 | 4604.3 | 100.91 | 45.63 | 13.42 | 0.9051 | 4500 | 85.8
PA7PUWVQ | ProLumin Lighting LLC | ProLumin | PL-BAY-120W-WW-AN | Indoor Luminaires | High-Bay | High-Bay Luminaires for Commercial and Industrial Buildings | Standard | TRUE | 10968 | 92.56 | 118.5 | 16.31 | 0.942 | 3041 | 81.4 | 5 | 35000 | 41995 |  |  | NotYetVerified |  | 3 | 10500 | 87.5 | 120 | 20 | 0.99 | 3000 | 80
PSUJR2JH | Shanghai Sheenly Lighting Co. Ltd. | SHEENLY | SL-BAY-120W-WW-AN (120Â° beam angle) | Indoor Luminaires | High-Bay | High-Bay Luminaires for Commercial and Industrial Buildings | Standard | TRUE | 10968 | 92.56 | 118.5 | 16.31 | 0.942 | 3041 | 81.4 | 5 | 50000 | 41995 |  |  | NotYetVerified |  | 3 | 10500 | 87.5 | 120 | 20 | 0.99 | 3000 | 80
PDFU8BAW | Dongguan Sense Lighting Technology Co. Ltd. | sensetechlight | SE-HBAL-150D01 | Indoor Luminaires | High-Bay | High-Bay Luminaires for Commercial and Industrial Buildings | Standard | TRUE | 14478 | 95.24 | 152.01 | 11.82 | 0.937 | 5024 | 83.7 | 5 | 50000 | 41995 |  |  | NotYetVerified |  | 3 | 15000 | 95 | 150 | 20 | 0.95 | 5000 | 80
P3HXD1K7 | Dongguan Sense Lighting Technology Co. Ltd. | sensetechlight | SE-HBAL-200D01 | Indoor Luminaires | High-Bay | High-Bay Luminaires for Commercial and Industrial Buildings | Standard | TRUE | 19218 | 94.92 | 202.46 | 9.76 | 0.92 | 4977 | 84.3 | 5 | 50000 | 41995 |  |  | NotYetVerified |  | 3 | 20000 | 95 | 200 | 20 | 0.95 | 5000 | 80
PMF9TR26 | ProLumin Lighting LLC | ProLumin | PL-BAY-200W-WW-AN | Indoor Luminaires | High-Bay | High-Bay Luminaires for Commercial and Industrial Buildings | Standard | TRUE | 17263 | 86.32 | 200 | 15.28 | 0.909 | 3055 | 81.4 | 5 | 35000 | 41995 |  |  | NotYetVerified |  | 3 | 17000 | 85 | 200 | 20 | 0.99 | 3000 | 80
PWDM7MXA | Shanghai Sheenly Lighting Co. Ltd. | SHEENLY | SL-BAY-200W-WW-AN (120Â° beam angle) | Indoor Luminaires | High-Bay | High-Bay Luminaires for Commercial and Industrial Buildings | Standard | TRUE | 17263 | 86.32 | 200 | 15.28 | 0.909 | 3055 | 81.4 | 5 | 50000 | 41995 |  |  | NotYetVerified |  | 3 | 17000 | 85 | 200 | 20 | 0.99 | 3000 | 80
PMHJE3KJ | ProLumin Lighting LLC | ProLumin | PL-BAY-200W-PW-AN | Indoor Luminaires | High-Bay | High-Bay Luminaires for Commercial and Industrial Buildings | Standard | FALSE | [9 empty] | 41995 |  |  | NotYetVerified |  | 3 | 19000 | 95 | 200 | 20 | 0.99 | 5700 | 80
PHG4V2BS | ProLumin Lighting LLC | ProLumin | PL-BAY-120W-PW-AN | Indoor Luminaires | High-Bay | High-Bay Luminaires for Commercial and Industrial Buildings | Standard | FALSE | [9 empty] | 41995 |  |  | NotYetVerified |  | 3 | 11500 | 95.8 | 120 | 20 | 0.99 | 5700 | 80
PUBDFM5C | ProLumin Lighting LLC | ProLumin | PL-BAY-200W-NW-AN | Indoor Luminaires | High-Bay | High-Bay Luminaires for Commercial and Industrial Buildings | Standard | FALSE | [9 empty] | 41995 |  |  | NotYetVerified |  | 3 | 19000 | 95 | 200 | 20 | 0.99 | 4000 | 80
P1QB8EK4 | ProLumin Lighting LLC | ProLumin | PL-BAY-120W-NW-AN | Indoor Luminaires | High-Bay | High-Bay Luminaires for Commercial and Industrial Buildings | Standard | FALSE | [9 empty] | 41995 |  |  | NotYetVerified |  | 3 | 11500 | 95.8 | 120 | 20 | 0.99 | 4000 | 80
PFZESR3M | Shanghai Sheenly Lighting Co. Ltd. | SHEENLY | SL-BAY-200W-PW-AN (120Â° beam angle) | Indoor Luminaires | High-Bay | High-Bay Luminaires for Commercial and Industrial Buildings | Standard | FALSE | [9 empty] | 41995 |  |  | NotYetVerified |  | 3 | 19000 | 95 | 200 | 20 | 0.99 | 5700 | 80
PT95X8DN | Shanghai Sheenly Lighting Co. Ltd. | SHEENLY | SL-BAY-120W-PW-AN (120Â° beam angle) | Indoor Luminaires | High-Bay | High-Bay Luminaires for Commercial and Industrial Buildings | Standard | FALSE | [9 empty] | 41995 |  |  | NotYetVerified |  | 3 | 11500 | 95.8 | 120 | 20 | 0.99 | 5700 | 80
PRHFTB43 | Shanghai Sheenly Lighting Co. Ltd. | SHEENLY | SL-BAY-200W-DW-AN (120Â° beam angle) | Indoor Luminaires | High-Bay | High-Bay Luminaires for Commercial and Industrial Buildings | Standard | FALSE | [9 empty] | 41995 |  |  | NotYetVerified |  | 3 | 19000 | 95 | 200 | 20 | 0.99 | 5000 | 80
PN44ZCRJ | Shanghai Sheenly Lighting Co. Ltd. | SHEENLY | SL-BAY-120W-DW-AN (120Â° beam angle) | Indoor Luminaires | High-Bay | High-Bay Luminaires for Commercial and Industrial Buildings | Standard | FALSE | [9 empty] | 41995 |  |  | NotYetVerified |  | 3 | 11500 | 95.8 | 120 | 20 | 0.99 | 5000 | 80
PBEVEJRM | Shanghai Sheenly Lighting Co. Ltd. | SHEENLY | SL-BAY-200W-NW-AN (120Â° beam angle) | Indoor Luminaires | High-Bay | High-Bay Luminaires for Commercial and Industrial Buildings | Standard | FALSE | [9 empty] | 41995 |  |  | NotYetVerified |  | 3 | 19000 | 95 | 200 | 20 | 0.99 | 4000 | 80
PQ5VDBCJ | Shanghai Sheenly Lighting Co. Ltd. | SHEENLY | SL-BAY-120W-NW-AN (120Â° beam angle) | Indoor Luminaires | High-Bay | High-Bay Luminaires for Commercial and Industrial Buildings | Standard | FALSE | [9 empty] | 41995 |  |  | NotYetVerified |  | 3 | 11500 | 95.8 | 120 | 20 | 0.99 | 4000 | 80
P55N8KUW | EcoGEN a Division of ADH Supply Chain Solutions Inc. | EcoGen | 360-EG-SP-2025-100W-3000K-170D-MVOLT | Indoor Luminaires | High-Bay | Low-Bay Luminaires for Commercial and Industrial Buildings | Standard | TRUE | 4882 | 85.71 | 56.96 | 14.85 | 0.9631 | 3186 | 73 | 5 |  | 41992 |  |  | NotYetVerified |  | 3 | 4882 |  | 60 |  |  | 3000
P1SJXYKB | DECO Lighting | DECO Lighting | DHLE-LED-150-35-UNV | Indoor Luminaires | High-Bay | High-Bay Luminaires for Commercial and Industrial Buildings | Standard | TRUE | 14024.3 | 93.6 | 149.9 | 11.31 | 0.954 | 3332 | 87 | 5 | 50000 | 41992 |  |  | NotYetVerified |  | 3 | 14400 | 96 | 150 |  |  | 3500
P95943TP | DECO Lighting | DECO Lighting | DHLE-LED-240-35-UNV | Indoor Luminaires | High-Bay | High-Bay Luminaires for Commercial and Industrial Buildings | Standard | TRUE | 23251.7 | 91.4 | 254.4 | 8.76 | 0.9452 | 3369 | 85.8 | 5 | 50000 | 41992 |  |  | NotYetVerified |  | 3 | 23251.7 | 91.4 | 254.4 | 4.79 | 0.9961 | 3369 | 85.8
PZSC87DX | EcoGEN a Division of ADH Supply Chain Solutions Inc. | EcoGen | 360-EG-SP-2025-60W-3000K-170D-MVOLT | Indoor Luminaires | High-Bay | Low-Bay Luminaires for Commercial and Industrial Buildings | Standard | TRUE | 8494 | 85.94 | 98.84 | 14.61 | 0.9371 | 3206 | 73 | 5 |  | 41992 |  |  | NotYetVerified |  | 3 | 8494 |  | 100 |  |  | 3000
P35BNXCX | DECO Lighting | DECO Lighting | DHLE-LED-120-35-UNV | Indoor Luminaires | High-Bay | High-Bay Luminaires for Commercial and Industrial Buildings | Standard | TRUE | 10826.5 | 88.8 | 120.5 | 14.36 | 0.9339 | 3333 | 86.8 | 5 | 50000 | 41992 |  |  | NotYetVerified |  | 3 | 11000 | 92 | 120 |  |  | 3500
P6RWNW93 | DECO Lighting | DECO Lighting | DHLE-LED-200-35-UNV | Indoor Luminaires | High-Bay | High-Bay Luminaires for Commercial and Industrial Buildings | Standard | TRUE | 18628.5 | 92 | 202.5 | 9.49 | 0.9339 | 3340 | 87 | 5 | 50000 | 41992 |  |  | NotYetVerified |  | 3 | 19300 | 95 | 205 |  |  | 3500
PCFA1VMU | PACLIGHTS LLC | PacLights | FCN60 | Indoor Luminaires | High-Bay | Low-Bay Luminaires for Commercial and Industrial Buildings | Standard | TRUE | 5972.4 | 105.28 | 56.73 | 17.74 | 0.911 | 5622 | 71.6 | 5 | 50000 | 41992 |  |  | NotYetVerified |  | 3 | 6000 | 100 | 60 |  | 0.986 | 5700 | 70
PBYJBMJD | DECO Lighting | DECO Lighting | DHLE-LED-240-50-UNV | Indoor Luminaires | High-Bay | High-Bay Luminaires for Commercial and Industrial Buildings | Standard | FALSE | [9 empty] | 41992 |  |  | NotYetVerified |  | 3 | 24500 | 102 | 240 | 20 | 0.9 | 5000 | 80
PP2Z93V6 | DECO Lighting | DECO Lighting | DHLE-LED-200-50-UNV | Indoor Luminaires | High-Bay | High-Bay Luminaires for Commercial and Industrial Buildings | Standard | FALSE | [9 empty] | 41992 |  |  | NotYetVerified |  | 3 | 20700 | 102 | 205 |  |  | 5000
PYXJ151A | DECO Lighting | DECO Lighting | DHLE-LED-150-50-UNV | Indoor Luminaires | High-Bay | High-Bay Luminaires for Commercial and Industrial Buildings | Standard | FALSE | [9 empty] | 41992 |  |  | NotYetVerified |  | 3 | 15900 | 106 | 150 |  |  | 5000
PBT1VWTJ | DECO Lighting | DECO Lighting | DHLE-LED-120-50-UNV | Indoor Luminaires | High-Bay | High-Bay Luminaires for Commercial and Industrial Buildings | Standard | FALSE | [9 empty] | 41992 |  |  | NotYetVerified |  | 3 | 12240 | 102 | 120 |  |  | 5000
P5S512H5 | DECO Lighting | DECO Lighting | DHLE-LED-240-40-UNV | Indoor Luminaires | High-Bay | High-Bay Luminaires for Commercial and Industrial Buildings | Standard | FALSE | [9 empty] | 41992 |  |  | NotYetVerified |  | 3 | 23900 | 99 | 240 | 20 | 0.9 | 4000 | 80
PW24H4UB | DECO Lighting | DECO Lighting | DHLE-LED-200-40-UNV | Indoor Luminaires | High-Bay | High-Bay Luminaires for Commercial and Industrial Buildings | Standard | FALSE | [9 empty] | 41992 |  |  | NotYetVerified |  | 3 | 20100 | 99 | 205 |  |  | 4000
PZ9CJUXD | DECO Lighting | DECO Lighting | DHLE-LED-150-40-UNV | Indoor Luminaires | High-Bay | High-Bay Luminaires for Commercial and Industrial Buildings | Standard | FALSE | [9 empty] | 41992 |  |  | NotYetVerified |  | 3 | 15000 | 100 | 150 |  |  | 4000
PV88HPRW | DECO Lighting | DECO Lighting | DHLE-LED-120-40-UNV | Indoor Luminaires | High-Bay | High-Bay Luminaires for Commercial and Industrial Buildings | Standard | FALSE | [9 empty] | 41992 |  |  | NotYetVerified |  | 3 | 11520 | 96 | 120 |  |  | 4000
PSQWCRJV | Gielight Co. Ltd | Gielight | GL-C-H200W | Indoor Luminaires | High-Bay | High-Bay Luminaires for Commercial and Industrial Buildings | Standard | TRUE | 15267.8 | 78.05 | 195.61 | 10.56 | 0.922 | 2994 | 81.7 | 5 | 50000 | 41991 |  |  | NotYetVerified |  | 3 | 15000 | 80.4 | 200 | 20 | 0.97 | 3000 | 72
PWRD9HGB | Gielight Co. Ltd | Gielight | GL-C-H150W | Indoor Luminaires | High-Bay | High-Bay Luminaires for Commercial and Industrial Buildings | Standard | TRUE | 11326.1 | 78.47 | 144.33 | 14.93 | 0.91 | 2946 | 81.3 | 5 | 50000 | 41991 |  |  | NotYetVerified |  | 3 | 11000 | 86.2 | 150 | 20 | 0.97 | 3000 | 72
PNH1R1NJ | Gielight Co. Ltd | Gielight | GL-C-H120W | Indoor Luminaires | High-Bay | High-Bay Luminaires for Commercial and Industrial Buildings | Standard | TRUE | 9169.5 | 79.38 | 115.52 | 16.2 | 0.907 | 2934 | 81.9 | 5 | 50000 | 41991 |  |  | NotYetVerified |  | 3 | 9100 | 85.7 | 120 | 20 | 0.97 | 3000 | 72
PK29F6FK | Gielight Co. Ltd | Gielight | GL-C-H200P-A | Indoor Luminaires | High-Bay | High-Bay Luminaires for Commercial and Industrial Buildings | Standard | FALSE | [9 empty] | 41991 |  |  | NotYetVerified |  | 3 | 15000 | 80.4 | 200 | 20 | 0.97 | 5000 | 72
PMTFRG2N | Gielight Co. Ltd | Gielight | GL-C-H150P-A | Indoor Luminaires | High-Bay | High-Bay Luminaires for Commercial and Industrial Buildings | Standard | FALSE | [9 empty] | 41991 |  |  | NotYetVerified |  | 3 | 11000 | 86.2 | 150 | 20 | 0.97 | 5000 | 72
PRUYMXA7 | Gielight Co. Ltd | Gielight | GL-C-H120P-A | Indoor Luminaires | High-Bay | High-Bay Luminaires for Commercial and Industrial Buildings | Standard | FALSE | [9 empty] | 41991 |  |  | NotYetVerified |  | 3 | 9100 | 85.7 | 120 | 20 | 0.97 | 5000 | 72
PTNPDGU5 | Gielight Co. Ltd | Gielight | GL-C-H200P | Indoor Luminaires | High-Bay | High-Bay Luminaires for Commercial and Industrial Buildings | Standard | FALSE | [9 empty] | 41991 |  |  | NotYetVerified |  | 3 | 15000 | 80.4 | 200 | 20 | 0.97 | 5000 | 72
PCT7MC2A | Gielight Co. Ltd | Gielight | GL-C-H150P | Indoor Luminaires | High-Bay | High-Bay Luminaires for Commercial and Industrial Buildings | Standard | FALSE | [9 empty] | 41991 |  |  | NotYetVerified |  | 3 | 11000 | 86.2 | 150 | 20 | 0.97 | 5000 | 72
P235FF17 | Gielight Co. Ltd | Gielight | GL-C-H120P | Indoor Luminaires | High-Bay | High-Bay Luminaires for Commercial and Industrial Buildings | Standard | FALSE | [9 empty] | 41991 |  |  | NotYetVerified |  | 3 | 9100 | 85.7 | 120 | 20 | 0.97 | 5000 | 72
PHG4T19Z | Gielight Co. Ltd | Gielight | GL-C-H200N-A | Indoor Luminaires | High-Bay | High-Bay Luminaires for Commercial and Industrial Buildings | Standard | FALSE | [9 empty] | 41991 |  |  | NotYetVerified |  | 3 | 15000 | 80.4 | 200 | 20 | 0.97 | 4000 | 72
P36QNHTC | Gielight Co. Ltd | Gielight | GL-C-H150N-A | Indoor Luminaires | High-Bay | High-Bay Luminaires for Commercial and Industrial Buildings | Standard | FALSE | [9 empty] | 41991 |  |  | NotYetVerified |  | 3 | 11000 | 86.2 | 150 | 20 | 0.97 | 4000 | 72
PA1569YR | Gielight Co. Ltd | Gielight | GL-C-H120N-A | Indoor Luminaires | High-Bay | High-Bay Luminaires for Commercial and Industrial Buildings | Standard | FALSE | [9 empty] | 41991 |  |  | NotYetVerified |  | 3 | 9100 | 85.7 | 120 | 20 | 0.97 | 4000 | 72
PZKKAARF | Gielight Co. Ltd | Gielight | GL-C-H200N | Indoor Luminaires | High-Bay | High-Bay Luminaires for Commercial and Industrial Buildings | Standard | FALSE | [9 empty] | 41991 |  |  | NotYetVerified |  | 3 | 15000 | 80.4 | 200 | 20 | 0.97 | 4000 | 72
P1BE1KFJ | Gielight Co. Ltd | Gielight | GL-C-H150N | Indoor Luminaires | High-Bay | High-Bay Luminaires for Commercial and Industrial Buildings | Standard | FALSE | [9 empty] | 41991 |  |  | NotYetVerified |  | 3 | 11000 | 86.2 | 150 | 20 | 0.97 | 4000 | 72
P6P91EC3 | Gielight Co. Ltd | Gielight | GL-C-H120N | Indoor Luminaires | High-Bay | High-Bay Luminaires for Commercial and Industrial Buildings | Standard | FALSE | [9 empty] | 41991 |  |  | NotYetVerified |  | 3 | 9100 | 85.7 | 120 | 20 | 0.97 | 4000 | 72
PXD5FQNK | Gielight Co. Ltd | Gielight | GL-C-H200W-A | Indoor Luminaires | High-Bay | High-Bay Luminaires for Commercial and Industrial Buildings | Standard | FALSE | [9 empty] | 41991 |  |  | NotYetVerified |  | 3 | 15000 | 80.4 | 200 | 20 | 0.97 | 3000 | 72
P3ZKDCAK | Gielight Co. Ltd | Gielight | GL-C-H150W-A | Indoor Luminaires | High-Bay | High-Bay Luminaires for Commercial and Industrial Buildings | Standard | FALSE | [9 empty] | 41991 |  |  | NotYetVerified |  | 3 | 11000 | 86.2 | 150 | 20 | 0.97 | 3000 | 72
PFZPBXF1 | Gielight Co. Ltd | Gielight | GL-C-H120W-A | Indoor Luminaires | High-Bay | High-Bay Luminaires for Commercial and Industrial Buildings | Standard | FALSE | [9 empty] | 41991 |  |  | NotYetVerified |  | 3 | 9100 | 85.7 | 120 | 20 | 0.97 | 3000 | 72
PKB3MPC5 | Dongguan Sense Lighting Technology Co. Ltd. | sensetechlight | SE-HBAL-120D01 | Indoor Luminaires | High-Bay | High-Bay Luminaires for Commercial and Industrial Buildings | Standard | TRUE | 11771 | 96.99 | 121.36 | 10.27 | 0.943 | 4946 | 84 | 5 | 50000 | 41990 |  |  | NotYetVerified |  | 3 | 11000 | 95 | 120 | 20 | 0.95 | 5000 | 80
P2FMDQHC8 | Dongguan Sense Lighting Technology Co. Ltd. | sensetechlight | SE-HBAL-250D01 | Indoor Luminaires | High-Bay | High-Bay Luminaires for Commercial and Industrial Buildings | Standard | TRUE | 23874.13 | 96.32 | 248.1 | 7.91 | 0.943 | 5048 | 84.7 | 5 | 50000 | 41990 |  |  | NotYetVerified | 60 Degree Beam Angle Only | 3 |  | 80 | 250 | 20 | 0.95 | 5000 | 80
PZPXQ9ZK | Dongguan Sense Lighting Technology Co. Ltd. | sensetechlight | SE-HBAL-080D01 | Indoor Luminaires | High-Bay | Low-Bay Luminaires for Commercial and Industrial Buildings | Standard | TRUE | 8053.8 | 92.7 | 86.88 | 8.55 | 0.939 | 4958 | 84.2 | 5 | 50000 | 41990 |  |  | NotYetVerified |  | 3 | 8000 | 95 | 80 | 20 | 0.95 | 5000 | 80
PXFXK6SU | SUZHOU JOLIGHTING CO.LTD | jolighting | JR-GK03100-C-200W 4000K | Indoor Luminaires | High-Bay | High-Bay Luminaires for Commercial and Industrial Buildings | Standard | TRUE | 16397.8 | 87.97 | 186.41 | 11.98 | 0.935 | 3842 | 71.6 | 5 | 50000 | 41990 |  |  | NotYetVerified |  | 3 | 16397 | 87 | 200 | 10 | 0.99 | 4000 | 70
PQKTQS95 | LIFELIGHTING CO.LTD | LIFELIGHTING | LFH-200_4000K | Indoor Luminaires | High-Bay | High-Bay Luminaires for Commercial and Industrial Buildings | Standard | TRUE | 17780.17 | 85.19 | 205.7 | 7.64 | 0.93 | 4050 | 73.6 | 5 | 35000 | 41990 |  |  | NotYetVerified |  | 3 | 17780.17 | 85.19 | 208.71 | 7.64 | 0.996 | 4050 | 74
PDQPEHRM | SUZHOU JOLIGHTING CO.LTD | jolighting | JR-GK03100-A-100W 4000K | Indoor Luminaires | High-Bay | Low-Bay Luminaires for Commercial and Industrial Buildings | Standard | TRUE | 8390.4 | 89.04 | 94.23 | 15.08 | 0.929 | 3875 | 71.5 | 5 | 50000 | 41990 |  |  | NotYetVerified |  | 3 | 8390 | 89 | 100 | 10 | 0.99 | 4000 | 70
P42FH6SK | DONGGUAN THAILIGHT SEMICONDUCTOR LIGHTING CO.LTD. | Thailight | TLHBB1003YYZZ | Indoor Luminaires | High-Bay | High-Bay Luminaires for Commercial and Industrial Buildings | Standard | TRUE | 9132.9 | 98.77 | 92.47 | 14.81 | 0.9288 | 2969 | 83.3 | 5 | 50000 | 41990 |  |  | NotYetVerified |  | 3 | 9132.9 | 98.77 | 92.47 | 14.81 | 0.9288 | 3000 | 83.3
PTVZHQ13 | DONGGUAN THAILIGHT SEMICONDUCTOR LIGHTING CO.LTD. | Thailight | TLHBB2103YYZZ | Indoor Luminaires | High-Bay | High-Bay Luminaires for Commercial and Industrial Buildings | Standard | TRUE | 20366 | 96.72 | 210.6 | 13.66 | 0.9193 | 3009 | 83.7 | 5 | 50000 | 41990 |  |  | NotYetVerified |  | 3 | 20366 | 96.72 | 210.6 | 13.66 | 0.9193 | 3000 | 83.7
PFPQM6BB | DONGGUAN THAILIGHT SEMICONDUCTOR LIGHTING CO.LTD. | Thailight | TLHBB1503YYZZ | Indoor Luminaires | High-Bay | High-Bay Luminaires for Commercial and Industrial Buildings | Standard | TRUE | 15460.3 | 106.04 | 145.8 | 13.58 | 0.9188 | 2994 | 83.9 | 5 | 50000 | 41990 |  |  | NotYetVerified |  | 3 | 15876 | 109.36 | 145.2 | 13.58 | 0.9188 | 3000 | 84.2
P7RJVKE3 | SUZHOU JOLIGHTING CO.LTD | jolighting | JR-GK03100-B-150W 4000K | Indoor Luminaires | High-Bay | High-Bay Luminaires for Commercial and Industrial Buildings | Standard | TRUE | 11697.8 | 87.42 | 133.81 | 14.42 | 0.917 | 3864 | 71.7 | 5 | 50000 | 41990 |  |  | NotYetVerified |  | 3 | 11697 | 87 | 136 | 10 | 0.99 | 4000 | 70
PCDSJBY2 | DONGGUAN THAILIGHT SEMICONDUCTOR LIGHTING CO.LTD. | Thailight | TLHBB1003HYYZZ | Indoor Luminaires | High-Bay | High-Bay Luminaires for Commercial and Industrial Buildings | Standard | TRUE | 9257.5 | 99.72 | 92.84 | 16.12 | 0.9106 | 2981 | 83.1 | 5 | 50000 | 41990 |  |  | NotYetVerified | 277-480V | 3 | 9257.5 | 99.72 | 92.84 | 16.12 | 0.9106 | 3000 | 83
PYCERXG1 | DONGGUAN THAILIGHT SEMICONDUCTOR LIGHTING CO.LTD. | Thailight | TLHBB1503HYYZZ | Indoor Luminaires | High-Bay | High-Bay Luminaires for Commercial and Industrial Buildings | Standard | TRUE | 14521 | 102.04 | 142.3 | 16.81 | 0.9026 | 2985 | 83.9 | 5 | 50000 | 41990 |  |  | NotYetVerified | 277-480V | 3 | 15555 | 111.66 | 139.3 | 16.21 | 0.9026 | 3000 | 84.3
PE682WFM | LIFELIGHTING CO.LTD | LIFELIGHTING | LFH-200_5700K | Indoor Luminaires | High-Bay | High-Bay Luminaires for Commercial and Industrial Buildings | Standard | FALSE | [9 empty] | 41990 |  |  | NotYetVerified |  | 3 | 17000 | 85 | 200 | 7.64 | 0.996 | 5700 | 74
P5WNRH2B | LIFELIGHTING CO.LTD | LIFELIGHTING | LFH-200_5000K | Indoor Luminaires | High-Bay | High-Bay Luminaires for Commercial and Industrial Buildings | Standard | FALSE | [9 empty] | 41990 |  |  | NotYetVerified |  | 3 | 17000 | 85 | 200 | 7.64 | 0.996 | 5000 | 74
PK56YA3Z | LIFELIGHTING CO.LTD | LIFELIGHTING | LFH-200_4500K | Indoor Luminaires | High-Bay | High-Bay Luminaires for Commercial and Industrial Buildings | Standard | FALSE | [9 empty] | 41990 |  |  | NotYetVerified |  | 3 | 17000 | 85 | 200 | 7.64 | 0.996 | 4500 | 74
PKSB71ND | DONGGUAN THAILIGHT SEMICONDUCTOR LIGHTING CO.LTD. | Thailight | TLHBB1005HYYZZ | Indoor Luminaires | High-Bay | High-Bay Luminaires for Commercial and Industrial Buildings | Standard | FALSE | [9 empty] | 41990 |  |  | NotYetVerified | 277-480V | 3 | 9989 | 106.96 | 93.39 | 15.77 | 0.9029 | 5000 | 83.7
PFPT33RU | DONGGUAN THAILIGHT SEMICONDUCTOR LIGHTING CO.LTD. | Thailight | TLHBB1505HYYZZ | Indoor Luminaires | High-Bay | High-Bay Luminaires for Commercial and Industrial Buildings | Standard | FALSE | [9 empty] | 41990 |  |  | NotYetVerified | 277-480V | 3 | 18492 | 128.12 | 144.3 | 15.59 | 0.9013 | 5000 | 82.4
PTMFDWNT | DONGGUAN THAILIGHT SEMICONDUCTOR LIGHTING CO.LTD. | Thailight | TLHBB1005YYZZ | Indoor Luminaires | High-Bay | High-Bay Luminaires for Commercial and Industrial Buildings | Standard | TRUE | 11434 | 121.52 | 94.09 | 15.2 | 0.9249 | 4793 | 82.6 | 5 | 50000 | 41990 |  |  | No | Updated on 12/7/2016 | 4.1 | 11434 | 121.52 | 94.09 | 15.2 | 0.92 | 5000 | 82.6
PSJABETF | DONGGUAN THAILIGHT SEMICONDUCTOR LIGHTING CO.LTD. | Thailight | TLHBB2105YYZZ | Indoor Luminaires | High-Bay | High-Bay Luminaires for Commercial and Industrial Buildings | Standard | FALSE | [9 empty] | 41990 |  |  | NotYetVerified |  | 3 | 25045 | 118.7 | 211 | 13.47 | 0.9303 | 5000 | 82.5
P92QPA27 | DONGGUAN THAILIGHT SEMICONDUCTOR LIGHTING CO.LTD. | Thailight | TLHBB1505YYZZ | Indoor Luminaires | High-Bay | High-Bay Luminaires for Commercial and Industrial Buildings | Standard | TRUE | 17874 | 121.51 | 147.1 | 8.07 | 0.9159 | 4799 | 82.7 | 5 | 50000 | 41990 |  |  | No | Updated on 12/7/2016 | 4.1 | 17874 | 121.51 | 147.1 | 8.07 | 0.92 | 5000 | 82.7
PFMUPUB2 | DONGGUAN THAILIGHT SEMICONDUCTOR LIGHTING CO.LTD. | Thailight | TLHBB15045HYYZZ | Indoor Luminaires | High-Bay | High-Bay Luminaires for Commercial and Industrial Buildings | Standard | FALSE | [9 empty] | 41990 |  |  | NotYetVerified | 277-480V | 3 | 15555 | 111.66 | 139.3 | 16.21 | 0.9026 | 4500 | 84.3
PBC6TGSK | DONGGUAN THAILIGHT SEMICONDUCTOR LIGHTING CO.LTD. | Thailight | TLHBB10045HYYZZ | Indoor Luminaires | High-Bay | High-Bay Luminaires for Commercial and Industrial Buildings | Standard | FALSE | [9 empty] | 41990 |  |  | NotYetVerified | 277-480V | 3 | 9257.5 | 99.72 | 92.84 | 16.12 | 0.9106 | 4500 | 83
P2VBDF99 | DONGGUAN THAILIGHT SEMICONDUCTOR LIGHTING CO.LTD. | Thailight | TLHBB15045YYZZ | Indoor Luminaires | High-Bay | High-Bay Luminaires for Commercial and Industrial Buildings | Standard | FALSE | [9 empty] | 41990 |  |  | NotYetVerified |  | 3 | 15876 | 109.36 | 145.2 | 13.58 | 0.9188 | 4500 | 84.2
PGQPZAG2 | DONGGUAN THAILIGHT SEMICONDUCTOR LIGHTING CO.LTD. | Thailight | TLHBB21045YYZZ | Indoor Luminaires | High-Bay | High-Bay Luminaires for Commercial and Industrial Buildings | Standard | FALSE | [9 empty] | 41990 |  |  | NotYetVerified |  | 3 | 20366 | 96.72 | 210.6 | 13.66 | 0.9193 | 4500 | 83.7
PAV25GRC | DONGGUAN THAILIGHT SEMICONDUCTOR LIGHTING CO.LTD. | Thailight | TLHBB10045YYZZ | Indoor Luminaires | High-Bay | High-Bay Luminaires for Commercial and Industrial Buildings | Standard | FALSE | [9 empty] | 41990 |  |  | NotYetVerified |  | 3 | 9132.9 | 98.77 | 92.47 | 14.81 | 0.9288 | 4500 | 83.3
PCXHXJZK | DONGGUAN THAILIGHT SEMICONDUCTOR LIGHTING CO.LTD. | Thailight | TLHBB1504HYYZZ | Indoor Luminaires | High-Bay | High-Bay Luminaires for Commercial and Industrial Buildings | Standard | FALSE | [9 empty] | 41990 |  |  | NotYetVerified | 277-480V | 3 | 15555 | 111.66 | 139.3 | 16.21 | 0.9026 | 4000 | 84.3
PMJ27E6A | DONGGUAN THAILIGHT SEMICONDUCTOR LIGHTING CO.LTD. | Thailight | TLHBB1004HYYZZ | Indoor Luminaires | High-Bay | High-Bay Luminaires for Commercial and Industrial Buildings | Standard | FALSE | [9 empty] | 41990 |  |  | NotYetVerified | 277-480V | 3 | 9257.5 | 99.72 | 92.84 | 16.12 | 0.9106 | 4000 | 83
PX2P645T | DONGGUAN THAILIGHT SEMICONDUCTOR LIGHTING CO.LTD. | Thailight | TLHBB1504YYZZ | Indoor Luminaires | High-Bay | High-Bay Luminaires for Commercial and Industrial Buildings | Standard | FALSE | [9 empty] | 41990 |  |  | NotYetVerified |  | 3 | 15876 | 109.36 | 145.2 | 13.58 | 0.9188 | 4000 | 84.2
PGJU69D3 | DONGGUAN THAILIGHT SEMICONDUCTOR LIGHTING CO.LTD. | Thailight | TLHBB2104YYZZ | Indoor Luminaires | High-Bay | High-Bay Luminaires for Commercial and Industrial Buildings | Standard | FALSE | [9 empty] | 41990 |  |  | NotYetVerified |  | 3 | 20366 | 96.72 | 210.6 | 13.66 | 0.9193 | 4000 | 83.7
PYJ3P5PA | DONGGUAN THAILIGHT SEMICONDUCTOR LIGHTING CO.LTD. | Thailight | TLHBB1004YYZZ | Indoor Luminaires | High-Bay | High-Bay Luminaires for Commercial and Industrial Buildings | Standard | FALSE | [9 empty] | 41990 |  |  | NotYetVerified |  | 3 | 9132.9 | 98.77 | 92.47 | 14.81 | 0.9288 | 4000 | 83.3
PENKHFRK | DONGGUAN THAILIGHT SEMICONDUCTOR LIGHTING CO.LTD. | Thailight | TLHBB15035HYYZZ | Indoor Luminaires | High-Bay | High-Bay Luminaires for Commercial and Industrial Buildings | Standard | FALSE | [9 empty] | 41990 |  |  | NotYetVerified | 277-480V | 3 | 15555 | 111.66 | 139.3 | 16.21 | 0.9026 | 3500 | 84.3
PN9PD59S | DONGGUAN THAILIGHT SEMICONDUCTOR LIGHTING CO.LTD. | Thailight | TLHBB10035HYYZZ | Indoor Luminaires | High-Bay | High-Bay Luminaires for Commercial and Industrial Buildings | Standard | FALSE | [9 empty] | 41990 |  |  | NotYetVerified | 277-480V | 3 | 9257.5 | 99.72 | 92.84 | 16.12 | 0.9106 | 3500 | 83
PBCR42RP | DONGGUAN THAILIGHT SEMICONDUCTOR LIGHTING CO.LTD. | Thailight | TLHBB15035YYZZ | Indoor Luminaires | High-Bay | High-Bay Luminaires for Commercial and Industrial Buildings | Standard | FALSE | [9 empty] | 41990 |  |  | NotYetVerified |  | 3 | 15876 | 109.36 | 145.2 | 13.58 | 0.9188 | 3500 | 84.2
PJRPU8KW | DONGGUAN THAILIGHT SEMICONDUCTOR LIGHTING CO.LTD. | Thailight | TLHBB21035YYZZ | Indoor Luminaires | High-Bay | High-Bay Luminaires for Commercial and Industrial Buildings | Standard | FALSE | [9 empty] | 41990 |  |  | NotYetVerified |  | 3 | 20366 | 96.72 | 210.6 | 13.66 | 0.9193 | 3500 | 83.7
PJ4RDXTA | DONGGUAN THAILIGHT SEMICONDUCTOR LIGHTING CO.LTD. | Thailight | TLHBB10035YYZZ | Indoor Luminaires | High-Bay | High-Bay Luminaires for Commercial and Industrial Buildings | Standard | FALSE | [9 empty] | 41990 |  |  | NotYetVerified |  | 3 | 9132.9 | 98.77 | 92.47 | 14.81 | 0.9288 | 3500 | 83.3
PRSYCT71 | SUZHOU JOLIGHTING CO.LTD | jolighting | JR-GK03100-C-200W 5700K | Indoor Luminaires | High-Bay | High-Bay Luminaires for Commercial and Industrial Buildings | Standard | FALSE | [9 empty] | 41990 | Not Dimmable | Not Dimmable | NotYetVerified |  | 3 | 16397 | 87 | 200 | 10 | 0.99 | 5700 | 70
PG7G5VKY | SUZHOU JOLIGHTING CO.LTD | jolighting | JR-GK03100-B-150W 5700K | Indoor Luminaires | High-Bay | High-Bay Luminaires for Commercial and Industrial Buildings | Standard | FALSE | [9 empty] | 41990 | Not Dimmable | Not Dimmable | NotYetVerified |  | 3 | 11697 | 87 | 136 | 10 | 0.99 | 5700 | 70
PR2HS8U5 | SUZHOU JOLIGHTING CO.LTD | jolighting | JR-GK03100-A-100W 5700K | Indoor Luminaires | High-Bay | Low-Bay Luminaires for Commercial and Industrial Buildings | Standard | FALSE | [9 empty] | 41990 | Not Dimmable | Not Dimmable | NotYetVerified |  | 3 | 8390 | 89 | 100 | 10 | 0.99 | 5700 | 70
PHBY8Y8C | SUZHOU JOLIGHTING CO.LTD | jolighting | JR-GK03100-C-200W 5000K | Indoor Luminaires | High-Bay | High-Bay Luminaires for Commercial and Industrial Buildings | Standard | FALSE | [9 empty] | 41990 | Not Dimmable | Not Dimmable | NotYetVerified |  | 3 | 16397 | 87 | 200 | 10 | 0.99 | 5000 | 70
PNK136B7 | SUZHOU JOLIGHTING CO.LTD | jolighting | JR-GK03100-B-150W 5000K | Indoor Luminaires | High-Bay | High-Bay Luminaires for Commercial and Industrial Buildings | Standard | FALSE | [9 empty] | 41990 | Not Dimmable | Not Dimmable | NotYetVerified |  | 3 | 11697 | 87 | 136 | 10 | 0.99 | 5000 | 70
P3YPTD3J | SUZHOU JOLIGHTING CO.LTD | jolighting | JR-GK03100-A-100W 5000K | Indoor Luminaires | High-Bay | Low-Bay Luminaires for Commercial and Industrial Buildings | Standard | FALSE | [9 empty] | 41990 | Not Dimmable | Not Dimmable | NotYetVerified |  | 3 | 8390 | 89 | 100 | 10 | 0.99 | 5000 | 70
PTJP895S | SUZHOU JOLIGHTING CO.LTD | jolighting | JR-GK03100-C-200W 4500K | Indoor Luminaires | High-Bay | High-Bay Luminaires for Commercial and Industrial Buildings | Standard | FALSE | [9 empty] | 41990 | Not Dimmable | Not Dimmable | NotYetVerified |  | 3 | 16397 | 87 | 200 | 10 | 0.99 | 4500 | 70
PKQM5FDM | SUZHOU JOLIGHTING CO.LTD | jolighting | JR-GK03100-B-150W 4500K | Indoor Luminaires | High-Bay | High-Bay Luminaires for Commercial and Industrial Buildings | Standard | FALSE | [9 empty] | 41990 | Not Dimmable | Not Dimmable | NotYetVerified |  | 3 | 11697 | 87 | 136 | 10 | 0.99 | 4500 | 70
PS8T9JEY | SUZHOU JOLIGHTING CO.LTD | jolighting | JR-GK03100-A-100W 4500K | Indoor Luminaires | High-Bay | Low-Bay Luminaires for Commercial and Industrial Buildings | Standard | FALSE | [9 empty] | 41990 | Not Dimmable | Not Dimmable | NotYetVerified |  | 3 | 8390 | 89 | 100 | 10 | 0.99 | 4500 | 70
PFYBZC9W | Lamar Lighting | Lamar | DVWL48HFA-30 | Indoor Luminaires | High-Bay | High-Bay Luminaires for Commercial and Industrial Buildings | Standard | TRUE | 18227 | 101.5 | 179.43 | 12.086 | 0.967 | 3066 | 83.3 | 5 |  | 41989 |  |  | NotYetVerified |  | 3 | 18200 | 101 | 180 | 20 | 0.9 | 3000 | 82
PMJQ3CV1 | Howard Lighting | Howard Lighting | H2L21W4KFMV0****** | Indoor Luminaires | High-Bay | High-Bay Luminaires for Commercial and Industrial Buildings | Standard | TRUE | 15220 | 78.5 | 193.8 | 11.1 | 0.951 | 4262 | 86 | 5 |  | 41989 |  |  | NotYetVerified |  | 3 | 15220 | 78.5 | 193.8 | 11.1 | 0.951 | 4262 | 86
PHG8SS69 | Howard Lighting | Howard Lighting | H2L11W5K0MV0****** | Indoor Luminaires | High-Bay | High-Bay Luminaires for Commercial and Industrial Buildings | Standard | TRUE | 10196 | 105.3 | 96.8 | 12.3 | 0.949 | 5039 | 85 | 5 |  | 41989 |  |  | NotYetVerified |  | 3 | 10196 | 105.3 | 96.8 | 12.3 | 0.949 | 5039 | 85
P51STTVU | Howard Lighting | Howard Lighting | H2L11W4KFMV0****** | Indoor Luminaires | High-Bay | Low-Bay Luminaires for Commercial and Industrial Buildings | Standard | TRUE | 8217 | 85 | 96.7 | 12.3 | 0.949 | 4348 | 85 | 5 |  | 41989 |  |  | NotYetVerified |  | 3 | 8217 | 85 | 96.7 | 12.3 | 0.949 | 4348 | 85
PB9VYVKT | Howard Lighting | Howard Lighting | H2L11W4K0MV0****** | Indoor Luminaires | High-Bay | High-Bay Luminaires for Commercial and Industrial Buildings | Standard | TRUE | 9826 | 101.3 | 97 | 12.3 | 0.949 | 4280 | 85 | 5 |  | 41989 |  |  | NotYetVerified |  | 3 | 9826 | 101.3 | 97 | 12.3 | 0.949 | 4280 | 85
PNXG36ZU | Howard Lighting | Howard Lighting | H4L44W4KFMV0****** | Indoor Luminaires | High-Bay | High-Bay Luminaires for Commercial and Industrial Buildings | Standard | TRUE | 32384 | 84.2 | 384.4 | 11 | 0.948 | 4355 | 86 | 5 |  | 41989 |  |  | NotYetVerified |  | 3 | 32384 | 85 | 380.8 | 11 | 0.948 | 4355 | 86
PWDPDFVH | Lumax Lighting | Lumax Lighting | HFLED278L4K24-9EAR-FARS | Indoor Luminaires | High-Bay | High-Bay Luminaires for Commercial and Industrial Buildings | Standard | TRUE | 23960 | 80.7 | 296.74 | 17.59 | 0.9169 | 4058 | 83 | 5 |  | 41989 |  |  | NotYetVerified |  | 3 | 27800 |  | 312 |  |  | 4000 | 80
PAN37FSHS | Lumax Lighting | Lumax Lighting | HFNLED112L35K22-9EAR | Indoor Luminaires | High-Bay | High-Bay Luminaires for Commercial and Industrial Buildings | Standard | TRUE | 11180 | 100.3 | 111.44 | 17.59 | 0.9169 | 3515 | 84 | 5 |  | 41989 |  |  | NotYetVerified |  | 3 | 11200 |  | 110 |  |  | 3500
PBXK9P47 | Lamar Lighting | Lamar | DVWL48HFA-50 | Indoor Luminaires | High-Bay | High-Bay Luminaires for Commercial and Industrial Buildings | Standard | FALSE | [9 empty] | 41989 |  |  | NotYetVerified |  | 3 | 21000 | 116 | 180 | 20 | 0.9 | 5000 | 82
P67P5KFG | Lamar Lighting | Lamar | DVWL48HFA-40 | Indoor Luminaires | High-Bay | High-Bay Luminaires for Commercial and Industrial Buildings | Standard | FALSE | [9 empty] | 41989 |  |  | NotYetVerified |  | 3 | 20000 | 111 | 180 | 20 | 0.9 | 4000 | 82
PCHMBPEY | Lamar Lighting | Lamar | DVWL48HFA-35 | Indoor Luminaires | High-Bay | High-Bay Luminaires for Commercial and Industrial Buildings | Standard | FALSE | [9 empty] | 41989 |  |  | NotYetVerified |  | 3 | 19100 | 106 | 180 | 20 | 0.9 | 3500 | 82
PTTBUKDN | Howard Lighting | Howard Lighting | H2L16N5K0MV0****** | Indoor Luminaires | High-Bay | High-Bay Luminaires for Commercial and Industrial Buildings | Standard | FALSE | [9 empty] | 41989 |  |  | NotYetVerified |  | 3 | 15406 | 103.1 | 149.5 | 13.4 | 0.927 | 5000 | 85
PUTBAYV9 | Howard Lighting | Howard Lighting | H2L16W5K0MV0****** | Indoor Luminaires | High-Bay | High-Bay Luminaires for Commercial and Industrial Buildings | Standard | FALSE | [9 empty] | 41989 |  |  | NotYetVerified |  | 3 | 14864 | 99.4 | 149.5 | 13.4 | 0.927 | 5000 | 85
PW2XRH86 | Howard Lighting | Howard Lighting | H2L16W5KFMV0****** | Indoor Luminaires | High-Bay | High-Bay Luminaires for Commercial and Industrial Buildings | Standard | FALSE | [9 empty] | 41989 |  |  | NotYetVerified |  | 3 | 12430 | 83.1 | 149.5 | 13.4 | 0.927 | 5000 | 85
PF4MRRXU | Howard Lighting | Howard Lighting | H2L11N5K0MV0****** | Indoor Luminaires | High-Bay | High-Bay Luminaires for Commercial and Industrial Buildings | Standard | FALSE | [9 empty] | 41989 |  |  | NotYetVerified |  | 3 | 10271 | 107.3 | 95.7 | 12.3 | 0.949 | 5000 | 85
PPWU789N | Howard Lighting | Howard Lighting | H2L11W5KFMV0****** | Indoor Luminaires | High-Bay | Low-Bay Luminaires for Commercial and Industrial Buildings | Standard | FALSE | [9 empty] | 41989 |  |  | NotYetVerified |  | 3 | 8526 | 88.1 | 96.8 | 12.3 | 0.949 | 5000 | 85
P739YYA8 | Howard Lighting | Howard Lighting | H2L21W5K0MV0****** | Indoor Luminaires | High-Bay | High-Bay Luminaires for Commercial and Industrial Buildings | Standard | FALSE | [9 empty] | 41989 |  |  | NotYetVerified |  | 3 | 18886 | 97.4 | 193.8 | 11.1 | 0.951 | 5000 | 85
PG5X4H2A | Howard Lighting | Howard Lighting | H2L21W5KFMV0****** | Indoor Luminaires | High-Bay | High-Bay Luminaires for Commercial and Industrial Buildings | Standard | FALSE | [9 empty] | 41989 |  |  | NotYetVerified |  | 3 | 15793 | 81.5 | 193.8 | 11.1 | 0.951 | 5000 | 85
PHWNEWTH | Howard Lighting | Howard Lighting | H4L44W5K0MV0****** | Indoor Luminaires | High-Bay | High-Bay Luminaires for Commercial and Industrial Buildings | Standard | FALSE | [9 empty] | 41989 |  |  | NotYetVerified |  | 3 | 41407 | 107.3 | 385.8 | 11 | 0.948 | 5000 | 85
PQHRC1MR | Howard Lighting | Howard Lighting | H4L44W5KFMV0****** | Indoor Luminaires | High-Bay | High-Bay Luminaires for Commercial and Industrial Buildings | Standard | FALSE | [9 empty] | 41989 |  |  | NotYetVerified |  | 3 | 33603 | 88.2 | 380.8 | 11 | 0.948 | 5000 | 85
P8V2PF2F | Howard Lighting | Howard Lighting | H4L33W5K0MV0****** | Indoor Luminaires | High-Bay | High-Bay Luminaires for Commercial and Industrial Buildings | Standard | FALSE | [9 empty] | 41989 |  |  | NotYetVerified |  | 3 | 31881 | 111 | 287.2 | 11 | 0.948 | 5000 | 85
PT6DMKD4 | Howard Lighting | Howard Lighting | H4L33N5K0MV0****** | Indoor Luminaires | High-Bay | High-Bay Luminaires for Commercial and Industrial Buildings | Standard | FALSE | [9 empty] | 41989 |  |  | NotYetVerified |  | 3 | 31453 | 109.5 | 287.2 | 11 | 0.948 | 5000 | 85
PFKPEXTZ | Howard Lighting | Howard Lighting | H4L33W5KFMV0****** | Indoor Luminaires | High-Bay | High-Bay Luminaires for Commercial and Industrial Buildings | Standard | FALSE | [9 empty] | 41989 |  |  | NotYetVerified |  | 3 | 25873 | 90.1 | 287.2 | 11 | 0.948 | 5000 | 85
P93KVPFV | Howard Lighting | Howard Lighting | H4L22W5K0MV0****** | Indoor Luminaires | High-Bay | High-Bay Luminaires for Commercial and Industrial Buildings | Standard | FALSE | [9 empty] | 41989 |  |  | NotYetVerified |  | 3 | 22355 | 115.8 | 193.1 | 11 | 0.948 | 5000 | 85
PJ8QV9X6 | Howard Lighting | Howard Lighting | H4L22N5K0MV0****** | Indoor Luminaires | High-Bay | High-Bay Luminaires for Commercial and Industrial Buildings | Standard | FALSE | [9 empty] | 41989 |  |  | NotYetVerified |  | 3 | 20969 | 109.5 | 191.5 | 11 | 0.948 | 5000 | 85
PZB6WCQM | Howard Lighting | Howard Lighting | H4L22W5KFMV0****** | Indoor Luminaires | High-Bay | High-Bay Luminaires for Commercial and Industrial Buildings | Standard | FALSE | [9 empty] | 41989 |  |  | NotYetVerified |  | 3 | 18142 | 94 | 193.1 | 11 | 0.948 | 5000 | 85
PNZRR7W6 | Howard Lighting | Howard Lighting | H2L16W4K0MV0****** | Indoor Luminaires | High-Bay | High-Bay Luminaires for Commercial and Industrial Buildings | Standard | FALSE | [9 empty] | 41989 |  |  | NotYetVerified |  | 3 | 14325 | 95.8 | 149.5 | 13.4 | 0.927 | 4232 | 85
PQ93KS2Q | Howard Lighting | Howard Lighting | H2L11N4K0MV0****** | Indoor Luminaires | High-Bay | High-Bay Luminaires for Commercial and Industrial Buildings | Standard | FALSE | [9 empty] | 41989 |  |  | NotYetVerified |  | 3 | 9898 | 103.4 | 95.7 | 12.3 | 0.949 | 4160 | 85
PEJGDY86 | Howard Lighting | Howard Lighting | H2L16N4K0MV0****** | Indoor Luminaires | High-Bay | High-Bay Luminaires for Commercial and Industrial Buildings | Standard | FALSE | [9 empty] | 41989 |  |  | NotYetVerified |  | 3 | 14847 | 99.3 | 149.5 | 13.4 | 0.927 | 4000 | 85
PCRB1SGX | Howard Lighting | Howard Lighting | H2L16W4KFMV0****** | Indoor Luminaires | High-Bay | High-Bay Luminaires for Commercial and Industrial Buildings | Standard | FALSE | [9 empty] | 41989 |  |  | NotYetVerified |  | 3 | 11979 | 80.1 | 149.5 | 13.4 | 0.927 | 4000 | 85
PU1U9U3X | Howard Lighting | Howard Lighting | H2L21W4K0MV0****** | Indoor Luminaires | High-Bay | High-Bay Luminaires for Commercial and Industrial Buildings | Standard | FALSE | [9 empty] | 41989 |  |  | NotYetVerified |  | 3 | 18200 | 93.9 | 193.8 | 11.1 | 0.951 | 4000 | 85
PW7RQFAM | Howard Lighting | Howard Lighting | H4L44W4K0MV0****** | Indoor Luminaires | High-Bay | High-Bay Luminaires for Commercial and Industrial Buildings | Standard | FALSE | [9 empty] | 41989 |  |  | NotYetVerified |  | 3 | 39904 | 103.4 | 385.8 | 11 | 0.948 | 4000 | 85
P1U9T2DH | Howard Lighting | Howard Lighting | H4L33W4K0MV0****** | Indoor Luminaires | High-Bay | High-Bay Luminaires for Commercial and Industrial Buildings | Standard | FALSE | [9 empty] | 41989 |  |  | NotYetVerified |  | 3 | 30724 | 107 | 287.2 | 11 | 0.948 | 4000 | 85
P46AQTZ9 | Howard Lighting | Howard Lighting | H4L33N4K0MV0****** | Indoor Luminaires | High-Bay | High-Bay Luminaires for Commercial and Industrial Buildings | Standard | FALSE | [9 empty] | 41989 |  |  | NotYetVerified |  | 3 | 30312 | 105.5 | 287.2 | 11 | 0.948 | 4000 | 85
PBMH5WRK | Howard Lighting | Howard Lighting | H4L33W4KFMV0****** | Indoor Luminaires | High-Bay | High-Bay Luminaires for Commercial and Industrial Buildings | Standard | FALSE | [9 empty] | 41989 |  |  | NotYetVerified |  | 3 | 24934 | 86.8 | 287.2 | 11 | 0.948 | 4000 | 85
PAARPSWC | Howard Lighting | Howard Lighting | H4L22W4K0MV0****** | Indoor Luminaires | High-Bay | High-Bay Luminaires for Commercial and Industrial Buildings | Standard | FALSE | [9 empty] | 41989 |  |  | NotYetVerified |  | 3 | 21543 | 111.6 | 193.1 | 11 | 0.948 | 4000 | 85
P57FKAWK | Howard Lighting | Howard Lighting | H4L22N4K0MV0****** | Indoor Luminaires | High-Bay | High-Bay Luminaires for Commercial and Industrial Buildings | Standard | FALSE | [9 empty] | 41989 |  |  | NotYetVerified |  | 3 | 20208 | 105.5 | 191.5 | 11 | 0.948 | 4000 | 85
PBCRZFH4 | Howard Lighting | Howard Lighting | H4L22W4KFMV0****** | Indoor Luminaires | High-Bay | High-Bay Luminaires for Commercial and Industrial Buildings | Standard | FALSE | [9 empty] | 41989 |  |  | NotYetVerified |  | 3 | 17484 | 90.5 | 193.1 | 11 | 0.948 | 4000 | 85
PW231TQA | North Star Lighting | North Star Lighting | IWL-200 | Indoor Luminaires | High-Bay | High-Bay Luminaires for Commercial and Industrial Buildings | Standard | TRUE | 22496.52 | 111.12 | 202.46 | 11.28 | 0.948 | 5202 | 73.2 | 5 | 50000 | 41988 |  |  | NotYetVerified |  | 3 | 23000 | 115 | 200 | 15 | 0.93 | 5000 | 70
PPEKASDR | North Star Lighting | North Star Lighting | IWL-150 | Indoor Luminaires | High-Bay | High-Bay Luminaires for Commercial and Industrial Buildings | Standard | TRUE | 17305.76 | 117.52 | 147.26 | 11.28 | 0.948 | 5204 | 73.4 | 5 | 50000 | 41988 |  |  | NotYetVerified |  | 3 | 17200 | 115 | 150 | 15 | 0.93 | 5000 | 70
PX9G8C8V | ELEDLIGHTS | ELEDLIGHTS | HB-ELED02-200W-UL [No Lens] | Indoor Luminaires | High-Bay | High-Bay Luminaires for Commercial and Industrial Buildings | Standard | TRUE | 22496.52 | 111.12 | 202.46 | 11.28 | 0.948 | 5202 | 73.2 | 5 | 50000 | 41988 |  |  | NotYetVerified |  | 3 | 23000 | 115 | 200 | 15 | 0.93 | 5000 | 70
PVHE9H7A | ELEDLIGHTS | ELEDLIGHTS | HB-ELED02-150W-UL [No Lens] | Indoor Luminaires | High-Bay | High-Bay Luminaires for Commercial and Industrial Buildings | Standard | TRUE | 17305.76 | 117.52 | 147.26 | 11.28 | 0.948 | 5204 | 73.4 | 5 | 50000 | 41988 |  |  | NotYetVerified |  | 3 | 17200 | 115 | 150 | 15 | 0.93 | 5000 | 70
P5P5T5JQ | Energy Planning Associates | Envirobrite | FME1035-L | Indoor Luminaires | High-Bay | Low-Bay Luminaires for Commercial and Industrial Buildings | Standard | TRUE | 8233 | 105 | 78.34 | 12.4 | 0.946 | 3520 | 84.5 | 5 | 50000 | 41988 |  |  | NotYetVerified |  | 3 | 8233 | 105.1 | 78.3 | 12.4 | 0.946 | 3500 | 80
PXYERXKD | North Star Lighting | North Star Lighting | IWL-120 | Indoor Luminaires | High-Bay | High-Bay Luminaires for Commercial and Industrial Buildings | Standard | TRUE | 13548.28 | 110.91 | 122.16 | 13.61 | 0.9252 | 5242 | 73.3 | 5 | 50000 | 41988 |  |  | NotYetVerified |  | 3 | 13800 | 115 | 120 | 15 | 0.93 | 5000 | 70
P9DQ3QBH | ELEDLIGHTS | ELEDLIGHTS | HB-ELED02-120W-UL [no Lens] | Indoor Luminaires | High-Bay | High-Bay Luminaires for Commercial and Industrial Buildings | Standard | TRUE | 13548.28 | 110.91 | 122.16 | 13.61 | 0.9252 | 5242 | 73.3 | 5 | 50000 | 41988 |  |  | NotYetVerified |  | 3 | 13800 | 115 | 120 | 15 | 0.93 | 5000 | 70
PF5ZW93Z | North Star Lighting | North Star Lighting | IWL-100 | Indoor Luminaires | High-Bay | High-Bay Luminaires for Commercial and Industrial Buildings | Standard | TRUE | 11205.3 | 113.62 | 98.62 | 16.21 | 0.917 | 5170 | 73.1 | 5 | 50000 | 41988 |  |  | NotYetVerified |  | 3 | 11500 | 115 | 100 | 15 | 0.93 | 5000 | 70
P8ESREKD | ELEDLIGHTS | ELEDLIGHTS | HB-ELED02-100W-UL [No Lens] | Indoor Luminaires | High-Bay | High-Bay Luminaires for Commercial and Industrial Buildings | Standard | TRUE | 11205.3 | 113.62 | 98.62 | 16.21 | 0.917 | 5170 | 73.1 | 5 | 50000 | 41988 |  |  | NotYetVerified |  | 3 | 11500 | 115 | 100 | 15 | 0.93 | 5000 | 70
PBMRSBY7H | Taizhou JiaoGuang Lighting Co. Ltd. | LIGHT THE FUTURE | HB202-4-100W-4000K-XX [?XX? denotes shell color] | Indoor Luminaires | High-Bay | High-Bay Luminaires for Commercial and Industrial Buildings | Standard | TRUE | 9763.41 | 98.84 | 98.78 | 16.2 | 0.9 | 4067 | 84 | 5 | 50000 | 41988 |  |  | NotYetVerified |  | 3 | 10000 |  | 100 | 20 | 0.9 | 4000 | 80
PQVXPCFGP | Taizhou JiaoGuang Lighting Co. Ltd. | LIGHT THE FUTURE | HB202-4-80W-4000K-XX [?XX? denotes shell color] | Indoor Luminaires | High-Bay | Low-Bay Luminaires for Commercial and Industrial Buildings | Standard | TRUE | 7935.9 | 99.66 | 79.63 | 15.5 | 0.899 | 4059 | 84 | 5 | 50000 | 41988 |  |  | NotYetVerified |  | 3 | 7200 |  | 80 | 20 | 0.9 | 4000 | 80
PMU5J6QCS | Taizhou JiaoGuang Lighting Co. Ltd. | LIGHT THE FUTURE | HB202-4-60W-4000K-XX [?XX? denotes shell color] | Indoor Luminaires | High-Bay | Low-Bay Luminaires for Commercial and Industrial Buildings | Standard | TRUE | 5868 | 99.06 | 59.84 | 15 | 0.898 | 4068 | 84 | 5 | 50000 | 41988 |  |  | NotYetVerified |  | 3 | 5400 |  | 60 | 20 | 0.9 | 4000 | 80
PY6PBC3Q | Taizhou JiaoGuang Lighting Co. Ltd. | LIGHT THE FUTURE | HB202-4-100W-5700K-XX [?XX? denotes shell color] | Indoor Luminaires | High-Bay | High-Bay Luminaires for Commercial and Industrial Buildings | Standard | FALSE | [9 empty] | 41988 |  |  | NotYetVerified |  | 3 | 10000 | 100 | 100 | 20 | 0.9 | 5700 | 80
PGR1HZZX | Taizhou JiaoGuang Lighting Co. Ltd. | LIGHT THE FUTURE | HB202-4-80W-5700K-XX [?XX? denotes shell color] | Indoor Luminaires | High-Bay | Low-Bay Luminaires for Commercial and Industrial Buildings | Standard | FALSE | [9 empty] | 41988 |  |  | NotYetVerified |  | 3 | 7200 | 90 | 80 | 20 | 0.9 | 5700 | 80
PQ6CPTAT | Taizhou JiaoGuang Lighting Co. Ltd. | LIGHT THE FUTURE | HB202-4-60W-5700K-XX [?XX? denotes shell color] | Indoor Luminaires | High-Bay | Low-Bay Luminaires for Commercial and Industrial Buildings | Standard | FALSE | [9 empty] | 41988 |  |  | NotYetVerified |  | 3 | 5400 | 90 | 60 | 20 | 0.9 | 5700 | 80
PB38495J | Taizhou JiaoGuang Lighting Co. Ltd. | LIGHT THE FUTURE | HB202-4-100W-5000K-XX [?XX? denotes shell color] | Indoor Luminaires | High-Bay | High-Bay Luminaires for Commercial and Industrial Buildings | Standard | FALSE | [9 empty] | 41988 |  |  | NotYetVerified |  | 3 | 10000 | 100 | 100 | 20 | 0.9 | 5000 | 80
P4KS4WXZ | Taizhou JiaoGuang Lighting Co. Ltd. | LIGHT THE FUTURE | HB202-4-80W-5000K-XX [?XX? denotes shell color] | Indoor Luminaires | High-Bay | Low-Bay Luminaires for Commercial and Industrial Buildings | Standard | FALSE | [9 empty] | 41988 |  |  | NotYetVerified |  | 3 | 7200 | 90 | 80 | 20 | 0.9 | 5000 | 80
PSBCMA36 | Taizhou JiaoGuang Lighting Co. Ltd. | LIGHT THE FUTURE | HB202-4-60W-5000K-XX [?XX? denotes shell color] | Indoor Luminaires | High-Bay | Low-Bay Luminaires for Commercial and Industrial Buildings | Standard | FALSE | [9 empty] | 41988 |  |  | NotYetVerified |  | 3 | 5400 | 90 | 60 | 20 | 0.9 | 5000 | 80
PSM6FW3M | Taizhou JiaoGuang Lighting Co. Ltd. | LIGHT THE FUTURE | HB202-4-100W-4500K-XX [?XX? denotes shell color] | Indoor Luminaires | High-Bay | High-Bay Luminaires for Commercial and Industrial Buildings | Standard | FALSE | [9 empty] | 41988 |  |  | NotYetVerified |  | 3 | 10000 | 100 | 100 | 20 | 0.9 | 4500 | 80
PU7TXWSY | Taizhou JiaoGuang Lighting Co. Ltd. | LIGHT THE FUTURE | HB202-4-80W-4500K-XX [?XX? denotes shell color] | Indoor Luminaires | High-Bay | Low-Bay Luminaires for Commercial and Industrial Buildings | Standard | FALSE | [9 empty] | 41988 |  |  | NotYetVerified |  | 3 | 7200 | 90 | 80 | 20 | 0.9 | 4500 | 80
P4AZDCHV | Taizhou JiaoGuang Lighting Co. Ltd. | LIGHT THE FUTURE | HB202-4-60W-4500K-XX [?XX? denotes shell color] | Indoor Luminaires | High-Bay | Low-Bay Luminaires for Commercial and Industrial Buildings | Standard | FALSE | [9 empty] | 41988 |  |  | NotYetVerified |  | 3 | 5400 | 90 | 60 | 20 | 0.9 | 4500 | 80
PVWDZE8Q | Energy Planning Associates | Envirobrite | FME1050 | Indoor Luminaires | High-Bay | Low-Bay Luminaires for Commercial and Industrial Buildings | Standard | FALSE | [9 empty] | 41988 |  |  | NotYetVerified |  | 3 | 9704 | 123.9 | 78.3 | 12.4 | 0.946 | 5000 | 80
PQECDQ7Q | Energy Planning Associates | Envirobrite | FME1050-L | Indoor Luminaires | High-Bay | Low-Bay Luminaires for Commercial and Industrial Buildings | Standard | FALSE | [9 empty] | 41988 |  |  | NotYetVerified |  | 3 | 8928 | 114 | 78.3 | 12.4 | 0.946 | 5000 | 80
PQGJTNVS | Energy Planning Associates | Envirobrite | FME1040 | Indoor Luminaires | High-Bay | Low-Bay Luminaires for Commercial and Industrial Buildings | Standard | FALSE | [9 empty] | 41988 |  |  | NotYetVerified |  | 3 | 9348 | 119.3 | 78.3 | 12.4 | 0.946 | 4000 | 80
P1ZT424G | Energy Planning Associates | Envirobrite | FME1040-L | Indoor Luminaires | High-Bay | Low-Bay Luminaires for Commercial and Industrial Buildings | Standard | FALSE | [9 empty] | 41988 |  |  | NotYetVerified |  | 3 | 8600 | 109.8 | 78.3 | 12.4 | 0.946 | 4000 | 80
P33469CT | Energy Planning Associates | Envirobrite | FME1035 | Indoor Luminaires | High-Bay | Low-Bay Luminaires for Commercial and Industrial Buildings | Standard | FALSE | [9 empty] | 41988 |  |  | NotYetVerified |  | 3 | 8930 | 114 | 78.3 | 12.4 | 0.946 | 3500 | 80
P4KJAAYFA | Atlas Lighting Products | Atlas Lighting Products Inc. | ILW48LED4D | Indoor Luminaires | High-Bay | Low-Bay Luminaires for Commercial and Industrial Buildings | Premium | TRUE | 6294 | 136.15 | 46.23 | 6.99 | 0.981 | 4513 | 84.2 | 5 | 200000 | 41984 |  |  | Yes |  | 4 | 6294 | 136.1 | 46.23 | 6.99 | 0.98 | 4513 | 84.2
PZHMT62R3 | Atlas Lighting Products | Atlas Lighting Products | ILH104LED4S | Indoor Luminaires | High-Bay | High-Bay Luminaires for Commercial and Industrial Buildings | Standard | TRUE | 13390 | 127.85 | 104.73 | 11.93 | 0.961 | 3952 | 82.2 | 5 | 100000 | 41984 |  |  | NotYetVerified |  | 3 | 13390 | 127.8 | 104.7 |  |  | 4100 | 82.2
PJZQERXVR | Atlas Lighting Products | Atlas Lighting Products | ILH104LED4LS | Indoor Luminaires | High-Bay | High-Bay Luminaires for Commercial and Industrial Buildings | Standard | TRUE | 12270 | 116.92 | 104.94 | 12.36 | 0.959 | 3960 | 82 | 5 | 100000 | 41984 |  |  | NotYetVerified |  | 3 | 12270 | 116.9 | 104.9 |  |  | 4100 | 82
PZRZ5BXPG | Atlas Lighting Products | Atlas Lighting Products | ILH210LED4L | Indoor Luminaires | High-Bay | High-Bay Luminaires for Commercial and Industrial Buildings | Standard | TRUE | 21888 | 106.4 | 205.6 | 13.7 | 0.958 | 4022 | 82 | 5 | 100000 | 41984 |  |  | NotYetVerified |  | 3 | 22530 | 110 | 205.6 |  |  | 4022 | 82
PGSR6PVE5 | Shanghai Supertek Lighting Co. Ltd | SUPERTEK | HB21A-100 [90 degree beam angle only] | Indoor Luminaires | High-Bay | High-Bay Luminaires for Commercial and Industrial Buildings | Standard | TRUE | 12722.8 | 119.06 | 107.3 | 12.8 | 0.945 | 5110 | 72.6 | 5 | 50000 | 41984 |  |  | NotYetVerified |  | 3 | 12000 | 120 | 100 |  |  | 5000 | 72
P5A9B4FB1 | Shanghai Supertek Lighting Co. Ltd | SUPERTEK | HB35B-400 [Arm Straight Down Only] | Indoor Luminaires | High-Bay | High-Bay Luminaires for Commercial and Industrial Buildings | Standard | TRUE | 40005.7 | 97.35 | 410.9 | 16.2 | 0.944 | 5110 | 72.6 | 5 | 50000 | 41984 |  |  | NotYetVerified |  | 3 | 40000 | 100 | 400 |  |  | 5000 | 73
P71X8A1MD | Dongguan Sense Lighting Technology Co. Ltd. | sensetechlight | SE-HBAL-060D01 | Indoor Luminaires | High-Bay | Low-Bay Luminaires for Commercial and Industrial Buildings | Standard | TRUE | 5054 | 82.33 | 61.38 | 18.9 | 0.942 | 5054 | 84.5 | 5 | 50000 | 41984 |  |  | NotYetVerified |  | 3 | 5000 | 84 | 60 | 20 | 0.95 | 5000 | 80
PEXFWT158 | Shanghai Supertek Lighting Co. Ltd | SUPERTEK | HB42A-200 [Arm Straight Down Only] | Indoor Luminaires | High-Bay | High-Bay Luminaires for Commercial and Industrial Buildings | Standard | TRUE | 19481 | 92.91 | 209.7 | 19.1 | 0.942 | 5363 | 74 | 5 | 50000 | 41984 |  |  | NotYetVerified |  | 3 | 20000 | 100 | 200 |  |  | 5000 | 74
PWDPE16BK | Shanghai Supertek Lighting Co. Ltd | SUPERTEK | HB41A-120 [Arm Straight Down Only] | Indoor Luminaires | High-Bay | High-Bay Luminaires for Commercial and Industrial Buildings | Standard | TRUE | 12366.6 | 99 | 124.9 | 14.8 | 0.9332 | 5388 | 74.3 | 5 | 50000 | 41984 |  |  | NotYetVerified |  | 3 | 12000 | 100 | 120 |  |  | 5000 | 74
PBQGFK3UM | Atlas Lighting Products | Atlas Lighting Products | ILH140LED4L | Indoor Luminaires | High-Bay | High-Bay Luminaires for Commercial and Industrial Buildings | Standard | TRUE | 15450 | 111 | 139.2 | 15.5 | 0.933 | 4041 | 82 | 5 | 100000 | 41984 |  |  | NotYetVerified |  | 3 | 15450 | 111 | 139.2 |  |  | 4041 | 82
PSCP92MX | ASG ENERGY LLC | ASG ENERGY LLC | ASG-RETRO-130W | Indoor Retrofit Kit | High-Bay | Retrofit Kits for High-Bay Luminaires for Commercial and Industrial Buildings | Standard | TRUE | 13703.8 | 95 | 144.33 | 14 | 0.93 | 4804 | 76 | 5 | 80000 | 41984 |  |  | NotYetVerified |  | 3 | 14100 | 108.5 | 130 |  |  | 5300 | 75
PME27QMQ | Standard Products Inc. | Standard Products | 62971 | Indoor Luminaires | High-Bay | Low-Bay Luminaires for Commercial and Industrial Buildings | Standard | TRUE | 5639 | 93.9 | 60.82 | 10.3 | 0.99 | 3944 | 72.5 | 5 | 50000 | 41983 |  |  | NotYetVerified | LPHB/2MS/40K/3/DD1/FP/STD | 3 | 5670 | 93.28 | 60.78 | 10.3 | 0.99 | 3937 | 72.5
PB36MEJS | Philips Day-Brite | Philips Day-Brite | DWAE70L835-4-347 | Indoor Luminaires | High-Bay | Low-Bay Luminaires for Commercial and Industrial Buildings | Standard | FALSE | [9 empty] | 41983 |  |  | No | Product updated on 3/8/2017 | 4.1 | 6866 | 114.43 | 60 | 20 | 0.9 | 3500 | 80
P1JD7UCH | LIFELIGHTING CO.LTD | LIFELIGHTING | LFH-150 (5000K) | Indoor Luminaires | High-Bay | High-Bay Luminaires for Commercial and Industrial Buildings | Standard | TRUE | 11663.06 | 77.68 | 150.15 | 12.8 | 0.958 | 5236 | 74.1 | 5 | 50000 | 41983 |  |  | NotYetVerified |  | 3 | 12000 | 80 | 150 | 10 | 0.9 | 5000 | 70
P13K21U9 | Standard Products Inc. | Standard Products | 63017 | Indoor Luminaires | High-Bay | High-Bay Luminaires for Commercial and Industrial Buildings | Standard | TRUE | 11340 | 99.7 | 113.7 | 13.3 | 0.945 | 3927 | 73.1 | 5 | 70000 | 41983 |  |  | NotYetVerified | LPHB/4MS/40K/3/DD1/CL/STD | 3 | 11340 | 100 | 113 |  |  | 4000 | 73
P5GWW3R4 | Standard Products Inc. | Standard Products | 63019 | Indoor Luminaires | High-Bay | High-Bay Luminaires for Commercial and Industrial Buildings | Standard | TRUE | 16790 | 96.9 | 173.3 | 14.9 | 0.917 | 3915 | 72.9 | 5 | 70000 | 41983 |  |  | NotYetVerified | LPHB/6MS/40K/3/DD1/CL/STD | 3 | 16790 | 97 | 173 |  |  | 4000 | 72
PXF48EWT | Hubbell Lighting | Columbia Lighting | LLHP2-50L-A-XX-347-XXXX | Indoor Luminaires | High-Bay | High-Bay Luminaires for Commercial and Industrial Buildings | Standard | FALSE | [9 empty] | 41983 |  |  | NotYetVerified |  | 3 | 12729 | 90.2 | 141.1 | 13.4 | 0.913 | 5000 | 70
PNMTR9J7 | Hubbell Lighting | Columbia Lighting | LLHP2-50L-A-XX-347-XXXX | Indoor Luminaires | High-Bay | High-Bay Aisle Luminaires | Standard | FALSE | [9 empty] | 41983 |  |  | NotYetVerified |  | 3 | 12121.75 | 85.06 | 142.5 | 13.4 | 0.913 | 5000 | 70
PF868HS8 | Hubbell Lighting | Columbia Lighting | LLHP2-50L-A-XX-480-XXXX | Indoor Luminaires | High-Bay | High-Bay Aisle Luminaires | Standard | FALSE | [9 empty] | 41983 |  |  | NotYetVerified |  | 3 | 12121.75 | 85.06 | 142.5 | 13.4 | 0.913 | 5000 | 70
PEDGY6JR | Hubbell Lighting | Columbia Lighting | LLHP2-50L-A-XX-480-XXXX | Indoor Luminaires | High-Bay | High-Bay Luminaires for Commercial and Industrial Buildings | Standard | FALSE | [9 empty] | 41983 |  |  | NotYetVerified |  | 3 | 12121.75 | 85.06 | 142.5 | 13.4 | 0.913 | 5000 | 70
PU1NJEKP | Hubbell Lighting | Columbia Lighting | LLHP2-40H-A-XX-347-XXXX | Indoor Luminaires | High-Bay | High-Bay Luminaires for Commercial and Industrial Buildings | Standard | FALSE | [9 empty] | 41983 |  |  | NotYetVerified |  | 3 | 23053 | 83.68 | 275.5 | 15.3 | 0.944 | 4000 | 70
PT37SJ8N | Hubbell Lighting | Columbia Lighting | LLHP2-40H-A-XX-480-XXXX | Indoor Luminaires | High-Bay | High-Bay Aisle Luminaires | Standard | FALSE | [9 empty] | 41983 |  |  | NotYetVerified |  | 3 | 23053 | 83.68 | 275.5 | 15.3 | 0.944 | 4000 | 70
PPHUUVUY | Hubbell Lighting | Columbia Lighting | LLHP2-40H-A-XX-347-XXXX | Indoor Luminaires | High-Bay | High-Bay Aisle Luminaires | Standard | FALSE | [9 empty] | 41983 |  |  | NotYetVerified |  | 3 | 23053 | 83.68 | 275.5 | 15.3 | 0.944 | 4000 | 70
PCP7NFU9 | Hubbell Lighting | Columbia Lighting | LLHP2-40H-A-XX-480-XXXX | Indoor Luminaires | High-Bay | High-Bay Luminaires for Commercial and Industrial Buildings | Standard | FALSE | [9 empty] | 41983 |  |  | NotYetVerified |  | 3 | 23053 | 83.68 | 275.5 | 15.3 | 0.944 | 4000 | 70
PKKE3MDK | Hubbell Lighting | Columbia Lighting | LLHP2-40L-A-XX-347-XXXX | Indoor Luminaires | High-Bay | High-Bay Luminaires for Commercial and Industrial Buildings | Standard | FALSE | [9 empty] | 41983 |  |  | NotYetVerified |  | 3 | 13592.52 | 95.39 | 142.5 | 13.4 | 0.913 | 4000 | 70
PZCVN1XQ | Hubbell Lighting | Columbia Lighting | LLHP2-40L-A-XX-480-XXXX | Indoor Luminaires | High-Bay | High-Bay Aisle Luminaires | Standard | FALSE | [9 empty] | 41983 |  |  | NotYetVerified |  | 3 | 11622 | 81.56 | 142.5 | 13.4 | 0.913 | 4000 | 70
PF3DTUTJ | Hubbell Lighting | Columbia Lighting | LLHP2-40L-A-XX-347-XXXX | Indoor Luminaires | High-Bay | High-Bay Aisle Luminaires | Standard | FALSE | [9 empty] | 41983 |  |  | NotYetVerified |  | 3 | 11622 | 81.56 | 142.5 | 13.4 | 0.913 | 4000 | 70
P8Y7SMQV | Hubbell Lighting | Columbia Lighting | LLHP2-40L-A-XX-480-XXXX | Indoor Luminaires | High-Bay | High-Bay Luminaires for Commercial and Industrial Buildings | Standard | FALSE | [9 empty] | 41983 |  |  | NotYetVerified |  | 3 | 11622 | 81.56 | 142.5 | 13.4 | 0.913 | 4000 | 70
PRVQGYPJ | Standard Products Inc. | Standard Products | 63008 | Indoor Luminaires | High-Bay | High-Bay Luminaires for Commercial and Industrial Buildings | Standard | FALSE | [9 empty] | 41983 |  |  | NotYetVerified | LPHB/6MS/50K/2/DD1/CL/STD | 3 | 19489.43 | 111.7 | 174.48 | 14.9 | 0.917 | 5191 | 71.6
PGYVPRJS | Standard Products Inc. | Standard Products | 62998 | Indoor Luminaires | High-Bay | High-Bay Luminaires for Commercial and Industrial Buildings | Standard | FALSE | [9 empty] | 41983 |  |  | NotYetVerified | LPHB/6MS/50K/2/DD1/FP/STD | 3 | 19489.43 | 111.7 | 174.48 | 14.9 | 0.917 | 5191 | 71.6
PTCBUJBS | Standard Products Inc. | Standard Products | 62999 | Indoor Luminaires | High-Bay | High-Bay Luminaires for Commercial and Industrial Buildings | Standard | FALSE | [9 empty] | 41983 |  |  | NotYetVerified | LPHB/6MS/50K/3/DD1/FP/STD | 3 | 17320.54 | 99.27 | 174.48 | 14.9 | 0.917 | 5191 | 71.6
PC84C7SY | Standard Products Inc. | Standard Products | 63009 | Indoor Luminaires | High-Bay | High-Bay Luminaires for Commercial and Industrial Buildings | Standard | FALSE | [9 empty] | 41983 |  |  | NotYetVerified | LPHB/6MS/50K/3/DD1/CL/STD | 3 | 17320.54 | 99.27 | 174.48 | 14.9 | 0.917 | 5191 | 71.6
P4GJCUQK | Standard Products Inc. | Standard Products | 63012 | Indoor Luminaires | High-Bay | High-Bay Luminaires for Commercial and Industrial Buildings | Standard | FALSE | [9 empty] | 41983 |  |  | NotYetVerified | LPHB/6M/50K/2/DD1/CL/STD | 3 | 39202.41 | 114.93 | 341.1 | 13.3 | 0.945 | 5191 | 71.6
P2NMMH1N | Standard Products Inc. | Standard Products | 63002 | Indoor Luminaires | High-Bay | High-Bay Luminaires for Commercial and Industrial Buildings | Standard | FALSE | [9 empty] | 41983 |  |  | NotYetVerified | LPHB/6M/50K/2/DD1/FP/STD | 3 | 39202.41 | 114.93 | 341.1 | 13.3 | 0.945 | 5191 | 71.6
PT1YXM16 | Standard Products Inc. | Standard Products | 63003 | Indoor Luminaires | High-Bay | High-Bay Luminaires for Commercial and Industrial Buildings | Standard | FALSE | [9 empty] | 41983 |  |  | NotYetVerified | LPHB/6M/50K/3/DD1/FP/STD | 3 | 34839.76 | 102.14 | 341.1 | 13.3 | 0.945 | 5191 | 71.6
P948KYPP | Standard Products Inc. | Standard Products | 63013 | Indoor Luminaires | High-Bay | High-Bay Luminaires for Commercial and Industrial Buildings | Standard | FALSE | [9 empty] | 41983 |  |  | NotYetVerified | LPHB/6M/50K/3/DD1/CL/STD | 3 | 34839.76 | 102.14 | 341.1 | 13.3 | 0.945 | 5191 | 71.6
PXQVTGWG | Standard Products Inc. | Standard Products | 63010 | Indoor Luminaires | High-Bay | High-Bay Luminaires for Commercial and Industrial Buildings | Standard | FALSE | [9 empty] | 41983 |  |  | NotYetVerified | LPHB/4M/50K/2/DD1/CL/STD | 3 | 26134.94 | 114.93 | 227.4 | 13.3 | 0.945 | 5191 | 71.6
PXHHSW48 | Standard Products Inc. | Standard Products | 63000 | Indoor Luminaires | High-Bay | High-Bay Luminaires for Commercial and Industrial Buildings | Standard | FALSE | [9 empty] | 41983 |  |  | NotYetVerified | LPHB/4M/50K/2/DD1/FP/STD | 3 | 26134.94 | 114.93 | 227.4 | 13.3 | 0.945 | 5191 | 71.6
P66ABMB4 | Standard Products Inc. | Standard Products | 63001 | Indoor Luminaires | High-Bay | High-Bay Luminaires for Commercial and Industrial Buildings | Standard | FALSE | [9 empty] | 41983 |  |  | NotYetVerified | LPHB/4M/50K/3/DD1/FP/STD | 3 | 23226.51 | 102.14 | 227.4 | 13.3 | 0.945 | 5191 | 71.6
P1353ZYZ | Standard Products Inc. | Standard Products | 63011 | Indoor Luminaires | High-Bay | High-Bay Luminaires for Commercial and Industrial Buildings | Standard | FALSE | [9 empty] | 41983 |  |  | NotYetVerified | LPHB/4M/50K/3/DD1/CL/STD | 3 | 23226.51 | 102.14 | 227.4 | 13.3 | 0.945 | 5191 | 71.6
PUUS5VP9 | Standard Products Inc. | Standard Products | 63006 | Indoor Luminaires | High-Bay | High-Bay Luminaires for Commercial and Industrial Buildings | Standard | FALSE | [9 empty] | 41983 |  |  | NotYetVerified | LPHB/4MS/50K/2/DD1/CL/STD | 3 | 13067.47 | 114.93 | 113.7 | 13.3 | 0.945 | 5191 | 71.6
PAEDG4ZR | Standard Products Inc. | Standard Products | 62996 | Indoor Luminaires | High-Bay | High-Bay Luminaires for Commercial and Industrial Buildings | Standard | FALSE | [9 empty] | 41983 |  |  | NotYetVerified | LPHB/4MS/50K/2/DD1/FP/STD | 3 | 13067.47 | 114.93 | 113.7 | 13.3 | 0.945 | 5191 | 71.6
PKZ6BKZE | Standard Products Inc. | Standard Products | 63007 | Indoor Luminaires | High-Bay | High-Bay Luminaires for Commercial and Industrial Buildings | Standard | FALSE | [9 empty] | 41983 |  |  | NotYetVerified | LPHB/4MS/50K/3/DD1/CL/STD | 3 | 11613.25 | 102.14 | 113.7 | 13.3 | 0.945 | 5191 | 71.6
PCZKWS5U | Standard Products Inc. | Standard Products | 62997 | Indoor Luminaires | High-Bay | High-Bay Luminaires for Commercial and Industrial Buildings | Standard | FALSE | [9 empty] | 41983 |  |  | NotYetVerified | LPHB/4MS/50K/3/DD1/FP/STD | 3 | 11613.25 | 102.14 | 113.7 | 13.3 | 0.945 | 5191 | 71.6
PTTMN7DE | Standard Products Inc. | Standard Products | 63024 | Indoor Luminaires | High-Bay | Low-Bay Luminaires for Commercial and Industrial Buildings | Standard | FALSE | [9 empty] | 41983 |  |  | NotYetVerified | LPHB/2MS/50K/2/DD1/CL/STD | 3 | 6421.95 | 105.65 | 60.78 | 10.3 | 0.99 | 5191 | 71.6
P1F44HG9 | Standard Products Inc. | Standard Products | 62994 | Indoor Luminaires | High-Bay | Low-Bay Luminaires for Commercial and Industrial Buildings | Standard | FALSE | [9 empty] | 41983 |  |  | NotYetVerified | LPHB/2MS/50K/2/DD1/FP/STD | 3 | 6421.95 | 105.65 | 60.78 | 10.3 | 0.99 | 5191 | 71.6
PM573Q7T | Standard Products Inc. | Standard Products | 62995 | Indoor Luminaires | High-Bay | Low-Bay Luminaires for Commercial and Industrial Buildings | Standard | FALSE | [9 empty] | 41983 |  |  | NotYetVerified | LPHB/2MS/50K/3/DD1/FP/STD | 3 | 5806.62 | 95.53 | 60.78 | 10.3 | 0.99 | 5191 | 71.6
P4Q5U69H | Standard Products Inc. | Standard Products | 63005 | Indoor Luminaires | High-Bay | Low-Bay Luminaires for Commercial and Industrial Buildings | Standard | FALSE | [9 empty] | 41983 |  |  | NotYetVerified | LPHB/2MS/50K/3/DD1/CL/STD | 3 | 5806.62 | 95.53 | 60.78 | 10.3 | 0.99 | 5191 | 71.6
PTEY14KD | Standard Products Inc. | Standard Products | 63018 | Indoor Luminaires | High-Bay | High-Bay Luminaires for Commercial and Industrial Buildings | Standard | FALSE | [9 empty] | 41983 |  |  | NotYetVerified | LPHB/6MS/40K/2/DD1/CL/STD | 3 | 19030.85 | 109.07 | 174.48 | 14.9 | 0.917 | 3937 | 72.5
PT29RWR7 | Standard Products Inc. | Standard Products | 62974 | Indoor Luminaires | High-Bay | High-Bay Luminaires for Commercial and Industrial Buildings | Standard | FALSE | [9 empty] | 41983 |  |  | NotYetVerified | LPHB/6MS/40K/2/DD1/FP/STD | 3 | 19030.85 | 109.07 | 174.48 | 14.9 | 0.917 | 3937 | 72.5
PAX7CJBM | Standard Products Inc. | Standard Products | 62975 | Indoor Luminaires | High-Bay | High-Bay Luminaires for Commercial and Industrial Buildings | Standard | FALSE | [9 empty] | 41983 |  |  | NotYetVerified | LPHB/6MS/40K/3/DD1/FP/STD | 3 | 16913 | 96.93 | 174.48 | 14.9 | 0.917 | 3937 | 72.5
PZN16TR1 | Standard Products Inc. | Standard Products | 63022 | Indoor Luminaires | High-Bay | High-Bay Luminaires for Commercial and Industrial Buildings | Standard | FALSE | [9 empty] | 41983 |  |  | NotYetVerified | LPHB/6M/40K/2/DD1/CL/STD | 3 | 38280 | 112.23 | 341.1 | 13.3 | 0.945 | 3937 | 72.5
P8ZBC9A1 | Standard Products Inc. | Standard Products | 62978 | Indoor Luminaires | High-Bay | High-Bay Luminaires for Commercial and Industrial Buildings | Standard | FALSE | [9 empty] | 41983 |  |  | NotYetVerified | LPHB/6M/40K/2/DD1/FP/STD | 3 | 38280 | 112.23 | 341.1 | 13.3 | 0.945 | 3937 | 72.5
PYGU74T4 | Standard Products Inc. | Standard Products | 63023 | Indoor Luminaires | High-Bay | High-Bay Luminaires for Commercial and Industrial Buildings | Standard | FALSE | [9 empty] | 41983 |  |  | NotYetVerified | LPHB/6M/40K/3/DD1/CL/STD | 3 | 34020 | 99.74 | 341.1 | 13.3 | 0.945 | 3937 | 72.5
P45WH2XR | Standard Products Inc. | Standard Products | 62979 | Indoor Luminaires | High-Bay | High-Bay Luminaires for Commercial and Industrial Buildings | Standard | FALSE | [9 empty] | 41983 |  |  | NotYetVerified | LPHB/6M/40K/3/DD1/FP/STD | 3 | 34020 | 99.74 | 341.1 | 13.3 | 0.945 | 3937 | 72.5
PUUWW1VF | Standard Products Inc. | Standard Products | 63020 | Indoor Luminaires | High-Bay | High-Bay Luminaires for Commercial and Industrial Buildings | Standard | FALSE | [9 empty] | 41983 |  |  | NotYetVerified | LPHB/4M/40K/2/DD1/CL/STD | 3 | 25520 | 112.23 | 227.4 | 13.3 | 0.945 | 3937 | 72.5
P6ZBZDJV | Standard Products Inc. | Standard Products | 62976 | Indoor Luminaires | High-Bay | High-Bay Luminaires for Commercial and Industrial Buildings | Standard | FALSE | [9 empty] | 41983 |  |  | NotYetVerified | LPHB/4M/40K/2/DD1/FP/STD | 3 | 25520 | 112.23 | 227.4 | 13.3 | 0.945 | 3937 | 72.5
PZ6NTNFF | Standard Products Inc. | Standard Products | 62977 | Indoor Luminaires | High-Bay | High-Bay Luminaires for Commercial and Industrial Buildings | Standard | FALSE | [9 empty] | 41983 |  |  | NotYetVerified | LPHB/4M/40K/3/DD1/FP/STD | 3 | 22680 | 99.74 | 227.4 | 13.3 | 0.945 | 3937 | 72.5
PW9B3NVS | Standard Products Inc. | Standard Products | 63021 | Indoor Luminaires | High-Bay | High-Bay Luminaires for Commercial and Industrial Buildings | Standard | FALSE | [9 empty] | 41983 |  |  | NotYetVerified | LPHB/4M/40K/3/DD1/CL/STD | 3 | 22680 | 99.74 | 227.4 | 13.3 | 0.945 | 3937 | 72.5
PYHDPP9H | Standard Products Inc. | Standard Products | 63016 | Indoor Luminaires | High-Bay | High-Bay Luminaires for Commercial and Industrial Buildings | Standard | FALSE | [9 empty] | 41983 |  |  | NotYetVerified | LPHB/4MS/40K/2/DD1/CL/STD | 3 | 12760 | 112.23 | 113.7 | 13.3 | 0.945 | 3937 | 72.5
PJSF7YP9 | Standard Products Inc. | Standard Products | 62972 | Indoor Luminaires | High-Bay | High-Bay Luminaires for Commercial and Industrial Buildings | Standard | FALSE | [9 empty] | 41983 |  |  | NotYetVerified | LPHB/4MS/40K/2/DD1/FP/STD | 3 | 12760 | 112.23 | 113.7 | 13.3 | 0.945 | 3937 | 72.5
PDT1XTS2 | Standard Products Inc. | Standard Products | 62973 | Indoor Luminaires | High-Bay | High-Bay Luminaires for Commercial and Industrial Buildings | Standard | FALSE | [9 empty] | 41983 |  |  | NotYetVerified | LPHB/4MS/40K/3/DD1/FP/STD | 3 | 11340 | 99.74 | 113.7 | 13.3 | 0.945 | 3937 | 72.5
PYPAQXHP | Standard Products Inc. | Standard Products | 62970 | Indoor Luminaires | High-Bay | Low-Bay Luminaires for Commercial and Industrial Buildings | Standard | FALSE | [9 empty] | 41983 |  |  | NotYetVerified | LPHB/2MS/40K/2/DD1/FP/STD | 3 | 6270.85 | 103.17 | 60.78 | 10.3 | 0.99 | 3937 | 72.5
P4YKTACA | Standard Products Inc. | Standard Products | 63014 | Indoor Luminaires | High-Bay | Low-Bay Luminaires for Commercial and Industrial Buildings | Standard | FALSE | [9 empty] | 41983 |  |  | NotYetVerified | LPHB/2MS/40K/2/DD1/CL/STD | 3 | 6270.85 | 103.17 | 60.78 | 10.3 | 0.99 | 3937 | 72.5
PM336AUV | Standard Products Inc. | Standard Products | 63015 | Indoor Luminaires | High-Bay | Low-Bay Luminaires for Commercial and Industrial Buildings | Standard | FALSE | [9 empty] | 41983 |  |  | NotYetVerified | LPHB/2MS/40K/3/DD1/CL/STD | 3 | 5670 | 93.28 | 60.78 | 10.3 | 0.99 | 3937 | 72.5
PZTT3H76 | Philips Day-Brite | Philips Day-Brite | V2WAE51L850-4-UNV-[MD360W] | Indoor Luminaires | High-Bay | Low-Bay Luminaires for Commercial and Industrial Buildings | Standard | FALSE | [9 empty] | 41983 |  |  | Yes | Product updated on 3/8/2017 | 4.1 | 5114.64 | 128.51 | 39.8 | 20 | 0.9 | 5000 | 80
PPS3WKUE | Philips Day-Brite | Philips Day-Brite | DWAE51L850-4-UNV-SDIM-[MD360W] | Indoor Luminaires | High-Bay | Low-Bay Luminaires for Commercial and Industrial Buildings | Standard | FALSE | [9 empty] | 41983 |  |  | Yes | Product updated on 3/8/2017 | 4.1 | 5114.64 | 127.87 | 40 | 20 | 0.9 | 5000 | 80
P5S3FCWW | Philips Day-Brite | Philips Day-Brite | V2WLE51L850-8-UNV-SDIM-[MD360W] | Indoor Luminaires | High-Bay | Low-Bay Luminaires for Commercial and Industrial Buildings | Standard | FALSE | [9 empty] | 41983 |  |  | Yes | Product updated on 3/8/2017 | 4.1 | 9820.11 | 122.75 | 80 | 20 | 0.9 | 5000 | 80
P5N9MXMY | Philips Day-Brite | Philips Day-Brite | V2WLE51L850-8-UNV-[MD360W] | Indoor Luminaires | High-Bay | Low-Bay Luminaires for Commercial and Industrial Buildings | Standard | FALSE | [9 empty] | 41983 |  |  | Yes | Product updated on 3/8/2017 | 4.1 | 9820.11 | 123.37 | 79.6 | 20 | 0.9 | 5000 | 80
PUGDZDJF | Philips Day-Brite | Philips Day-Brite | V2WPE51L850-8-UNV-[MD360W] | Indoor Luminaires | High-Bay | Low-Bay Luminaires for Commercial and Industrial Buildings | Standard | FALSE | [9 empty] | 41983 |  |  | Yes | Product updated on 3/8/2017 | 4.1 | 9308.64 | 116.94 | 79.6 | 20 | 0.9 | 5000 | 80
PJTZ5KCU | Philips Day-Brite | Philips Day-Brite | V2WPE51L850-8-UNV-SDIM-[MD360W] | Indoor Luminaires | High-Bay | Low-Bay Luminaires for Commercial and Industrial Buildings | Standard | FALSE | [9 empty] | 41983 |  |  | Yes | Product updated on 3/8/2017 | 4.1 | 9308.64 | 116.36 | 80 | 20 | 0.9 | 5000 | 80
PKB6Y8AX | Philips Day-Brite | Philips Day-Brite | DWAE70L850-4-UNV-[MD360W] | Indoor Luminaires | High-Bay | Low-Bay Luminaires for Commercial and Industrial Buildings | Standard | FALSE | [9 empty] | 41983 |  |  | Yes | Product updated on 3/8/2017 | 4.1 | 7077.07 | 125.04 | 56.6 | 20 | 0.9 | 5000 | 80
PGCXJZXK | Philips Day-Brite | Philips Day-Brite | V2WAE70L850-4-UNV-[MD360W] | Indoor Luminaires | High-Bay | Low-Bay Luminaires for Commercial and Industrial Buildings | Standard | FALSE | [9 empty] | 41983 |  |  | Yes | Product updated on 3/8/2017 | 4.1 | 6890.22 | 121.74 | 56.6 | 20 | 0.9 | 5000 | 80
PZVFRVR8 | Philips Day-Brite | Philips Day-Brite | V2WLE70L850-4-UNV-[MD360W] | Indoor Luminaires | High-Bay | Low-Bay Luminaires for Commercial and Industrial Buildings | Standard | FALSE | [9 empty] | 41983 |  |  | Yes | Product updated on 3/8/2017 | 4.1 | 6614.61 | 116.87 | 56.6 | 20 | 0.9 | 5000 | 80
P74V54CA | Philips Day-Brite | Philips Day-Brite | V2WPE70L850-4-UNV-[MD360W] | Indoor Luminaires | High-Bay | Low-Bay Luminaires for Commercial and Industrial Buildings | Standard | FALSE | [9 empty] | 41983 |  |  | Yes | Product updated on 3/8/2017 | 4.1 | 6439.76 | 113.78 | 56.6 | 20 | 0.9 | 5000 | 80
PMWNVSPP | Philips Day-Brite | Philips Day-Brite | V2WAE51L850-4-UNV-SDIM-[MD360W] | Indoor Luminaires | High-Bay | Low-Bay Luminaires for Commercial and Industrial Buildings | Standard | FALSE | [9 empty] | 41983 |  |  | Yes | Product updated on 3/8/2017 | 4.1 | 5114.64 | 127.87 | 40 | 20 | 0.9 | 5000 | 80
PK26KX2N | Philips Day-Brite | Philips Day-Brite | DWAE51L850-4-UNV-[MD360W] | Indoor Luminaires | High-Bay | Low-Bay Luminaires for Commercial and Industrial Buildings | Standard | FALSE | [9 empty] | 41983 |  |  | Yes | Product updated on 3/8/2017 | 4.1 | 5114.64 | 128.51 | 39.8 | 20 | 0.9 | 5000 | 80
P2WW259K | Philips Day-Brite | Philips Day-Brite | V2WLE51L840-8-UNV-SDIM-[MD360W] | Indoor Luminaires | High-Bay | Low-Bay Luminaires for Commercial and Industrial Buildings | Standard | FALSE | [9 empty] | 41983 |  |  | Yes | Product updated on 3/8/2017 | 4.1 | 9722.88 | 121.54 | 80 | 20 | 0.9 | 4000 | 80
PMQN8FJY | Philips Day-Brite | Philips Day-Brite | V2WPE51L840-8-UNV-SDIM-[MD360W] | Indoor Luminaires | High-Bay | Low-Bay Luminaires for Commercial and Industrial Buildings | Standard | FALSE | [9 empty] | 41983 |  |  | Yes | Product updated on 3/8/2017 | 4.1 | 9216.48 | 115.21 | 80 | 20 | 0.9 | 4000 | 80
P1KGRVZ2 | Philips Day-Brite | Philips Day-Brite | DWAE70L840-4-UNV-[MD360W] | Indoor Luminaires | High-Bay | Low-Bay Luminaires for Commercial and Industrial Buildings | Standard | FALSE | [9 empty] | 41983 |  |  | Yes | Product updated on 3/8/2017 | 4.1 | 7007 | 123.8 | 56.6 | 20 | 0.9 | 4000 | 80
PZKJQ6KJ | Philips Day-Brite | Philips Day-Brite | V2WAE51L840-4-UNV-[MD360W] | Indoor Luminaires | High-Bay | Low-Bay Luminaires for Commercial and Industrial Buildings | Standard | FALSE | [9 empty] | 41983 |  |  | Yes | Product updated on 3/8/2017 | 4.1 | 5064 | 127.24 | 39.8 | 20 | 0.9 | 4000 | 80
P6UHGTPT | Philips Day-Brite | Philips Day-Brite | V2WAE51L840-4-UNV-SDIM-[MD360W] | Indoor Luminaires | High-Bay | Low-Bay Luminaires for Commercial and Industrial Buildings | Standard | FALSE | [9 empty] | 41983 |  |  | Yes | Product updated on 3/8/2017 | 4.1 | 5064 | 126.6 | 40 | 20 | 0.9 | 4000 | 80
P5KTFHWY | Philips Day-Brite | Philips Day-Brite | DWAE51L840-4-UNV-SDIM-[MD360W] | Indoor Luminaires | High-Bay | Low-Bay Luminaires for Commercial and Industrial Buildings | Standard | FALSE | [9 empty] | 41983 |  |  | Yes | Product updated on 3/8/2017 | 4.1 | 5064 | 126.6 | 40 | 20 | 0.9 | 4000 | 80
P3J17T69 | Philips Day-Brite | Philips Day-Brite | V2WLE51L840-8-UNV-[MD360W] | Indoor Luminaires | High-Bay | Low-Bay Luminaires for Commercial and Industrial Buildings | Standard | FALSE | [9 empty] | 41983 |  |  | Yes | Product updated on 3/8/2017 | 4.1 | 9722.88 | 122.15 | 79.6 | 20 | 0.9 | 4000 | 80
PMEEYZ9H | Philips Day-Brite | Philips Day-Brite | V2WPE51L840-8-UNV-[MD360W] | Indoor Luminaires | High-Bay | Low-Bay Luminaires for Commercial and Industrial Buildings | Standard | FALSE | [9 empty] | 41983 |  |  | Yes | Product updated on 3/8/2017 | 4.1 | 9216.48 | 115.78 | 79.6 | 20 | 0.9 | 4000 | 80
PE4551S2 | Philips Day-Brite | Philips Day-Brite | V2WAE70L840-4-UNV-[MD360W] | Indoor Luminaires | High-Bay | Low-Bay Luminaires for Commercial and Industrial Buildings | Standard | FALSE | [9 empty] | 41983 |  |  | Yes | Product updated on 3/8/2017 | 4.1 | 6822 | 120.53 | 56.6 | 20 | 0.9 | 4000 | 80
PTE3V8TE | Philips Day-Brite | Philips Day-Brite | V2WLE70L840-4-UNV-[MD360W] | Indoor Luminaires | High-Bay | Low-Bay Luminaires for Commercial and Industrial Buildings | Standard | FALSE | [9 empty] | 41983 |  |  | Yes | Product updated on 3/8/2017 | 4.1 | 6549.12 | 115.71 | 56.6 | 20 | 0.9 | 4000 | 80
P2Y4DQ8K | Philips Day-Brite | Philips Day-Brite | V2WPE70L840-4-UNV-[MD360W] | Indoor Luminaires | High-Bay | Low-Bay Luminaires for Commercial and Industrial Buildings | Standard | FALSE | [9 empty] | 41983 |  |  | Yes | Product updated on 3/8/2017 | 4.1 | 6376 | 112.65 | 56.6 | 20 | 0.9 | 4000 | 80
PDQAVRRM | Philips Day-Brite | Philips Day-Brite | DWAE51L840-4-UNV-[MD360W] | Indoor Luminaires | High-Bay | Low-Bay Luminaires for Commercial and Industrial Buildings | Standard | FALSE | [9 empty] | 41983 |  |  | Yes | Product updated on 3/8/2017 | 4.1 | 5064 | 127.24 | 39.8 | 20 | 0.9 | 4000 | 80
PBA4XHTK | Philips Day-Brite | Philips Day-Brite | V2WAE51L835-8-UNV-[MD360W] | Indoor Luminaires | High-Bay | Low-Bay Luminaires for Commercial and Industrial Buildings | Standard | FALSE | [9 empty] | 41983 |  |  | Yes | Product updated on 3/8/2017 | 4.1 | 9925.44 | 124.69 | 79.6 | 20 | 0.9 | 3500 | 80
P2TKY8UV | Philips Day-Brite | Philips Day-Brite | DWAE51L835-8-UNV-SDIM-[MD360W] | Indoor Luminaires | High-Bay | Low-Bay Luminaires for Commercial and Industrial Buildings | Standard | FALSE | [9 empty] | 41983 |  |  | Yes | Product updated on 3/8/2017 | 4.1 | 9925.44 | 124.07 | 80 | 20 | 0.9 | 3500 | 80
PM98W38N | Philips Day-Brite | Philips Day-Brite | V2WLE51L835-8-UNV-[MD360W] | Indoor Luminaires | High-Bay | Low-Bay Luminaires for Commercial and Industrial Buildings | Standard | FALSE | [9 empty] | 41983 |  |  | Yes | Product updated on 3/8/2017 | 4.1 | 9528.42 | 119.7 | 79.6 | 20 | 0.9 | 3500 | 80
PAZJ9VD6 | Philips Day-Brite | Philips Day-Brite | V2WPE51L835-8-UNV-[MD360W] | Indoor Luminaires | High-Bay | Low-Bay Luminaires for Commercial and Industrial Buildings | Standard | FALSE | [9 empty] | 41983 |  |  | Yes | Product updated on 3/8/2017 | 4.1 | 9032.15 | 113.47 | 79.6 | 20 | 0.9 | 3500 | 80
PB1N9C2E | Philips Day-Brite | Philips Day-Brite | V2WAE51L835-8-UNV-SDIM-[MD360W] | Indoor Luminaires | High-Bay | Low-Bay Luminaires for Commercial and Industrial Buildings | Standard | FALSE | [9 empty] | 41983 |  |  | Yes | Product updated on 3/8/2017 | 4.1 | 9925.44 | 124.07 | 80 | 20 | 0.9 | 3500 | 80
P4964SEB | Philips Day-Brite | Philips Day-Brite | DWAE51L835-8-UNV-[MD360W] | Indoor Luminaires | High-Bay | Low-Bay Luminaires for Commercial and Industrial Buildings | Standard | FALSE | [9 empty] | 41983 |  |  | Yes | Product updated on 3/8/2017 | 4.1 | 9925.44 | 124.69 | 79.6 | 20 | 0.9 | 3500 | 80
PAWDXJQ5 | Philips Day-Brite | Philips Day-Brite | V2WLE51L835-8-UNV-SDIM-[MD360W] | Indoor Luminaires | High-Bay | Low-Bay Luminaires for Commercial and Industrial Buildings | Standard | FALSE | [9 empty] | 41983 |  |  | Yes | Product updated on 3/8/2017 | 4.1 | 9528.42 | 119.11 | 80 | 20 | 0.9 | 3500 | 80
PKFY65RR | Philips Day-Brite | Philips Day-Brite | V2WPE51L835-8-UNV-SDIM-[MD360W] | Indoor Luminaires | High-Bay | Low-Bay Luminaires for Commercial and Industrial Buildings | Standard | FALSE | [9 empty] | 41983 |  |  | Yes | Product updated on 3/8/2017 | 4.1 | 9032.15 | 112.9 | 80 | 20 | 0.9 | 3500 | 80
PQU12YMS | Philips Day-Brite | Philips Day-Brite | DWAE70L835-4-UNV-[MD360W] | Indoor Luminaires | High-Bay | Low-Bay Luminaires for Commercial and Industrial Buildings | Standard | FALSE | [9 empty] | 41983 |  |  | Yes | Product updated on 3/8/2017 | 4.1 | 6866.86 | 121.32 | 56.6 | 20 | 0.9 | 3500 | 80
P75DE2D7 | Philips Day-Brite | Philips Day-Brite | V2WAE70L835-4-UNV-[MD360W] | Indoor Luminaires | High-Bay | Low-Bay Luminaires for Commercial and Industrial Buildings | Standard | FALSE | [9 empty] | 41983 |  |  | Yes | Product updated on 3/8/2017 | 4.1 | 6685.56 | 118.12 | 56.6 | 20 | 0.9 | 3500 | 80
PC41W519 | Philips Day-Brite | Philips Day-Brite | V2WLE70L835-4-UNV-[MD360W] | Indoor Luminaires | High-Bay | Low-Bay Luminaires for Commercial and Industrial Buildings | Standard | FALSE | [9 empty] | 41983 |  |  | Yes | Product updated on 3/8/2017 | 4.1 | 6418.14 | 113.39 | 56.6 | 20 | 0.9 | 3500 | 80
PMES64J5 | Hubbell Lighting | Columbia Lighting | LLHP2-50H-M-XX-480-XXXX | Indoor Luminaires | High-Bay | High-Bay Aisle Luminaires | Standard | FALSE | [9 empty] | 41983 |  |  | NotYetVerified |  | 3 | 27531.03 | 99.93 | 275.5 | 15.3 | 0.944 | 5000 | 70
PHB8W9GE | Hubbell Lighting | Columbia Lighting | LLHP2-50H-M-XX-480-XXXX | Indoor Luminaires | High-Bay | High-Bay Luminaires for Commercial and Industrial Buildings | Standard | FALSE | [9 empty] | 41983 |  |  | NotYetVerified |  | 3 | 27531.03 | 99.93 | 275.5 | 15.3 | 0.944 | 5000 | 70
PD27MV7H | Hubbell Lighting | Columbia Lighting | LLHP2-50H-M-XX-347-XXXX | Indoor Luminaires | High-Bay | High-Bay Luminaires for Commercial and Industrial Buildings | Standard | FALSE | [9 empty] | 41983 |  |  | NotYetVerified |  | 3 | 27531.03 | 99.93 | 275.5 | 15.3 | 0.944 | 5000 | 70
P1DB8F2W | Hubbell Lighting | Columbia Lighting | LLHP2-50H-M-XX-347-XXXX | Indoor Luminaires | High-Bay | High-Bay Aisle Luminaires | Standard | FALSE | [9 empty] | 41983 |  |  | NotYetVerified |  | 3 | 27531.03 | 99.93 | 275.5 | 15.3 | 0.944 | 5000 | 70
PZ964EQ8 | Hubbell Lighting | Columbia Lighting | LLHP2-50H-W-XX-480-XXXX | Indoor Luminaires | High-Bay | High-Bay Luminaires for Commercial and Industrial Buildings | Standard | FALSE | [9 empty] | 41983 |  |  | NotYetVerified |  | 3 | 27037 | 96.22 | 281 | 15.3 | 0.944 | 5000 | 70
PQGS4FDB | Hubbell Lighting | Columbia Lighting | LLHP2-50H-W-XX-347-XXXX | Indoor Luminaires | High-Bay | High-Bay Luminaires for Commercial and Industrial Buildings | Standard | FALSE | [9 empty] | 41983 |  |  | NotYetVerified |  | 3 | 27037 | 96.22 | 281 | 15.3 | 0.944 | 5000 | 70
PZBRXYJ1 | Hubbell Lighting | Columbia Lighting | LLHP2-50H-A-XX-347-XXXX | Indoor Luminaires | High-Bay | High-Bay Aisle Luminaires | Standard | FALSE | [9 empty] | 41983 |  |  | NotYetVerified |  | 3 | 24044.28 | 87.28 | 275.5 | 15.3 | 0.944 | 5000 | 70
PXPV199W | Hubbell Lighting | Columbia Lighting | LLHP2-50H-A-XX-480-XXXX | Indoor Luminaires | High-Bay | High-Bay Luminaires for Commercial and Industrial Buildings | Standard | FALSE | [9 empty] | 41983 |  |  | NotYetVerified |  | 3 | 24044.28 | 87.28 | 275.5 | 15.3 | 0.944 | 5000 | 70
PSQ6MJU7 | Hubbell Lighting | Columbia Lighting | LLHP2-50H-A-XX-347-XXXX | Indoor Luminaires | High-Bay | High-Bay Luminaires for Commercial and Industrial Buildings | Standard | FALSE | [9 empty] | 41983 |  |  | NotYetVerified |  | 3 | 24044.28 | 87.28 | 275.5 | 15.3 | 0.944 | 5000 | 70
PEYCD8DH | Hubbell Lighting | Columbia Lighting | LLHP2-50H-A-XX-480-XXXX | Indoor Luminaires | High-Bay | High-Bay Aisle Luminaires | Standard | FALSE | [9 empty] | 41983 |  |  | NotYetVerified |  | 3 | 24044.28 | 87.28 | 275.5 | 15.3 | 0.944 | 5000 | 70
PX73VVMW | Hubbell Lighting | Columbia Lighting | LLHP2-50L-M-XX-347-XXXX | Indoor Luminaires | High-Bay | High-Bay Aisle Luminaires | Standard | FALSE | [9 empty] | 41983 |  |  | NotYetVerified |  | 3 | 14177.5 | 99.49 | 142.5 | 13.4 | 0.913 | 5000 | 70
PE4F65BK | Hubbell Lighting | Columbia Lighting | LLHP2-50L-M-XX-480-XXXX | Indoor Luminaires | High-Bay | High-Bay Luminaires for Commercial and Industrial Buildings | Standard | FALSE | [9 empty] | 41983 |  |  | NotYetVerified |  | 3 | 14177.5 | 99.49 | 142.5 | 13.4 | 0.913 | 5000 | 70
P94HPDV4 | Hubbell Lighting | Columbia Lighting | LLHP2-50L-M-XX-347-XXXX | Indoor Luminaires | High-Bay | High-Bay Luminaires for Commercial and Industrial Buildings | Standard | FALSE | [9 empty] | 41983 |  |  | NotYetVerified |  | 3 | 14177.5 | 99.49 | 142.5 | 13.4 | 0.913 | 5000 | 70
P4GH4ZFE | Hubbell Lighting | Columbia Lighting | LLHP2-50L-M-XX-480-XXXX | Indoor Luminaires | High-Bay | High-Bay Aisle Luminaires | Standard | FALSE | [9 empty] | 41983 |  |  | NotYetVerified |  | 3 | 14177.5 | 99.49 | 142.5 | 13.4 | 0.913 | 5000 | 70
PKN2NQ81 | Hubbell Lighting | Columbia Lighting | LLHP2-50L-W-XX-480-XXXX | Indoor Luminaires | High-Bay | High-Bay Luminaires for Commercial and Industrial Buildings | Standard | FALSE | [9 empty] | 41983 |  |  | NotYetVerified |  | 3 | 13925 | 97.72 | 142.5 | 13.4 | 0.913 | 5000 | 70
P5JRCUPM | Hubbell Lighting | Columbia Lighting | LLHP2-50L-W-XX-347-XXXX | Indoor Luminaires | High-Bay | High-Bay Luminaires for Commercial and Industrial Buildings | Standard | FALSE | [9 empty] | 41983 |  |  | NotYetVerified |  | 3 | 13925 | 97.72 | 142.5 | 13.4 | 0.913 | 5000 | 70
PTSRC6HP | Hubbell Lighting | Columbia Lighting | LLHP2-40H-M-XX-347-XXXX | Indoor Luminaires | High-Bay | High-Bay Luminaires for Commercial and Industrial Buildings | Standard | FALSE | [9 empty] | 41983 |  |  | NotYetVerified |  | 3 | 26395.69 | 95.81 | 275.5 | 15.3 | 0.944 | 4000 | 70
PTFUVAAR | Hubbell Lighting | Columbia Lighting | LLHP2-40H-M-XX-480-XXXX | Indoor Luminaires | High-Bay | High-Bay Aisle Luminaires | Standard | FALSE | [9 empty] | 41983 |  |  | NotYetVerified |  | 3 | 26395.69 | 95.81 | 275.5 | 15.3 | 0.944 | 4000 | 70
PBUXGHK1 | Hubbell Lighting | Columbia Lighting | LLHP2-40H-M-XX-347-XXXX | Indoor Luminaires | High-Bay | High-Bay Aisle Luminaires | Standard | FALSE | [9 empty] | 41983 |  |  | NotYetVerified |  | 3 | 26395.69 | 95.81 | 275.5 | 15.3 | 0.944 | 4000 | 70
P6F54PV4 | Hubbell Lighting | Columbia Lighting | LLHP2-40H-M-XX-480-XXXX | Indoor Luminaires | High-Bay | High-Bay Luminaires for Commercial and Industrial Buildings | Standard | FALSE | [9 empty] | 41983 |  |  | NotYetVerified |  | 3 | 26395.69 | 95.81 | 275.5 | 15.3 | 0.944 | 4000 | 70
PHBPD8PE | Hubbell Lighting | Columbia Lighting | LLHP2-40H-W-XX-480-XXXX | Indoor Luminaires | High-Bay | High-Bay Luminaires for Commercial and Industrial Buildings | Standard | FALSE | [9 empty] | 41983 |  |  | NotYetVerified |  | 3 | 25874 | 92.08 | 281 | 15.3 | 0.944 | 4000 | 70
P7DR7NVG | Hubbell Lighting | Columbia Lighting | LLHP2-40H-W-XX-347-XXXX | Indoor Luminaires | High-Bay | High-Bay Luminaires for Commercial and Industrial Buildings | Standard | FALSE | [9 empty] | 41983 |  |  | NotYetVerified |  | 3 | 25874 | 92.08 | 281 | 15.3 | 0.944 | 4000 | 70
PR4KH8C2 | Hubbell Lighting | Columbia Lighting | LLHP2-40L-M-XX-347-XXXX | Indoor Luminaires | High-Bay | High-Bay Luminaires for Commercial and Industrial Buildings | Standard | FALSE | [9 empty] | 41983 |  |  | NotYetVerified |  | 3 | 13592.52 | 95.39 | 142.5 | 13.4 | 0.913 | 4000 | 70
PPJFDA3B | Hubbell Lighting | Columbia Lighting | LLHP2-40L-M-XX-480-XXXX | Indoor Luminaires | High-Bay | High-Bay Aisle Luminaires | Standard | FALSE | [9 empty] | 41983 |  |  | NotYetVerified |  | 3 | 13592.52 | 95.39 | 142.5 | 13.4 | 0.913 | 4000 | 70
P8A2WZZU | Hubbell Lighting | Columbia Lighting | LLHP2-40L-M-XX-480-XXXX | Indoor Luminaires | High-Bay | High-Bay Luminaires for Commercial and Industrial Buildings | Standard | FALSE | [9 empty] | 41983 |  |  | NotYetVerified |  | 3 | 13592.52 | 95.39 | 142.5 | 13.4 | 0.913 | 4000 | 70
P3Z2XDK1 | Hubbell Lighting | Columbia Lighting | LLHP2-40L-M-XX-347-XXXX | Indoor Luminaires | High-Bay | High-Bay Aisle Luminaires | Standard | FALSE | [9 empty] | 41983 |  |  | NotYetVerified |  | 3 | 13592.52 | 95.39 | 142.5 | 13.4 | 0.913 | 4000 | 70
PQDXY9SX | Hubbell Lighting | Columbia Lighting | LLHP2-40L-W-XX-347-XXXX | Indoor Luminaires | High-Bay | High-Bay Luminaires for Commercial and Industrial Buildings | Standard | FALSE | [9 empty] | 41983 |  |  | NotYetVerified |  | 3 | 13326 | 93.52 | 142.5 | 13.4 | 0.913 | 4000 | 70
P37V8BUD | Hubbell Lighting | Columbia Lighting | LLHP2-40L-W-XX-480-XXXX | Indoor Luminaires | High-Bay | High-Bay Luminaires for Commercial and Industrial Buildings | Standard | FALSE | [9 empty] | 41983 |  |  | NotYetVerified |  | 3 | 13326 | 93.52 | 142.5 | 13.4 | 0.913 | 4000 | 70
PSHB7BC8G | A2Z Green Lighting | A2Z Green Lighting | A2Z-200-HB-50-AA[Ceiling Mount Only] | Indoor Luminaires | High-Bay | High-Bay Luminaires for Commercial and Industrial Buildings | Standard | TRUE | 22496.52 | 111.12 | 202.46 | 11.28 | 0.948 | 5202 | 73.2 | 5 | 50000 | 41982 |  |  | NotYetVerified |  | 3 | 23000 | 115 | 200 | 15 | 0.93 | 5000 | 70
PM7BJDQA9 | A2Z Green Lighting | A2Z Green Lighting | A2Z-150-HB-50-AA[Ceiling Mount Only] | Indoor Luminaires | High-Bay | High-Bay Luminaires for Commercial and Industrial Buildings | Standard | TRUE | 17305.76 | 117.52 | 147.26 | 11.28 | 0.948 | 5204 | 73.4 | 5 | 50000 | 41982 |  |  | NotYetVerified |  | 3 | 17200 | 115 | 150 | 15 | 0.93 | 5000 | 70
PRMP6UB9 | DASCOM Americas | Sonaray | HB-3100(3000K) | Indoor Luminaires | High-Bay | High-Bay Luminaires for Commercial and Industrial Buildings | Standard | TRUE | 9368.5 | 90.19 | 103.87 | 14.66 | 0.937 | 2974 | 81.8 | 5 | 50000 | 41982 |  |  | NotYetVerified |  | 3 | 9368.46 | 90.19 | 100 | 8.43 | 0.992 | 3000 | 82
PW6X11FNK | A2Z Green Lighting | A2Z Green Lighting | A2Z-120-HB-50-AA[Ceiling Mount Only] | Indoor Luminaires | High-Bay | High-Bay Luminaires for Commercial and Industrial Buildings | Standard | TRUE | 13548.28 | 110.91 | 122.16 | 13.61 | 0.9252 | 5242 | 73.3 | 5 | 50000 | 41982 |  |  | NotYetVerified |  | 3 | 13800 | 115 | 120 | 15 | 0.93 | 5000 | 70
PKSZJP11D | A2Z Green Lighting | A2Z Green Lighting | A2Z-100-HB-50-AA[Ceiling Mount Only] | Indoor Luminaires | High-Bay | High-Bay Luminaires for Commercial and Industrial Buildings | Standard | TRUE | 11205.3 | 113.62 | 98.62 | 16.21 | 0.917 | 5170 | 73.1 | 5 | 50000 | 41982 |  |  | NotYetVerified |  | 3 | 11500 | 115 | 100 | 15 | 0.93 | 5000 | 70
PAEJK6YX | DASCOM Americas | Sonaray | HB-3100(5000K) | Indoor Luminaires | High-Bay | High-Bay Luminaires for Commercial and Industrial Buildings | Standard | FALSE | [9 empty] | 41982 |  |  | NotYetVerified |  | 3 | 10300 | 103 | 100 | 8.43 | 0.992 | 5000 | 82
PZXS3TRH | DASCOM Americas | Sonaray | HB-3100(4500K) | Indoor Luminaires | High-Bay | High-Bay Luminaires for Commercial and Industrial Buildings | Standard | FALSE | [9 empty] | 41982 |  |  | NotYetVerified |  | 3 | 10300 | 103 | 100 | 8.43 | 0.992 | 4500 | 82
PN2F9NF8 | DASCOM Americas | Sonaray | HB-3100(4000K) | Indoor Luminaires | High-Bay | High-Bay Luminaires for Commercial and Industrial Buildings | Standard | FALSE | [9 empty] | 41982 |  |  | NotYetVerified |  | 3 | 10300 | 103 | 100 | 8.43 | 0.992 | 4000 | 82
P5XTMNFK | DASCOM Americas | Sonaray | HB-3100(3500K) | Indoor Luminaires | High-Bay | High-Bay Luminaires for Commercial and Industrial Buildings | Standard | FALSE | [9 empty] | 41982 |  |  | NotYetVerified |  | 3 | 10300 | 103 | 100 | 8.43 | 0.992 | 3500 | 82
PKV9QVW52 | Ever Power Lighting Equipment co. Ltd.?? | EPL (Ever Power Lighting) | EPD160P-50 (5000K) | Indoor Luminaires | High-Bay | High-Bay Luminaires for Commercial and Industrial Buildings | Standard | TRUE | 14557.78 | 90.12 | 161.53 | 10.74 | 0.956 | 5588 | 73.2 | 5 | 50000 | 41981 |  |  | NotYetVerified |  | 3 | 15500 | 96 | 162 |  | 0.975 | 5000 | 70
PU1DMRTT | Philips Optimum | Philips Optimum | G10L 4FT 16L UV 850 (OS OS(DIM) FSP-211) | Indoor Luminaires | High-Bay | High-Bay Luminaires for Commercial and Industrial Buildings | Standard | TRUE | 17928.19 | 118.18 | 151.7 | 16.9 | 0.919 | 5249 | 81.59 | 5 | 50000 | 41981 |  |  | NotYetVerified |  | 3 | 16830 | 110 | 153 | 20 | 0.9 | 5000 | 80
PH7UQCWT | Philips Optimum | Philips Optimum | G10L 4FT 16L UV 835 (OS OS(DIM) FSP-211) | Indoor Luminaires | High-Bay | High-Bay Luminaires for Commercial and Industrial Buildings | Standard | TRUE | 17427.45 | 114.73 | 154.3 | 16.9 | 0.919 | 3629 | 82.06 | 5 | 50000 | 41981 |  |  | NotYetVerified |  | 3 | 16170 | 105.68 | 153 | 20 | 0.9 | 3500 | 80
P2JHRHW1 | Philips Optimum | Philips Optimum | G10L 4FT 08L UV 835 (OS OS(DIM) FSP-211) | Indoor Luminaires | High-Bay | High-Bay Luminaires for Commercial and Industrial Buildings | Standard | TRUE | 10010.42 | 130.34 | 76.8 | 16.9 | 0.919 | 3544 | 82.02 | 5 | 50000 | 41981 |  |  | NotYetVerified |  | 3 | 8820 | 114.54 | 77 | 20 | 0.9 | 3500 | 80
PJ5ZPX5W | Philips Optimum | Philips Optimum | G10LP 4FT 16L UV 850 (OS OS(DIM) FSP-211) | Indoor Luminaires | High-Bay | High-Bay Luminaires for Commercial and Industrial Buildings | Standard | FALSE | [9 empty] | 41981 | Dimmable | Continuous Above 10 | NotYetVerified |  | 3 | 16830 | 110 | 153 | 20 | 0.9 | 5000 | 80
PUTG7CEH | Philips Optimum | Philips Optimum | G10L 4FT 12L UV 850 (OS OS(DIM) FSP-211) | Indoor Luminaires | High-Bay | High-Bay Luminaires for Commercial and Industrial Buildings | Standard | FALSE | [9 empty] | 41981 | Dimmable | Continuous Above 10 | NotYetVerified |  | 3 | 14280 | 113.33 | 126 | 20 | 0.9 | 5000 | 80
PUJFW8RV | Philips Optimum | Philips Optimum | G10LP 4FT 12L UV 850 (OS OS(DIM) FSP-211) | Indoor Luminaires | High-Bay | High-Bay Luminaires for Commercial and Industrial Buildings | Standard | FALSE | [9 empty] | 41981 | Dimmable | Continuous Above 10 | NotYetVerified |  | 3 | 14280 | 113.33 | 126 | 20 | 0.9 | 5000 | 80
PTZPR1RD | Philips Optimum | Philips Optimum | G10LP 4FT 08L UV 850 (OS OS(DIM) FSP-211) | Indoor Luminaires | High-Bay | High-Bay Luminaires for Commercial and Industrial Buildings | Standard | FALSE | [9 empty] | 41981 | Dimmable | Continuous Above 10 | NotYetVerified |  | 3 | 9180 | 119.22 | 77 | 20 | 0.9 | 5000 | 80
PSF424YG | Philips Optimum | Philips Optimum | G10L 4FT 08L UV 850 (OS OS(DIM) FSP-211) | Indoor Luminaires | High-Bay | High-Bay Luminaires for Commercial and Industrial Buildings | Standard | FALSE | [9 empty] | 41981 | Dimmable | Continuous Above 10 | NotYetVerified |  | 3 | 9180 | 119.22 | 77 | 20 | 0.9 | 5000 | 80
P73CXR3C | Philips Optimum | Philips Optimum | G10L 4FT 16L UV 840 (OS OS(DIM) FSP-211) | Indoor Luminaires | High-Bay | High-Bay Luminaires for Commercial and Industrial Buildings | Standard | FALSE | [9 empty] | 41981 | Dimmable | Continuous Above 10 | NotYetVerified |  | 3 | 16500 | 107.84 | 153 | 20 | 0.9 | 4000 | 80
P4X28CVP | Philips Optimum | Philips Optimum | G10LP 4FT 16L UV 840 (OS OS(DIM) FSP-211) | Indoor Luminaires | High-Bay | High-Bay Luminaires for Commercial and Industrial Buildings | Standard | FALSE | [9 empty] | 41981 | Dimmable | Continuous Above 10 | NotYetVerified |  | 3 | 16500 | 107.84 | 153 | 20 | 0.9 | 4000 | 80
P36RVTR8 | Philips Optimum | Philips Optimum | G10L 4FT 12L UV 840 (OS OS(DIM) FSP-211) | Indoor Luminaires | High-Bay | High-Bay Luminaires for Commercial and Industrial Buildings | Standard | FALSE | [9 empty] | 41981 | Dimmable | Continuous Above 10 | NotYetVerified |  | 3 | 14000 | 111.11 | 126 | 20 | 0.9 | 4000 | 80
P1X4Y31T | Philips Optimum | Philips Optimum | G10LP 4FT 12L UV 840 (OS OS(DIM) FSP-211) | Indoor Luminaires | High-Bay | High-Bay Luminaires for Commercial and Industrial Buildings | Standard | FALSE | [9 empty] | 41981 | Dimmable | Continuous Above 10 | NotYetVerified |  | 3 | 14000 | 111.11 | 126 | 20 | 0.9 | 4000 | 80
PQ2EH7E4 | Philips Optimum | Philips Optimum | G10L 4FT 08L UV 840 (OS OS(DIM) FSP-211) | Indoor Luminaires | High-Bay | High-Bay Luminaires for Commercial and Industrial Buildings | Standard | FALSE | [9 empty] | 41981 | Dimmable | Continuous Above 10 | NotYetVerified |  | 3 | 9000 | 116.88 | 77 | 20 | 0.9 | 4000 | 80
PKDNF3W5 | Philips Optimum | Philips Optimum | G10LP 4FT 08L UV 840 (OS OS(DIM) FSP-211) | Indoor Luminaires | High-Bay | High-Bay Luminaires for Commercial and Industrial Buildings | Standard | FALSE | [9 empty] | 41981 | Dimmable | Continuous Above 10 | NotYetVerified |  | 3 | 9000 | 116.88 | 77 | 20 | 0.9 | 4000 | 80
PA982RG2 | Philips Optimum | Philips Optimum | G10LP 4FT 16L UV 835 (OS OS(DIM) FSP-211) | Indoor Luminaires | High-Bay | High-Bay Luminaires for Commercial and Industrial Buildings | Standard | FALSE | [9 empty] | 41981 | Dimmable | Continuous Above 10 | NotYetVerified |  | 3 | 16170 | 105.68 | 153 | 20 | 0.9 | 3500 | 80
PERHPARK | Philips Optimum | Philips Optimum | G10LP 4FT 12L UV 835 (OS OS(DIM) FSP-211) | Indoor Luminaires | High-Bay | High-Bay Luminaires for Commercial and Industrial Buildings | Standard | FALSE | [9 empty] | 41981 | Dimmable | Continuous Above 10 | NotYetVerified |  | 3 | 13720 | 108.88 | 126 | 20 | 0.9 | 3500 | 80
PA7VSKEK | Philips Optimum | Philips Optimum | G10L 4FT 12L UV 835 (OS OS(DIM) FSP-211) | Indoor Luminaires | High-Bay | High-Bay Luminaires for Commercial and Industrial Buildings | Standard | FALSE | [9 empty] | 41981 | Dimmable | Continuous Above 10 | NotYetVerified |  | 3 | 13720 | 108.88 | 126 | 20 | 0.9 | 3500 | 80
PDPK5URG | Philips Optimum | Philips Optimum | G10LP 4FT 08L UV 835 (OS OS(DIM) FSP-211) | Indoor Luminaires | High-Bay | High-Bay Luminaires for Commercial and Industrial Buildings | Standard | FALSE | [9 empty] | 41981 | Dimmable | Continuous Above 10 | NotYetVerified |  | 3 | 8820 | 114.54 | 77 | 20 | 0.9 | 3500 | 80
PXT4WWWU | Standard Products Inc. | STANDARD | PVHDHB/L/LU1/[2 or 3]/40K | Indoor Luminaires | High-Bay | High-Bay Luminaires for Commercial and Industrial Buildings | Standard | TRUE | 11952 | 100.6 | 118.77 | 12.19 | 0.9768 | 4062 | 83.7 | 5 | 35000 | 41980 |  |  | NotYetVerified |  | 3 | 11952 | 100.6 | 118.77 | 10 | 0.9911 | 4062 | 83.81
P8BS7VMQ | Standard Products Inc. | STANDARD | PVHDHB/L/LU2/[2 or 3]/40K | Indoor Luminaires | High-Bay | High-Bay Luminaires for Commercial and Industrial Buildings | Standard | TRUE | 15520 | 99.2 | 156.52 | 14.66 | 0.975 | 4086 | 84.3 | 5 | 35000 | 41980 |  |  | NotYetVerified |  | 3 | 15220 | 99.2 | 156.52 | 12 | 0.991 | 4086 | 84.25
PXC6WTRA | Standard Products Inc. | STANDARD | PV4/L/LU3/[2 or 3]/40K | Indoor Luminaires | High-Bay | Low-Bay Luminaires for Commercial and Industrial Buildings | Standard | TRUE | 6387 | 81.9 | 77.95 | 14.6 | 0.975 | 4134 | 85.5 | 5 | 50000 | 41980 |  |  | NotYetVerified |  | 3 | 6387 | 81.9 | 77.95 | 15 | 0.975 | 4134 | 85.5
PAKMBBTE | Standard Products Inc. | STANDARD | PV4/L/LU2/[2 or 3]/40K | Indoor Luminaires | High-Bay | Low-Bay Luminaires for Commercial and Industrial Buildings | Standard | TRUE | 4932 | 87.9 | 56.2 | 19.76 | 0.941 | 4078 | 85.8 | 5 | 50000 | 41980 |  |  | NotYetVerified |  | 3 | 4932 | 87.9 | 56.2 | 20 | 0.941 | 4078 | 85.8
PXJPQACA | XtraLight Manufacturing Ltd. | XtraLight Manufacturing Ltd | LHBLED324600X5GDIMXXXXXXWPP | Indoor Luminaires | High-Bay | High-Bay Luminaires for Commercial and Industrial Buildings | Standard | TRUE | 65445 | 115.4 | 567.11 | 7.65 | 0.971 | 5172 | 73.3 | 10 | 100000 | 41978 |  |  | NotYetVerified |  | 3 | 64893 | 118 | 548 | 7.65 | 0.971 | 5200 | 73.3
PDM2PZ412 | ICEPIPE Corporation | ICEPIPE | CH2000-130W-HPE-5700K [90 degree beam angle only] | Indoor Luminaires | High-Bay | High-Bay Luminaires for Commercial and Industrial Buildings | Standard | TRUE | 14547 | 109.8 | 132.5 | 11.72 | 0.964 | 5674 | 85.6 | 5 |  | 41978 |  |  | NotYetVerified |  | 3 | 14430 | 111 | 130 |  |  | 5700 | 83
P2KNDZQJ5 | ICEPIPE Corporation | ICEPIPE | CH2000-100W-HPE-5700K [90 degree beam angle only] | Indoor Luminaires | High-Bay | High-Bay Luminaires for Commercial and Industrial Buildings | Standard | TRUE | 11142 | 111.9 | 99.58 | 12.43 | 0.945 | 5651 | 85.1 | 5 |  | 41978 |  |  | NotYetVerified |  | 3 | 10400 | 104 | 100 |  |  | 5700 | 83
PHKUFZ6NR | Cireon LLC | Cireon | ON4-096-AG-AK-AL | Indoor Luminaires | High-Bay | High-Bay Luminaires for Commercial and Industrial Buildings | Standard | TRUE | 17460 | 85.8 | 203.4 | 12 | 0.935 | 5960 | 76 | 10 | 244000 | 41978 |  |  | NotYetVerified |  | 3 | 17900 | 85.8 | 203 | 20 | 0.95 | 5700 | 70
PZ9X194H | CIXI YUANHUI LIGHTING ELECTRIC CO.LTD | YUANHUI | SVP4F48D | Indoor Luminaires | High-Bay | Low-Bay Luminaires for Commercial and Industrial Buildings | Standard | TRUE | 4609 | 98.38 | 47.39 | 15.36 | 0.9121 | 2811 | 84.7 | 5 |  | 41978 |  |  | NotYetVerified |  | 3 | 4600 | 90 | 48 |  |  | 2700 | 80
PG24AQSR | CIXI YUANHUI LIGHTING ELECTRIC CO.LTD | YUANHUI | SVP4F48C | Indoor Luminaires | High-Bay | Low-Bay Luminaires for Commercial and Industrial Buildings | Standard | FALSE | [9 empty] | 41978 |  |  | NotYetVerified |  | 3 | 5000 | 100 | 48 |  |  | 5700 | 80
P56K8FFW | CIXI YUANHUI LIGHTING ELECTRIC CO.LTD | YUANHUI | SVP4F48P | Indoor Luminaires | High-Bay | Low-Bay Luminaires for Commercial and Industrial Buildings | Standard | FALSE | [9 empty] | 41978 |  |  | NotYetVerified |  | 3 | 4600 | 90 | 48 |  |  | 5000 | 80
PHA37EWZ | CIXI YUANHUI LIGHTING ELECTRIC CO.LTD | YUANHUI | SVP4F48N | Indoor Luminaires | High-Bay | Low-Bay Luminaires for Commercial and Industrial Buildings | Standard | FALSE | [9 empty] | 41978 |  |  | NotYetVerified |  | 3 | 4600 | 90 | 48 |  |  | 4000 | 80
PEXHF8NS | CIXI YUANHUI LIGHTING ELECTRIC CO.LTD | YUANHUI | SVP4F48W | Indoor Luminaires | High-Bay | Low-Bay Luminaires for Commercial and Industrial Buildings | Standard | FALSE | [9 empty] | 41978 |  |  | NotYetVerified |  | 3 | 4600 | 90 | 48 |  |  | 3000 | 80
PGJJWKNE | Dalian Golden Sanwei Technology Co. Ltd. | Thermalway | SW-MZ320RLBzz [EUV options not qualified] | Indoor Luminaires | High-Bay | High-Bay Luminaires for Commercial and Industrial Buildings | Standard | TRUE | 28237.2 | 82.23 | 343.38 | 8.37 | 0.963 | 4115 | 71.1 | 5 |  | 41977 |  |  | NotYetVerified | EUand V are options for 347/480VAC input | 3 | 28230 | 82 | 320 | 10 | 0.99 | 4000 | 71
P3M9HRAD | Dalian Golden Sanwei Technology Co. Ltd. | Thermalway | SW-MZ240RLBzz [EUV options not qualified] | Indoor Luminaires | High-Bay | High-Bay Luminaires for Commercial and Industrial Buildings | Standard | TRUE | 23518.8 | 91.28 | 257.66 | 11.31 | 0.941 | 4030 | 71.1 | 5 |  | 41977 |  |  | NotYetVerified | EUand V are options for 347/480VAC input | 3 | 23510 | 91 | 240 | 10 | 0.99 | 4000 | 71
PV946MH6 | Dalian Golden Sanwei Technology Co. Ltd. | Thermalway | SW-MZ480RLBzz [EUV options not qualified] | Indoor Luminaires | High-Bay | High-Bay Luminaires for Commercial and Industrial Buildings | Standard | TRUE | 46239 | 92.94 | 497.54 | 11.63 | 0.94 | 4005 | 70.9 | 5 |  | 41977 |  |  | NotYetVerified | EUand V are options for 347/480VAC input | 3 | 46230 | 93 | 480 | 10 | 0.99 | 4000 | 70
P157D3VM | Dalian Golden Sanwei Technology Co. Ltd. | Thermalway | SW-MZ180RLBzz [EUV options not qualified] | Indoor Luminaires | High-Bay | High-Bay Luminaires for Commercial and Industrial Buildings | Standard | TRUE | 20493.5 | 108.57 | 188.76 | 11.85 | 0.937 | 3992 | 70.1 | 5 |  | 41977 |  |  | NotYetVerified | EUand V are options for 347/480VAC input | 3 | 20490 | 108 | 180 | 10 | 0.99 | 4000 | 70
P7NPCB4FE | SNC OPTO ELECTRONIC CO LTD. | SNC LED | HB-50W (4000K) | Indoor Luminaires | High-Bay | Low-Bay Luminaires for Commercial and Industrial Buildings | Standard | TRUE | 5132.5 | 103.19 | 49.74 | 16.91 | 0.9011 | 4107 | 71.8 | 5 |  | 41977 |  |  | NotYetVerified |  | 3 | 5100 | 100 | 50 |  | 0.9 | 4000 | 70
P969KXHXV | Dalian Golden Sanwei Technology Co. Ltd. | Thermalway | SW-MZ100A-40 | Indoor Luminaires | High-Bay | Low-Bay Luminaires for Commercial and Industrial Buildings | Standard | TRUE | 7578 | 81.1 | 93.4 | 19.6 | 0.89 | 4252 | 68 | 5 | 54000 | 41977 |  |  | NotYetVerified |  | 3 | 7578 | 81.1 | 93.4 | 20 | 0.89 | 4252 | 68
P67EVA69Z | SNC OPTO ELECTRONIC CO LTD. | SNC LED | HB-50W(5700K) | Indoor Luminaires | High-Bay | Low-Bay Luminaires for Commercial and Industrial Buildings | Standard | FALSE | [9 empty] | 41977 |  |  | NotYetVerified |  | 3 | 5200 | 106 | 50 |  |  | 5700 | 70
P7S8XC7D | Dalian Golden Sanwei Technology Co. Ltd. | Thermalway | SW-MZ320RQBzz [EUV options not qualified] | Indoor Luminaires | High-Bay | High-Bay Luminaires for Commercial and Industrial Buildings | Standard | FALSE | [9 empty] | 41977 |  |  | NotYetVerified | EUand V are options for 347/480VAC input | 3 | 28230 | 82 | 320 | 10 | 0.99 | 5700 | 72
P865GG38 | Dalian Golden Sanwei Technology Co. Ltd. | Thermalway | SW-MZ240RQBzz [EUV options not qualified] | Indoor Luminaires | High-Bay | High-Bay Luminaires for Commercial and Industrial Buildings | Standard | FALSE | [9 empty] | 41977 |  |  | NotYetVerified | EUand V are options for 347/480VAC input | 3 | 23510 | 91 | 240 | 10 | 0.99 | 5700 | 72
PXH89HQK | Dalian Golden Sanwei Technology Co. Ltd. | Thermalway | SW-MZ480RQBzz [EUV options not qualified] | Indoor Luminaires | High-Bay | High-Bay Luminaires for Commercial and Industrial Buildings | Standard | FALSE | [9 empty] | 41977 |  |  | NotYetVerified | EUand V are options for 347/480VAC input | 3 | 46230 | 93 | 480 | 10 | 0.99 | 5700 | 70
PSDTUBT4 | Dalian Golden Sanwei Technology Co. Ltd. | Thermalway | SW-MZ180RQBzz [EUV options not qualified] | Indoor Luminaires | High-Bay | High-Bay Luminaires for Commercial and Industrial Buildings | Standard | FALSE | [9 empty] | 41977 |  |  | NotYetVerified | EUand V are options for 347/480VAC input | 3 | 20490 | 108 | 180 | 10 | 0.99 | 5700 | 70
P422BUNYM | Dalian Golden Sanwei Technology Co. Ltd. | Thermalway | SW-MZ100A-57 | Indoor Luminaires | High-Bay | Low-Bay Luminaires for Commercial and Industrial Buildings | Standard | FALSE | [9 empty] | 41977 |  |  | NotYetVerified |  | 3 | 9030 | 99.7 | 90.5 | 20 | 0.89 | 5677 | 70
PDKWMPJS | Dalian Golden Sanwei Technology Co. Ltd. | Thermalway | SW-MZ320RZBzz [EUV options not qualified] | Indoor Luminaires | High-Bay | High-Bay Luminaires for Commercial and Industrial Buildings | Standard | FALSE | [9 empty] | 41977 |  |  | NotYetVerified | EUand V are options for 347/480VAC input | 3 | 28230 | 82 | 320 | 10 | 0.99 | 5000 | 72
P314RYP2 | Dalian Golden Sanwei Technology Co. Ltd. | Thermalway | SW-MZ240RZBzz [EUV options not qualified] | Indoor Luminaires | High-Bay | High-Bay Luminaires for Commercial and Industrial Buildings | Standard | FALSE | [9 empty] | 41977 |  |  | NotYetVerified | EUand V are options for 347/480VAC input | 3 | 23510 | 91 | 240 | 10 | 0.99 | 5000 | 72
PETC25ZM | Dalian Golden Sanwei Technology Co. Ltd. | Thermalway | SW-MZ480RZBzz [EUV options not qualified] | Indoor Luminaires | High-Bay | High-Bay Luminaires for Commercial and Industrial Buildings | Standard | FALSE | [9 empty] | 41977 |  |  | NotYetVerified | EUand V are options for 347/480VAC input | 3 | 46230 | 93 | 480 | 10 | 0.99 | 5000 | 70
PUC2BZM5 | Dalian Golden Sanwei Technology Co. Ltd. | Thermalway | SW-MZ180RZBzz [EUV options not qualified] | Indoor Luminaires | High-Bay | High-Bay Luminaires for Commercial and Industrial Buildings | Standard | FALSE | [9 empty] | 41977 |  |  | NotYetVerified | EUand V are options for 347/480VAC input | 3 | 20490 | 108 | 180 | 10 | 0.99 | 5000 | 70
PZS36MB6 | Dalian Golden Sanwei Technology Co. Ltd. | Thermalway | SW-MZ320RYBzz [EUV options not qualified] | Indoor Luminaires | High-Bay | High-Bay Luminaires for Commercial and Industrial Buildings | Standard | FALSE | [9 empty] | 41977 |  |  | NotYetVerified | EUand V are options for 347/480VAC input | 3 | 28230 | 82 | 320 | 10 | 0.99 | 4500 | 71
PT9994A9 | Dalian Golden Sanwei Technology Co. Ltd. | Thermalway | SW-MZ240RYBzz [EUV options not qualified] | Indoor Luminaires | High-Bay | High-Bay Luminaires for Commercial and Industrial Buildings | Standard | FALSE | [9 empty] | 41977 |  |  | NotYetVerified | EUand V are options for 347/480VAC input | 3 | 23510 | 91 | 240 | 10 | 0.99 | 4500 | 71
PDT5T7WC | Dalian Golden Sanwei Technology Co. Ltd. | Thermalway | SW-MZ480RYBzz [EUV options not qualified] | Indoor Luminaires | High-Bay | High-Bay Luminaires for Commercial and Industrial Buildings | Standard | FALSE | [9 empty] | 41977 |  |  | NotYetVerified | EUand V are options for 347/480VAC input | 3 | 46230 | 93 | 480 | 10 | 0.99 | 4500 | 70
PF6KSV9W | Dalian Golden Sanwei Technology Co. Ltd. | Thermalway | SW-MZ180RYBzz [EUV options not qualified] | Indoor Luminaires | High-Bay | High-Bay Luminaires for Commercial and Industrial Buildings | Standard | FALSE | [9 empty] | 41977 |  |  | NotYetVerified | EUand V are options for 347/480VAC input | 3 | 20490 | 108 | 180 | 10 | 0.99 | 4500 | 70
P4DU3J7P | TechBrite LLC | Vaportite Strip LED | VH48SS1B30NXXXX | Indoor Luminaires | High-Bay | High-Bay Luminaires for Commercial and Industrial Buildings | Standard | TRUE | 15990 | 107.5 | 148.72 | 14.701 | 0.9751 | 3120 | 82.51 | 5 |  | 41976 |  |  | NotYetVerified |  | 3 | 16000 | 107 | 149 | 20 | 0.9 | 3000 | 82
PRXWFJES | TechBrite LLC | Vaportite Strip LED | V474SS1B30XXXXX | Indoor Luminaires | High-Bay | Low-Bay Luminaires for Commercial and Industrial Buildings | Standard | TRUE | 7529 | 101.3 | 74.34 | 14.581 | 0.975 | 3124 | 82.62 | 5 |  | 41976 |  |  | NotYetVerified |  | 3 | 7500 | 101 | 73 | 20 | 0.9 | 3000 | 83
PYNTKWDYN | Nulite Lighting | Nulite Lighting INT LED | INT-4-50L40D-UNV | Indoor Luminaires | High-Bay | Low-Bay Luminaires for Commercial and Industrial Buildings | Standard | TRUE | 4979 | 95.2 | 52.3 | 15.5 | 0.968 | 4080 | 82 | 5 | 50000 | 41976 |  |  | NotYetVerified |  | 3 | [5 empty] | 4000
P1YG13PT | TechBrite LLC | Vaportite Strip LED | VH48SS1B30HXXXX | Indoor Luminaires | High-Bay | High-Bay Luminaires for Commercial and Industrial Buildings | Standard | TRUE | 18227 | 101.5 | 179.43 | 12.086 | 0.967 | 3066 | 83.3 | 5 |  | 41976 |  |  | NotYetVerified | Updated 11/4/2016 | 3 | 18200 | 101 | 180 | 20 | 0.9 | 3000 | 82
P88AKPTV | TechBrite LLC | Vaportite Strip LED | V474SS1B35XXXXX | Indoor Luminaires | High-Bay | Low-Bay Luminaires for Commercial and Industrial Buildings | Standard | TRUE | 5402 | 103.1 | 52.394 | 15.256 | 0.9669 | 3468 | 82.95 | 5 |  | 41976 |  |  | NotYetVerified |  | 3 | 5400 | 103 | 53 | 20 | 0.9 | 3500 | 82
PC2NCM3C | TechBrite LLC | Vaportite Strip LED | V474SS1B30XXXXX | Indoor Luminaires | High-Bay | Low-Bay Luminaires for Commercial and Industrial Buildings | Standard | TRUE | 6619 | 86.3 | 76.67 | 9.502 | 0.9667 | 3088 | 83.72 | 5 |  | 41976 |  |  | NotYetVerified |  | 3 | 6619 | 86.3 | 76.67 | 6.5148 | 0.9969 | 3000 | 83.72
PF59KRW9 | DONGGUAN CITY LEMARK LIGHTING TECHNOLOGIES LTD | LEMARK LIGHTING | H-L-70-XX (3000K) | Indoor Luminaires | High-Bay | Low-Bay Luminaires for Commercial and Industrial Buildings | Standard | TRUE | 7635.6 | 108.73 | 70.23 | 12.75 | 0.9624 | 3011 | 70.8 | 5 |  | 41976 |  |  | NotYetVerified |  | 3 | 7635.6 | 108.73 | 70.23 | 12.75 | 0.9624 | 3000 | 70.8
P6GE35ER | TechBrite LLC | Vaportite Strip LED | VH48SS1B40HXXXX | Indoor Luminaires | High-Bay | High-Bay Luminaires for Commercial and Industrial Buildings | Standard | TRUE | 13860 | 91.8 | 151 | 10.52 | 0.948 | 3950 | 85.71 |  |  | 41976 |  |  | NotYetVerified |  | 3 | 13860 | 91.8 | 151 | 10.52 | 0.948 | 4000 | 85.74
PB5H424G | DONGGUAN CITY LEMARK LIGHTING TECHNOLOGIES LTD | LEMARK LIGHTING | S-B-70-XX (3000K) | Indoor Luminaires | High-Bay | Low-Bay Luminaires for Commercial and Industrial Buildings | Standard | TRUE | 5677 | 81.06 | 70.03 | 14.44 | 0.9474 | 2988 | 81.2 | 5 |  | 41976 |  |  | NotYetVerified |  | 3 | 5677 | 81.06 | 70.03 | 14.44 | 0.9474 | 3000 | 81.2
PJUCYXRR | DONGGUAN CITY LEMARK LIGHTING TECHNOLOGIES LTD | LEMARK LIGHTING | H-L-270-XX (3000K) | Indoor Luminaires | High-Bay | High-Bay Luminaires for Commercial and Industrial Buildings | Standard | TRUE | 30584 | 114.83 | 266.3 | 10.84 | 0.9472 | 2991 | 70.7 | 5 |  | 41976 |  |  | NotYetVerified |  | 3 | 30584 | 114.83 | 266.3 | 10.84 | 0.9472 | 3000 | 70.7
PAV7Z9Y4A | Ever Power Lighting Equipment co. Ltd.?? | EPL (Ever Power Lighting) | EPD180A-50 (5000K) | Indoor Luminaires | High-Bay | High-Bay Luminaires for Commercial and Industrial Buildings | Standard | TRUE | 15466.62 | 89.83 | 172.17 | 10.72 | 0.947 | 5078 | 72.2 | 5 | 50000 | 41976 |  |  | NotYetVerified |  | 3 | 16500 | 96 | 172 |  |  | 5000 | 70
PGYVBM7T | KMW Inc. | GigaTera | SR60-A57SUN | Indoor Luminaires | High-Bay | Low-Bay Luminaires for Commercial and Industrial Buildings | Standard | TRUE | 6168.23 | 100.32 | 61.48 | 6.12 | 0.947 | 6003 | 87 | 5 | 100000 | 41976 |  |  | NotYetVerified |  | 3 | 6060 | 101 | 60 |  | 0.9469 | 5700 | 87
PMTJKKKG | DONGGUAN CITY LEMARK LIGHTING TECHNOLOGIES LTD | LEMARK LIGHTING | H-B-70-XX (3000K) | Indoor Luminaires | High-Bay | Low-Bay Luminaires for Commercial and Industrial Buildings | Standard | TRUE | 7417.8 | 106.84 | 69.43 | 13.63 | 0.9439 | 3013 | 70.7 | 5 |  | 41976 |  |  | NotYetVerified |  | 3 | 7417.8 | 106.84 | 69.43 | 13.63 | 0.9439 | 3000 | 70.7
PZKQ7E13 | DONGGUAN CITY LEMARK LIGHTING TECHNOLOGIES LTD | LEMARK LIGHTING | H-B-270-XX (3000K) | Indoor Luminaires | High-Bay | High-Bay Luminaires for Commercial and Industrial Buildings | Standard | TRUE | 28527 | 106.42 | 268.1 | 9.66 | 0.9439 | 2990 | 70.7 | 5 |  | 41976 |  |  | NotYetVerified |  | 3 | 28527 | 106.42 | 268.1 | 9.66 | 0.9439 | 3000 | 70.7
P5QTM6SMQ | Ever Power Lighting Equipment co. Ltd.?? | EPL (Ever Power Lighting) | EPD120P-50 (5000K) | Indoor Luminaires | High-Bay | High-Bay Luminaires for Commercial and Industrial Buildings | Standard | TRUE | 10833.1 | 87.25 | 124.16 | 12.78 | 0.942 | 5144 | 73.4 | 5 | 50000 | 41976 |  |  | NotYetVerified |  | 3 | 11500 | 93 | 115 |  | 0.93 | 5000 | 70
P9RJG5DK | DONGGUAN CITY LEMARK LIGHTING TECHNOLOGIES LTD | LEMARK LIGHTING | S-B-270-XX (3000K) | Indoor Luminaires | High-Bay | High-Bay Luminaires for Commercial and Industrial Buildings | Standard | TRUE | 23852 | 89.76 | 265.7 | 9.56 | 0.9411 | 2981 | 82 | 5 |  | 41976 |  |  | NotYetVerified |  | 3 | 23852 | 89.76 | 265.7 | 9.56 | 0.9411 | 3000 | 81.6
PPK9RRQZ | DONGGUAN CITY LEMARK LIGHTING TECHNOLOGIES LTD | LEMARK LIGHTING | S-L-70-XX (3000K) | Indoor Luminaires | High-Bay | Low-Bay Luminaires for Commercial and Industrial Buildings | Standard | TRUE | 6113.6 | 86.99 | 70.28 | 15.45 | 0.9398 | 2990 | 81.2 | 5 |  | 41976 |  |  | NotYetVerified |  | 3 | 6113.6 | 86.99 | 70.28 | 15.45 | 0.9398 | 3000 | 81.2
PWKZ9YD6 | DONGGUAN CITY LEMARK LIGHTING TECHNOLOGIES LTD | LEMARK LIGHTING | S-L-270-XX (3000K) | Indoor Luminaires | High-Bay | High-Bay Luminaires for Commercial and Industrial Buildings | Standard | TRUE | 25648 | 95.16 | 269.5 | 9.33 | 0.9381 | 2983 | 81.6 | 5 |  | 41976 |  |  | NotYetVerified |  | 3 | 25648 | 95.16 | 269.5 | 9.33 | 0.9381 | 3000 | 81.6
P4EP8X4G | Acuity Brands Lighting | Lithonia Lighting | CA01N-165L-EZ1-LP830-XXXX-XXXX | Indoor Luminaires | High-Bay | High-Bay Luminaires for Commercial and Industrial Buildings | Standard | TRUE | 16440.5 | 115.31 | 142.58 | 14.7 | 0.929 | 3042 | 82.7 | 5 |  | 41976 |  |  | NotYetVerified |  | 3 | 16440.51 | 115.31 | 142.58 | 14.7 | 0.93 | 3042 | 82.7
PJA22Q2S | DONGGUAN CITY LEMARK LIGHTING TECHNOLOGIES LTD | LEMARK LIGHTING | H-B-150-XX (3000K) | Indoor Luminaires | High-Bay | High-Bay Luminaires for Commercial and Industrial Buildings | Standard | TRUE | 15999 | 106.07 | 150.8 | 14.33 | 0.9172 | 3012 | 70.6 | 5 |  | 41976 |  |  | NotYetVerified |  | 3 | 15999 | 106.07 | 150.8 | 14.33 | 0.9172 | 3000 | 70.6
PEESYF6C | DONGGUAN CITY LEMARK LIGHTING TECHNOLOGIES LTD | LEMARK LIGHTING | H-L-150-XX (3000K) | Indoor Luminaires | High-Bay | High-Bay Luminaires for Commercial and Industrial Buildings | Standard | TRUE | 17461 | 115.78 | 150.8 | 14.22 | 0.9168 | 3014 | 70.6 | 5 |  | 41976 |  |  | NotYetVerified |  | 3 | 17461 | 115.78 | 150.8 | 14.22 | 0.9168 | 3000 | 70.6
P4T2XENQ | TechBrite LLC | Vaportite Strip LED | V474SS1AT4NXXXX | Indoor Luminaires | High-Bay | Low-Bay Luminaires for Commercial and Industrial Buildings | Standard | TRUE | 8110 | 96.79 | 83.792 | 19.261 | 0.9167 | 4110 | 82.76 | 5 | 35000 | 41976 |  |  | NotYetVerified |  | 3 | 8100 | 95 | 84 |  | 0.9 | 4000 | 82
P68HEQGN | TechBrite LLC | Vaportite Strip LED | V474SS1AT4HXXXX | Indoor Luminaires | High-Bay | Low-Bay Luminaires for Commercial and Industrial Buildings | Standard | TRUE | 8710 | 103.82 | 83.892 | 19.26 | 0.9167 | 4091 | 82.51 | 5 | 35000 | 41976 |  |  | NotYetVerified |  | 3 | 8700 | 103 | 84 |  | 0.9 | 4000 | 82
P944R4T4 | DONGGUAN CITY LEMARK LIGHTING TECHNOLOGIES LTD | LEMARK LIGHTING | S-L-150-XX (3000K) | Indoor Luminaires | High-Bay | High-Bay Luminaires for Commercial and Industrial Buildings | Standard | TRUE | 14302 | 96.19 | 148.7 | 12.19 | 0.9161 | 2993 | 81.6 | 5 |  | 41976 |  |  | NotYetVerified |  | 3 | 14302 | 96.19 | 148.7 | 12.19 | 0.9161 | 3000 | 81.6
P9AN43RD | DONGGUAN CITY LEMARK LIGHTING TECHNOLOGIES LTD | LEMARK LIGHTING | S-B-150-XX (3000K) | Indoor Luminaires | High-Bay | High-Bay Luminaires for Commercial and Industrial Buildings | Standard | TRUE | 13232 | 89 | 148.7 | 13.22 | 0.9157 | 2992 | 81.7 | 5 |  | 41976 |  |  | NotYetVerified |  | 3 | 13232 | 89 | 148.7 | 13.22 | 0.9157 | 3000 | 81.7
PDJH876X | DONGGUAN CITY LEMARK LIGHTING TECHNOLOGIES LTD | LEMARK LIGHTING | S-B-90-XX (3000K) | Indoor Luminaires | High-Bay | Low-Bay Luminaires for Commercial and Industrial Buildings | Standard | TRUE | 8440.7 | 92.83 | 90.02 | 16.68 | 0.9135 | 2973 | 81.5 | 5 |  | 41976 |  |  | NotYetVerified |  | 3 | 8440.7 | 93.76 | 90.02 | 16.68 | 0.9135 | 3000 | 81.5
PR72NEG6 | DONGGUAN CITY LEMARK LIGHTING TECHNOLOGIES LTD | LEMARK LIGHTING | S-L-90-XX (3000K) | Indoor Luminaires | High-Bay | High-Bay Luminaires for Commercial and Industrial Buildings | Standard | TRUE | 9132.8 | 100.7 | 90.7 | 17.18 | 0.9104 | 2974 | 81.5 | 5 |  | 41976 |  |  | NotYetVerified |  | 3 | 9132.8 | 100.7 | 90.7 | 17.18 | 0.9104 | 3000 | 81.5
PV6G6RPV | DONGGUAN CITY LEMARK LIGHTING TECHNOLOGIES LTD | LEMARK LIGHTING | H-B-90-XX (3000K) | Indoor Luminaires | High-Bay | High-Bay Luminaires for Commercial and Industrial Buildings | Standard | TRUE | 10077 | 112.44 | 89.62 | 17.23 | 0.9103 | 2984 | 70.5 | 5 |  | 41976 |  |  | NotYetVerified |  | 3 | 10077 | 112.44 | 89.62 | 17.23 | 0.9103 | 3000 | 70.5
PC68F8ZR | DONGGUAN CITY LEMARK LIGHTING TECHNOLOGIES LTD | LEMARK LIGHTING | H-L-90-XX (3000K) | Indoor Luminaires | High-Bay | High-Bay Luminaires for Commercial and Industrial Buildings | Standard | TRUE | 11047 | 121.83 | 90.67 | 16.59 | 0.9087 | 2982 | 70.5 | 5 |  | 41976 |  |  | NotYetVerified |  | 3 | 11047 | 121.83 | 90.67 | 16.59 | 0.9087 | 3000 | 70.5
PENXEPFW | DONGGUAN CITY LEMARK LIGHTING TECHNOLOGIES LTD | LEMARK LIGHTING | H-L-120-XX (3000K) | Indoor Luminaires | High-Bay | High-Bay Luminaires for Commercial and Industrial Buildings | Standard | TRUE | 13535 | 113.5 | 119.3 | 14.61 | 0.9039 | 2993 | 70.5 | 5 |  | 41976 |  |  | NotYetVerified |  | 3 | 13535 | 113.5 | 119.3 | 14.61 | 0.9039 | 3000 | 70.5
PVTZ3R4U | DONGGUAN CITY LEMARK LIGHTING TECHNOLOGIES LTD | LEMARK LIGHTING | S-L-120-XX (3000K) | Indoor Luminaires | High-Bay | High-Bay Luminaires for Commercial and Industrial Buildings | Standard | TRUE | 10638 | 90.88 | 117 | 15.23 | 0.9024 | 2996 | 81.2 | 5 |  | 41976 |  |  | NotYetVerified |  | 3 | 10638 | 90.88 | 117 | 15.23 | 0.9024 | 3000 | 81.2
P5H3X1PC | DONGGUAN CITY LEMARK LIGHTING TECHNOLOGIES LTD | LEMARK LIGHTING | S-B-120-XX (3000K) | Indoor Luminaires | High-Bay | High-Bay Luminaires for Commercial and Industrial Buildings | Standard | TRUE | 9781.9 | 83.07 | 117.8 | 14.49 | 0.9015 | 2991 | 81.3 | 5 |  | 41976 |  |  | NotYetVerified |  | 3 | 9781.9 | 83.07 | 117.8 | 14.49 | 0.9015 | 3000 | 81.3
PNRZBU8R | DONGGUAN CITY LEMARK LIGHTING TECHNOLOGIES LTD | LEMARK LIGHTING | H-B-120-XX (3000K) | Indoor Luminaires | High-Bay | High-Bay Luminaires for Commercial and Industrial Buildings | Standard | TRUE | 12209 | 103.61 | 117.8 | 15.56 | 0.9014 | 2994 | 70.5 | 5 |  | 41976 |  |  | NotYetVerified |  | 3 | 12209 | 103.61 | 117.8 | 15.56 | 0.9014 | 3000 | 70.5
P64FFAMF | KMW Inc. | GigaTera | SR40-A57SUN | Indoor Luminaires | High-Bay | Low-Bay Luminaires for Commercial and Industrial Buildings | Standard | TRUE | 4837 | 108.66 | 44.51 | 7.03 | 0.89 | 5714 | 83.8 | 5 | 100000 | 41976 |  |  | NotYetVerified |  | 3 | 4837 | 108 | 40 |  | 0.89 | 5700 | 83
PM8UT4KP | KMW Inc. | GigaTera | SR60-A40SUN | Indoor Luminaires | High-Bay | Low-Bay Luminaires for Commercial and Industrial Buildings | Standard | TRUE | 6782 | 109.55 | 61.91 | 7.66 | 0.877 | 4141 | 85.5 | 5 | 100000 | 41976 |  |  | NotYetVerified |  | 3 | 6000 | 100 | 60 |  | 0.9 | 4000 | 80
PVWUMCZU | TechBrite LLC | Vaportite Strip LED | V474SS1B50XXXXX | Indoor Luminaires | High-Bay | Low-Bay Luminaires for Commercial and Industrial Buildings | Standard | FALSE | [9 empty] | 41976 |  |  | NotYetVerified |  | 3 | 7163 | 92.5 | 77.468 | 6.47 | 0.997 | 5000 | 84.4
PC4SXS6V | TechBrite LLC | Vaportite Strip LED | V474SS1B50XXXXX | Indoor Luminaires | High-Bay | Low-Bay Luminaires for Commercial and Industrial Buildings | Standard | FALSE | [9 empty] | 41976 |  |  | NotYetVerified |  | 3 | 7800 | 106 | 73 | 20 | 0.9 | 5000 | 83
PR39V9TN | TechBrite LLC | Vaportite Strip LED | VH48SS1B50HXXXX | Indoor Luminaires | High-Bay | High-Bay Luminaires for Commercial and Industrial Buildings | Standard | FALSE | [9 empty] | 41976 |  |  | NotYetVerified |  | 3 | 21000 | 116 | 180 | 20 | 0.9 | 5000 | 82
PRRUZPBK | TechBrite LLC | Vaportite Strip LED | VH48SS1B50NXXXX | Indoor Luminaires | High-Bay | High-Bay Luminaires for Commercial and Industrial Buildings | Standard | FALSE | [9 empty] | 41976 |  |  | NotYetVerified |  | 3 | 16750 | 113 | 149 | 20 | 0.9 | 5000 | 82
PA65EM7F | TechBrite LLC | Vaportite Strip LED | V474SS1B50XXXXX | Indoor Luminaires | High-Bay | Low-Bay Luminaires for Commercial and Industrial Buildings | Standard | FALSE | [9 empty] | 41976 |  |  | NotYetVerified |  | 3 | 5700 | 109 | 53 | 20 | 0.9 | 5000 | 82
PKWMCEF3 | TechBrite LLC | Vaportite Strip LED | VH48SS1B40HXHXX | Indoor Luminaires | High-Bay | High-Bay Luminaires for Commercial and Industrial Buildings | Standard | FALSE | [9 empty] | 41976 |  |  | NotYetVerified |  | 3 | 13860 | 91.8 | 151 | 20 | 0.9 | 4000 | 85
PSQBF17Y | TechBrite LLC | Vaportite Strip LED | V474SS1B40XXXXX | Indoor Luminaires | High-Bay | Low-Bay Luminaires for Commercial and Industrial Buildings | Standard | FALSE | [9 empty] | 41976 |  |  | NotYetVerified |  | 3 | 7700 | 105 | 73 | 20 | 0.9 | 4000 | 83
P7NAC3SU | TechBrite LLC | Vaportite Strip LED | VH48SS1B40HXXXX | Indoor Luminaires | High-Bay | High-Bay Luminaires for Commercial and Industrial Buildings | Standard | FALSE | [9 empty] | 41976 |  |  | NotYetVerified |  | 3 | 20000 | 111 | 180 | 20 | 0.9 | 4000 | 82
PA7AN5DE | TechBrite LLC | Vaportite Strip LED | VH48SS1B40NXXXX | Indoor Luminaires | High-Bay | High-Bay Luminaires for Commercial and Industrial Buildings | Standard | FALSE | [9 empty] | 41976 |  |  | NotYetVerified |  | 3 | 16500 | 111 | 149 | 20 | 0.9 | 4000 | 82
PN47333H | TechBrite LLC | Vaportite Strip LED | V474SS1B40XXXXX | Indoor Luminaires | High-Bay | Low-Bay Luminaires for Commercial and Industrial Buildings | Standard | FALSE | [9 empty] | 41976 |  |  | NotYetVerified |  | 3 | 7000 | 90 | 77 | 20 | 0.9 | 4000 | 82
PZ2CKFKN | TechBrite LLC | Vaportite Strip LED | V474SS1B40XXXXX | Indoor Luminaires | High-Bay | Low-Bay Luminaires for Commercial and Industrial Buildings | Standard | FALSE | [9 empty] | 41976 |  |  | NotYetVerified |  | 3 | 5500 | 106 | 53 | 20 | 0.9 | 4000 | 82
PE41JCT5 | TechBrite LLC | Vaportite Strip LED | V474SS1B35XXXXX | Indoor Luminaires | High-Bay | Low-Bay Luminaires for Commercial and Industrial Buildings | Standard | FALSE | [9 empty] | 41976 |  |  | NotYetVerified |  | 3 | 7600 | 103 | 73 | 20 | 0.9 | 3500 | 83
PKPEENCU | TechBrite LLC | Vaportite Strip LED | VH48SS1B35HXXXX | Indoor Luminaires | High-Bay | High-Bay Luminaires for Commercial and Industrial Buildings | Standard | FALSE | [9 empty] | 41976 |  |  | NotYetVerified |  | 3 | 19100 | 106 | 180 | 20 | 0.9 | 3500 | 82
PEUTKEMF | TechBrite LLC | Vaportite Strip LED | VH48SS1B35NXXXX | Indoor Luminaires | High-Bay | High-Bay Luminaires for Commercial and Industrial Buildings | Standard | FALSE | [9 empty] | 41976 |  |  | NotYetVerified |  | 3 | 16250 | 109 | 149 | 20 | 0.9 | 3500 | 82
P4QRNVHS | TechBrite LLC | Vaportite Strip LED | V474SS1B35XXXXX | Indoor Luminaires | High-Bay | Low-Bay Luminaires for Commercial and Industrial Buildings | Standard | FALSE | [9 empty] | 41976 |  |  | NotYetVerified |  | 3 | 6800 | 88 | 77 | 20 | 0.9 | 3500 | 82
PATFJFUS | DONGGUAN CITY LEMARK LIGHTING TECHNOLOGIES LTD | LEMARK LIGHTING | S-B-120-XX (5000K) | Indoor Luminaires | High-Bay | High-Bay Luminaires for Commercial and Industrial Buildings | Standard | FALSE | [9 empty] | 41976 |  |  | NotYetVerified |  | 3 | 10321 | 87.3 | 118.2 | 17.38 | 0.9124 | 5000 | 83.8
PQZ68V3A | DONGGUAN CITY LEMARK LIGHTING TECHNOLOGIES LTD | LEMARK LIGHTING | S-L-90-XX (5000K) | Indoor Luminaires | High-Bay | High-Bay Luminaires for Commercial and Industrial Buildings | Standard | FALSE | [9 empty] | 41976 |  |  | NotYetVerified |  | 3 | 8855 | 97.69 | 90.65 | 16.61 | 0.9091 | 5000 | 83.8
PS49Y5XQ | DONGGUAN CITY LEMARK LIGHTING TECHNOLOGIES LTD | LEMARK LIGHTING | S-B-90-XX (5000K) | Indoor Luminaires | High-Bay | Low-Bay Luminaires for Commercial and Industrial Buildings | Standard | FALSE | [9 empty] | 41976 |  |  | NotYetVerified |  | 3 | 9032 | 100.21 | 90.13 | 15.74 | 0.9105 | 5000 | 83.6
PUT211QG | DONGGUAN CITY LEMARK LIGHTING TECHNOLOGIES LTD | LEMARK LIGHTING | S-L-150-XX (5000K) | Indoor Luminaires | High-Bay | High-Bay Luminaires for Commercial and Industrial Buildings | Standard | FALSE | [9 empty] | 41976 |  |  | NotYetVerified |  | 3 | 14798 | 98.85 | 149.7 | 13.53 | 0.9195 | 5000 | 83.6
P1TUGG7T | DONGGUAN CITY LEMARK LIGHTING TECHNOLOGIES LTD | LEMARK LIGHTING | S-B-150-XX (5000K) | Indoor Luminaires | High-Bay | High-Bay Luminaires for Commercial and Industrial Buildings | Standard | FALSE | [9 empty] | 41976 |  |  | NotYetVerified |  | 3 | 14444 | 96.52 | 149.7 | 13.53 | 0.9195 | 5000 | 83.6
PU2FRTFE | DONGGUAN CITY LEMARK LIGHTING TECHNOLOGIES LTD | LEMARK LIGHTING | S-B-270-XX (5000K) | Indoor Luminaires | High-Bay | High-Bay Luminaires for Commercial and Industrial Buildings | Standard | FALSE | [9 empty] | 41976 |  |  | NotYetVerified |  | 3 | 25480 | 94.41 | 269.9 | 10.7 | 0.9489 | 5000 | 83.6
PQQ349VE | DONGGUAN CITY LEMARK LIGHTING TECHNOLOGIES LTD | LEMARK LIGHTING | S-L-120-XX (5000K) | Indoor Luminaires | High-Bay | High-Bay Luminaires for Commercial and Industrial Buildings | Standard | FALSE | [9 empty] | 41976 |  |  | NotYetVerified |  | 3 | 11419 | 95.54 | 119.5 | 16.31 | 0.9039 | 5000 | 83.5
P62WX7S4 | DONGGUAN CITY LEMARK LIGHTING TECHNOLOGIES LTD | LEMARK LIGHTING | S-B-70-XX (5000K) | Indoor Luminaires | High-Bay | Low-Bay Luminaires for Commercial and Industrial Buildings | Standard | FALSE | [9 empty] | 41976 |  |  | NotYetVerified |  | 3 | 6164 | 88.53 | 69.62 | 15.33 | 0.9595 | 5000 | 83.5
P9CECFC9 | DONGGUAN CITY LEMARK LIGHTING TECHNOLOGIES LTD | LEMARK LIGHTING | S-L-70-XX (5000K) | Indoor Luminaires | High-Bay | Low-Bay Luminaires for Commercial and Industrial Buildings | Standard | FALSE | [9 empty] | 41976 |  |  | NotYetVerified |  | 3 | 6451 | 92.55 | 69.7 | 14.29 | 0.9681 | 5000 | 83.5
PVJU84ZX | DONGGUAN CITY LEMARK LIGHTING TECHNOLOGIES LTD | LEMARK LIGHTING | S-L-270-XX (5000K) | Indoor Luminaires | High-Bay | High-Bay Luminaires for Commercial and Industrial Buildings | Standard | FALSE | [9 empty] | 41976 |  |  | NotYetVerified |  | 3 | 26459 | 98.73 | 268 | 10.41 | 0.9479 | 5000 | 83.4
PBP1BT38 | DONGGUAN CITY LEMARK LIGHTING TECHNOLOGIES LTD | LEMARK LIGHTING | H-L-270-XX (5000K) | Indoor Luminaires | High-Bay | High-Bay Luminaires for Commercial and Industrial Buildings | Standard | FALSE | [9 empty] | 41976 |  |  | NotYetVerified |  | 3 | 31023 | 115.46 | 268.7 | 9.59 | 0.9487 | 5000 | 75.2
PZYJ3EZV | DONGGUAN CITY LEMARK LIGHTING TECHNOLOGIES LTD | LEMARK LIGHTING | H-L-150-XX (5000K) | Indoor Luminaires | High-Bay | High-Bay Luminaires for Commercial and Industrial Buildings | Standard | FALSE | [9 empty] | 41976 |  |  | NotYetVerified |  | 3 | 18823 | 124.16 | 151.6 | 13.97 | 0.9182 | 5000 | 74
P9ARF9U1 | DONGGUAN CITY LEMARK LIGHTING TECHNOLOGIES LTD | LEMARK LIGHTING | H-B-270-XX (5000K) | Indoor Luminaires | High-Bay | High-Bay Luminaires for Commercial and Industrial Buildings | Standard | FALSE | [9 empty] | 41976 |  |  | NotYetVerified |  | 3 | 30578 | 112.9 | 270.8 | 10.51 | 0.9502 | 5000 | 74
P5E83PJ4 | DONGGUAN CITY LEMARK LIGHTING TECHNOLOGIES LTD | LEMARK LIGHTING | H-B-150-XX (5000K) | Indoor Luminaires | High-Bay | High-Bay Luminaires for Commercial and Industrial Buildings | Standard | FALSE | [9 empty] | 41976 |  |  | NotYetVerified |  | 3 | 17198 | 114.89 | 149.7 | 14.48 | 0.9205 | 5000 | 73.9
PR1HJXQK | DONGGUAN CITY LEMARK LIGHTING TECHNOLOGIES LTD | LEMARK LIGHTING | H-L-120-XX (5000K) | Indoor Luminaires | High-Bay | High-Bay Luminaires for Commercial and Industrial Buildings | Standard | FALSE | [9 empty] | 41976 |  |  | NotYetVerified |  | 3 | 14655 | 123.92 | 118.3 | 15.16 | 0.9022 | 5000 | 73.8
PJ6DPJH9 | DONGGUAN CITY LEMARK LIGHTING TECHNOLOGIES LTD | LEMARK LIGHTING | H-B-120-XX (5000K) | Indoor Luminaires | High-Bay | High-Bay Luminaires for Commercial and Industrial Buildings | Standard | FALSE | [9 empty] | 41976 |  |  | NotYetVerified |  | 3 | 12798 | 108.09 | 118.4 | 16.13 | 0.9056 | 5000 | 73.7
P2FGNWRS | DONGGUAN CITY LEMARK LIGHTING TECHNOLOGIES LTD | LEMARK LIGHTING | H-L-90-XX (5000K) | Indoor Luminaires | High-Bay | High-Bay Luminaires for Commercial and Industrial Buildings | Standard | FALSE | [9 empty] | 41976 |  |  | NotYetVerified |  | 3 | 11755 | 132.32 | 88.83 | 15.98 | 0.9174 | 5000 | 73.1
PGE34APP | DONGGUAN CITY LEMARK LIGHTING TECHNOLOGIES LTD | LEMARK LIGHTING | H-B-90-XX (5000K) | Indoor Luminaires | High-Bay | High-Bay Luminaires for Commercial and Industrial Buildings | Standard | FALSE | [9 empty] | 41976 |  |  | NotYetVerified |  | 3 | 11045 | 124.43 | 88.76 | 17.15 | 0.9098 | 5000 | 72.9
PMK9N916 | DONGGUAN CITY LEMARK LIGHTING TECHNOLOGIES LTD | LEMARK LIGHTING | H-L-70-XX (5000K) | Indoor Luminaires | High-Bay | Low-Bay Luminaires for Commercial and Industrial Buildings | Standard | FALSE | [9 empty] | 41976 |  |  | NotYetVerified |  | 3 | 8482 | 121.14 | 70.02 | 15.01 | 0.9231 | 5000 | 72.5
P15736TN | DONGGUAN CITY LEMARK LIGHTING TECHNOLOGIES LTD | LEMARK LIGHTING | H-B-70-XX (5000K) | Indoor Luminaires | High-Bay | Low-Bay Luminaires for Commercial and Industrial Buildings | Standard | FALSE | [9 empty] | 41976 |  |  | NotYetVerified |  | 3 | 8276.5 | 118.15 | 70.05 | 14.56 | 0.9228 | 5000 | 72.4
PBBWDSTX | DONGGUAN CITY LEMARK LIGHTING TECHNOLOGIES LTD | LEMARK LIGHTING | S-B-150-XX (4500K) | Indoor Luminaires | High-Bay | High-Bay Luminaires for Commercial and Industrial Buildings | Standard | FALSE | [9 empty] | 41976 |  |  | NotYetVerified |  | 3 | 13232 | 89 | 148.7 | 13.22 | 0.9157 | 4500 | 81.7
PF2251AM | DONGGUAN CITY LEMARK LIGHTING TECHNOLOGIES LTD | LEMARK LIGHTING | S-L-150-XX (4500K) | Indoor Luminaires | High-Bay | High-Bay Luminaires for Commercial and Industrial Buildings | Standard | FALSE | [9 empty] | 41976 |  |  | NotYetVerified |  | 3 | 14302 | 96.19 | 148.7 | 12.19 | 0.9161 | 4500 | 81.6
PUNY14TJ | DONGGUAN CITY LEMARK LIGHTING TECHNOLOGIES LTD | LEMARK LIGHTING | S-B-270-XX (4500K) | Indoor Luminaires | High-Bay | High-Bay Luminaires for Commercial and Industrial Buildings | Standard | FALSE | [9 empty] | 41976 |  |  | NotYetVerified |  | 3 | 23852 | 89.76 | 265.7 | 9.56 | 0.9411 | 4500 | 81.6
P11MM7JP | DONGGUAN CITY LEMARK LIGHTING TECHNOLOGIES LTD | LEMARK LIGHTING | S-L-270-XX (4500K) | Indoor Luminaires | High-Bay | High-Bay Luminaires for Commercial and Industrial Buildings | Standard | FALSE | [9 empty] | 41976 |  |  | NotYetVerified |  | 3 | 25648 | 95.16 | 269.5 | 9.33 | 0.9381 | 4500 | 81.6
P1BGZMJZ | DONGGUAN CITY LEMARK LIGHTING TECHNOLOGIES LTD | LEMARK LIGHTING | S-L-90-XX (4500K) | Indoor Luminaires | High-Bay | High-Bay Luminaires for Commercial and Industrial Buildings | Standard | FALSE | [9 empty] | 41976 |  |  | NotYetVerified |  | 3 | 9132.8 | 100.7 | 90.7 | 17.18 | 0.9104 | 4500 | 81.5
P3TF1GUP | DONGGUAN CITY LEMARK LIGHTING TECHNOLOGIES LTD | LEMARK LIGHTING | S-B-90-XX (4500K) | Indoor Luminaires | High-Bay | Low-Bay Luminaires for Commercial and Industrial Buildings | Standard | FALSE | [9 empty] | 41976 |  |  | NotYetVerified |  | 3 | 8440.7 | 93.76 | 90.02 | 16.68 | 0.9135 | 4500 | 81.5
PP992HEC | DONGGUAN CITY LEMARK LIGHTING TECHNOLOGIES LTD | LEMARK LIGHTING | S-B-120-XX (4500K) | Indoor Luminaires | High-Bay | High-Bay Luminaires for Commercial and Industrial Buildings | Standard | FALSE | [9 empty] | 41976 |  |  | NotYetVerified |  | 3 | 9781.9 | 83.07 | 117.8 | 14.49 | 0.9015 | 4500 | 81.3
P4TMAUF8 | DONGGUAN CITY LEMARK LIGHTING TECHNOLOGIES LTD | LEMARK LIGHTING | S-L-70-XX (4500K) | Indoor Luminaires | High-Bay | Low-Bay Luminaires for Commercial and Industrial Buildings | Standard | FALSE | [9 empty] | 41976 |  |  | NotYetVerified |  | 3 | 6113.6 | 86.99 | 70.28 | 15.45 | 0.9398 | 4500 | 81.2
P1DZ4YVP | DONGGUAN CITY LEMARK LIGHTING TECHNOLOGIES LTD | LEMARK LIGHTING | S-L-120-XX (4500K) | Indoor Luminaires | High-Bay | High-Bay Luminaires for Commercial and Industrial Buildings | Standard | FALSE | [9 empty] | 41976 |  |  | NotYetVerified |  | 3 | 10638 | 90.88 | 117 | 15.23 | 0.9024 | 4500 | 81.2
P2YQ6H21 | DONGGUAN CITY LEMARK LIGHTING TECHNOLOGIES LTD | LEMARK LIGHTING | S-B-70-XX (4500K) | Indoor Luminaires | High-Bay | Low-Bay Luminaires for Commercial and Industrial Buildings | Standard | FALSE | [9 empty] | 41976 |  |  | NotYetVerified |  | 3 | 5677 | 81.06 | 70.03 | 14.44 | 0.9474 | 4500 | 81.2
P5UX47GP | DONGGUAN CITY LEMARK LIGHTING TECHNOLOGIES LTD | LEMARK LIGHTING | H-L-70-XX (4500K) | Indoor Luminaires | High-Bay | Low-Bay Luminaires for Commercial and Industrial Buildings | Standard | FALSE | [9 empty] | 41976 |  |  | NotYetVerified |  | 3 | 7635.6 | 108.73 | 70.23 | 12.75 | 0.9624 | 4500 | 70.8
PKMSTQVG | DONGGUAN CITY LEMARK LIGHTING TECHNOLOGIES LTD | LEMARK LIGHTING | H-B-70-XX (4500K) | Indoor Luminaires | High-Bay | Low-Bay Luminaires for Commercial and Industrial Buildings | Standard | FALSE | [9 empty] | 41976 |  |  | NotYetVerified |  | 3 | 7417.8 | 106.84 | 69.43 | 13.63 | 0.9439 | 4500 | 70.7
PJQUACXX | DONGGUAN CITY LEMARK LIGHTING TECHNOLOGIES LTD | LEMARK LIGHTING | H-L-270-XX (4500K) | Indoor Luminaires | High-Bay | High-Bay Luminaires for Commercial and Industrial Buildings | Standard | FALSE | [9 empty] | 41976 |  |  | NotYetVerified |  | 3 | 30584 | 114.83 | 266.3 | 10.84 | 0.9472 | 4500 | 70.7
PDUYV43T | DONGGUAN CITY LEMARK LIGHTING TECHNOLOGIES LTD | LEMARK LIGHTING | H-B-270-XX (4500K) | Indoor Luminaires | High-Bay | High-Bay Luminaires for Commercial and Industrial Buildings | Standard | FALSE | [9 empty] | 41976 |  |  | NotYetVerified |  | 3 | 28527 | 106.42 | 268.1 | 9.66 | 0.9439 | 4500 | 70.7
PN1NGQZ4 | DONGGUAN CITY LEMARK LIGHTING TECHNOLOGIES LTD | LEMARK LIGHTING | H-B-150-XX (4500K) | Indoor Luminaires | High-Bay | High-Bay Luminaires for Commercial and Industrial Buildings | Standard | FALSE | [9 empty] | 41976 |  |  | NotYetVerified |  | 3 | 15999 | 106.07 | 150.8 | 14.33 | 0.9172 | 4500 | 70.6
P821K8SP | DONGGUAN CITY LEMARK LIGHTING TECHNOLOGIES LTD | LEMARK LIGHTING | H-L-150-XX (4500K) | Indoor Luminaires | High-Bay | High-Bay Luminaires for Commercial and Industrial Buildings | Standard | FALSE | [9 empty] | 41976 |  |  | NotYetVerified |  | 3 | 17461 | 115.78 | 150.8 | 14.22 | 0.9168 | 4500 | 70.6
PCCY1ZFB | DONGGUAN CITY LEMARK LIGHTING TECHNOLOGIES LTD | LEMARK LIGHTING | H-B-90-XX (4500K) | Indoor Luminaires | High-Bay | High-Bay Luminaires for Commercial and Industrial Buildings | Standard | FALSE | [9 empty] | 41976 |  |  | NotYetVerified |  | 3 | 10077 | 112.44 | 89.62 | 17.23 | 0.9103 | 4500 | 70.5
PJ35SHAJ | DONGGUAN CITY LEMARK LIGHTING TECHNOLOGIES LTD | LEMARK LIGHTING | H-L-90-XX (4500K) | Indoor Luminaires | High-Bay | High-Bay Luminaires for Commercial and Industrial Buildings | Standard | FALSE | [9 empty] | 41976 |  |  | NotYetVerified |  | 3 | 11047 | 121.83 | 90.67 | 16.59 | 0.9087 | 4500 | 70.5
PVZWM1K5 | DONGGUAN CITY LEMARK LIGHTING TECHNOLOGIES LTD | LEMARK LIGHTING | H-B-120-XX (4500K) | Indoor Luminaires | High-Bay | High-Bay Luminaires for Commercial and Industrial Buildings | Standard | FALSE | [9 empty] | 41976 |  |  | NotYetVerified |  | 3 | 12209 | 103.61 | 117.8 | 15.56 | 0.9014 | 4500 | 70.5
PG38TCRM | DONGGUAN CITY LEMARK LIGHTING TECHNOLOGIES LTD | LEMARK LIGHTING | H-L-120-XX (4500K) | Indoor Luminaires | High-Bay | High-Bay Luminaires for Commercial and Industrial Buildings | Standard | FALSE | [9 empty] | 41976 |  |  | NotYetVerified |  | 3 | 13535 | 113.5 | 119.3 | 14.61 | 0.9039 | 4500 | 70.5
PZPSQ7M4 | DONGGUAN CITY LEMARK LIGHTING TECHNOLOGIES LTD | LEMARK LIGHTING | S-B-150-XX (4000K) | Indoor Luminaires | High-Bay | High-Bay Luminaires for Commercial and Industrial Buildings | Standard | FALSE | [9 empty] | 41976 |  |  | NotYetVerified |  | 3 | 13232 | 89 | 148.7 | 13.22 | 0.9157 | 4000 | 81.7
PSETKRWA | DONGGUAN CITY LEMARK LIGHTING TECHNOLOGIES LTD | LEMARK LIGHTING | S-L-150-XX (4000K) | Indoor Luminaires | High-Bay | High-Bay Luminaires for Commercial and Industrial Buildings | Standard | FALSE | [9 empty] | 41976 |  |  | NotYetVerified |  | 3 | 14302 | 96.19 | 148.7 | 12.19 | 0.9161 | 4000 | 81.6
PRXUEVE5 | DONGGUAN CITY LEMARK LIGHTING TECHNOLOGIES LTD | LEMARK LIGHTING | S-B-270-XX (4000K) | Indoor Luminaires | High-Bay | High-Bay Luminaires for Commercial and Industrial Buildings | Standard | FALSE | [9 empty] | 41976 |  |  | NotYetVerified |  | 3 | 23852 | 89.76 | 265.7 | 9.56 | 0.9411 | 4000 | 81.6
PDV3X48V | DONGGUAN CITY LEMARK LIGHTING TECHNOLOGIES LTD | LEMARK LIGHTING | S-L-270-XX (4000K) | Indoor Luminaires | High-Bay | High-Bay Luminaires for Commercial and Industrial Buildings | Standard | FALSE | [9 empty] | 41976 |  |  | NotYetVerified |  | 3 | 25648 | 95.16 | 269.5 | 9.33 | 0.9381 | 4000 | 81.6
PCFSV16K | DONGGUAN CITY LEMARK LIGHTING TECHNOLOGIES LTD | LEMARK LIGHTING | S-L-90-XX (4000K) | Indoor Luminaires | High-Bay | High-Bay Luminaires for Commercial and Industrial Buildings | Standard | FALSE | [9 empty] | 41976 |  |  | NotYetVerified |  | 3 | 9132.8 | 100.7 | 90.7 | 17.18 | 0.9104 | 4000 | 81.5
PRCWMRXT | DONGGUAN CITY LEMARK LIGHTING TECHNOLOGIES LTD | LEMARK LIGHTING | S-B-90-XX (4000K) | Indoor Luminaires | High-Bay | Low-Bay Luminaires for Commercial and Industrial Buildings | Standard | FALSE | [9 empty] | 41976 |  |  | NotYetVerified |  | 3 | 8440.7 | 93.76 | 90.02 | 16.68 | 0.9135 | 4000 | 81.5
PVR4N5F5 | DONGGUAN CITY LEMARK LIGHTING TECHNOLOGIES LTD | LEMARK LIGHTING | S-B-120-XX (4000K) | Indoor Luminaires | High-Bay | High-Bay Luminaires for Commercial and Industrial Buildings | Standard | FALSE | [9 empty] | 41976 |  |  | NotYetVerified |  | 3 | 9781.9 | 83.07 | 117.8 | 14.49 | 0.9015 | 4000 | 81.3
P6AVS6HP | DONGGUAN CITY LEMARK LIGHTING TECHNOLOGIES LTD | LEMARK LIGHTING | S-L-70-XX (4000K) | Indoor Luminaires | High-Bay | Low-Bay Luminaires for Commercial and Industrial Buildings | Standard | FALSE | [9 empty] | 41976 |  |  | NotYetVerified |  | 3 | 6113.6 | 86.99 | 70.28 | 15.45 | 0.9398 | 4000 | 81.2
PNMYV6N3 | DONGGUAN CITY LEMARK LIGHTING TECHNOLOGIES LTD | LEMARK LIGHTING | S-L-120-XX (4000K) | Indoor Luminaires | High-Bay | High-Bay Luminaires for Commercial and Industrial Buildings | Standard | FALSE | [9 empty] | 41976 |  |  | NotYetVerified |  | 3 | 10638 | 90.88 | 117 | 15.23 | 0.9024 | 4000 | 81.2
PR1D5R1V | DONGGUAN CITY LEMARK LIGHTING TECHNOLOGIES LTD | LEMARK LIGHTING | S-B-70-XX (4000K) | Indoor Luminaires | High-Bay | Low-Bay Luminaires for Commercial and Industrial Buildings | Standard | FALSE | [9 empty] | 41976 |  |  | NotYetVerified |  | 3 | 5677 | 81.06 | 70.03 | 14.44 | 0.9474 | 4000 | 81.2
PYSCD2EZ | DONGGUAN CITY LEMARK LIGHTING TECHNOLOGIES LTD | LEMARK LIGHTING | H-L-70-XX (4000K) | Indoor Luminaires | High-Bay | Low-Bay Luminaires for Commercial and Industrial Buildings | Standard | FALSE | [9 empty] | 41976 |  |  | NotYetVerified |  | 3 | 7635.6 | 108.73 | 70.23 | 12.75 | 0.9624 | 4000 | 70.8
PG344YKK | DONGGUAN CITY LEMARK LIGHTING TECHNOLOGIES LTD | LEMARK LIGHTING | H-B-70-XX (4000K) | Indoor Luminaires | High-Bay | Low-Bay Luminaires for Commercial and Industrial Buildings | Standard | FALSE | [9 empty] | 41976 |  |  | NotYetVerified |  | 3 | 7417.8 | 106.84 | 69.43 | 13.63 | 0.9439 | 4000 | 70.7
PQ6ZWDP6 | DONGGUAN CITY LEMARK LIGHTING TECHNOLOGIES LTD | LEMARK LIGHTING | H-L-270-XX (4000K) | Indoor Luminaires | High-Bay | High-Bay Luminaires for Commercial and Industrial Buildings | Standard | FALSE | [9 empty] | 41976 |  |  | NotYetVerified |  | 3 | 30584 | 114.83 | 266.3 | 10.84 | 0.9472 | 4000 | 70.7
PHJFJ68A | DONGGUAN CITY LEMARK LIGHTING TECHNOLOGIES LTD | LEMARK LIGHTING | H-B-270-XX (4000K) | Indoor Luminaires | High-Bay | High-Bay Luminaires for Commercial and Industrial Buildings | Standard | FALSE | [9 empty] | 41976 |  |  | NotYetVerified |  | 3 | 28527 | 106.42 | 268.1 | 9.66 | 0.9439 | 4000 | 70.7
PHHNCUVF | DONGGUAN CITY LEMARK LIGHTING TECHNOLOGIES LTD | LEMARK LIGHTING | H-B-150-XX (4000K) | Indoor Luminaires | High-Bay | High-Bay Luminaires for Commercial and Industrial Buildings | Standard | FALSE | [9 empty] | 41976 |  |  | NotYetVerified |  | 3 | 15999 | 106.07 | 150.8 | 14.33 | 0.9172 | 4000 | 70.6
PDKK4DP7 | DONGGUAN CITY LEMARK LIGHTING TECHNOLOGIES LTD | LEMARK LIGHTING | H-L-150-XX (4000K) | Indoor Luminaires | High-Bay | High-Bay Luminaires for Commercial and Industrial Buildings | Standard | FALSE | [9 empty] | 41976 |  |  | NotYetVerified |  | 3 | 17461 | 115.78 | 150.8 | 14.22 | 0.9168 | 4000 | 70.6
PUZE1JA4 | DONGGUAN CITY LEMARK LIGHTING TECHNOLOGIES LTD | LEMARK LIGHTING | H-B-90-XX (4000K) | Indoor Luminaires | High-Bay | High-Bay Luminaires for Commercial and Industrial Buildings | Standard | FALSE | [9 empty] | 41976 |  |  | NotYetVerified |  | 3 | 10077 | 112.44 | 89.62 | 17.23 | 0.9103 | 4000 | 70.5
P89RDQKS | DONGGUAN CITY LEMARK LIGHTING TECHNOLOGIES LTD | LEMARK LIGHTING | H-L-90-XX (4000K) | Indoor Luminaires | High-Bay | High-Bay Luminaires for Commercial and Industrial Buildings | Standard | FALSE | [9 empty] | 41976 |  |  | NotYetVerified |  | 3 | 11047 | 121.83 | 90.67 | 16.59 | 0.9087 | 4000 | 70.5
P1P7VCU8 | DONGGUAN CITY LEMARK LIGHTING TECHNOLOGIES LTD | LEMARK LIGHTING | H-B-120-XX (4000K) | Indoor Luminaires | High-Bay | High-Bay Luminaires for Commercial and Industrial Buildings | Standard | FALSE | [9 empty] | 41976 |  |  | NotYetVerified |  | 3 | 12209 | 103.61 | 117.8 | 15.56 | 0.9014 | 4000 | 70.5
PMBH1NQK | DONGGUAN CITY LEMARK LIGHTING TECHNOLOGIES LTD | LEMARK LIGHTING | H-L-120-XX (4000K) | Indoor Luminaires | High-Bay | High-Bay Luminaires for Commercial and Industrial Buildings | Standard | FALSE | [9 empty] | 41976 |  |  | NotYetVerified |  | 3 | 13535 | 113.5 | 119.3 | 14.61 | 0.9039 | 4000 | 70.5
PDHHS9CH | DONGGUAN CITY LEMARK LIGHTING TECHNOLOGIES LTD | LEMARK LIGHTING | S-B-150-XX (3500K) | Indoor Luminaires | High-Bay | High-Bay Luminaires for Commercial and Industrial Buildings | Standard | FALSE | [9 empty] | 41976 |  |  | NotYetVerified |  | 3 | 13232 | 89 | 148.7 | 13.22 | 0.9157 | 3500 | 81.7
PFHJK8WD | DONGGUAN CITY LEMARK LIGHTING TECHNOLOGIES LTD | LEMARK LIGHTING | S-L-150-XX (3500K) | Indoor Luminaires | High-Bay | High-Bay Luminaires for Commercial and Industrial Buildings | Standard | FALSE | [9 empty] | 41976 |  |  | NotYetVerified |  | 3 | 14302 | 96.19 | 148.7 | 12.19 | 0.9161 | 3500 | 81.6
P1NQTV15 | DONGGUAN CITY LEMARK LIGHTING TECHNOLOGIES LTD | LEMARK LIGHTING | S-B-270-XX (3500K) | Indoor Luminaires | High-Bay | High-Bay Luminaires for Commercial and Industrial Buildings | Standard | FALSE | [9 empty] | 41976 |  |  | NotYetVerified |  | 3 | 23852 | 89.76 | 265.7 | 9.56 | 0.9411 | 3500 | 81.6
P44KEKG3 | DONGGUAN CITY LEMARK LIGHTING TECHNOLOGIES LTD | LEMARK LIGHTING | S-L-270-XX (3500K) | Indoor Luminaires | High-Bay | High-Bay Luminaires for Commercial and Industrial Buildings | Standard | FALSE | [9 empty] | 41976 |  |  | NotYetVerified |  | 3 | 25648 | 95.16 | 269.5 | 9.33 | 0.9381 | 3500 | 81.6
P4AF7832 | DONGGUAN CITY LEMARK LIGHTING TECHNOLOGIES LTD | LEMARK LIGHTING | S-L-90-XX (3500K) | Indoor Luminaires | High-Bay | High-Bay Luminaires for Commercial and Industrial Buildings | Standard | FALSE | [9 empty] | 41976 |  |  | NotYetVerified |  | 3 | 9132.8 | 100.7 | 90.7 | 17.18 | 0.9104 | 3500 | 81.5
PFJYU3HH | DONGGUAN CITY LEMARK LIGHTING TECHNOLOGIES LTD | LEMARK LIGHTING | S-B-90-XX (3500K) | Indoor Luminaires | High-Bay | Low-Bay Luminaires for Commercial and Industrial Buildings | Standard | FALSE | [9 empty] | 41976 |  |  | NotYetVerified |  | 3 | 8440.7 | 93.76 | 90.02 | 16.68 | 0.9135 | 3500 | 81.5
PKKMSTF7 | DONGGUAN CITY LEMARK LIGHTING TECHNOLOGIES LTD | LEMARK LIGHTING | S-B-120-XX (3500K) | Indoor Luminaires | High-Bay | High-Bay Luminaires for Commercial and Industrial Buildings | Standard | FALSE | [9 empty] | 41976 |  |  | NotYetVerified |  | 3 | 9781.9 | 83.07 | 117.8 | 14.49 | 0.9015 | 3500 | 81.3
P197Y4AS | DONGGUAN CITY LEMARK LIGHTING TECHNOLOGIES LTD | LEMARK LIGHTING | S-L-70-XX (3500K) | Indoor Luminaires | High-Bay | Low-Bay Luminaires for Commercial and Industrial Buildings | Standard | FALSE | [9 empty] | 41976 |  |  | NotYetVerified |  | 3 | 6113.6 | 86.99 | 70.28 | 15.45 | 0.9398 | 3500 | 81.2
PSQM9H2Z | DONGGUAN CITY LEMARK LIGHTING TECHNOLOGIES LTD | LEMARK LIGHTING | S-L-120-XX (3500K) | Indoor Luminaires | High-Bay | High-Bay Luminaires for Commercial and Industrial Buildings | Standard | FALSE | [9 empty] | 41976 |  |  | NotYetVerified |  | 3 | 10638 | 90.88 | 117 | 15.23 | 0.9024 | 3500 | 81.2
PHGM6GEJ | DONGGUAN CITY LEMARK LIGHTING TECHNOLOGIES LTD | LEMARK LIGHTING | S-B-70-XX (3500K) | Indoor Luminaires | High-Bay | Low-Bay Luminaires for Commercial and Industrial Buildings | Standard | FALSE | [9 empty] | 41976 |  |  | NotYetVerified |  | 3 | 5677 | 81.06 | 70.03 | 14.44 | 0.9474 | 3500 | 81.2
PTA4J2XQ | DONGGUAN CITY LEMARK LIGHTING TECHNOLOGIES LTD | LEMARK LIGHTING | H-L-70-XX (3500K) | Indoor Luminaires | High-Bay | Low-Bay Luminaires for Commercial and Industrial Buildings | Standard | FALSE | [9 empty] | 41976 |  |  | NotYetVerified |  | 3 | 7635.6 | 108.73 | 70.23 | 12.75 | 0.9624 | 3500 | 70.8
PBPQUXJ2 | DONGGUAN CITY LEMARK LIGHTING TECHNOLOGIES LTD | LEMARK LIGHTING | H-B-70-XX (3500K) | Indoor Luminaires | High-Bay | Low-Bay Luminaires for Commercial and Industrial Buildings | Standard | FALSE | [9 empty] | 41976 |  |  | NotYetVerified |  | 3 | 7417.8 | 106.84 | 69.43 | 13.63 | 0.9439 | 3500 | 70.7
PVN2TZ2S | DONGGUAN CITY LEMARK LIGHTING TECHNOLOGIES LTD | LEMARK LIGHTING | H-L-270-XX (3500K) | Indoor Luminaires | High-Bay | High-Bay Luminaires for Commercial and Industrial Buildings | Standard | FALSE | [9 empty] | 41976 |  |  | NotYetVerified |  | 3 | 30584 | 114.83 | 266.3 | 10.84 | 0.9472 | 3500 | 70.7
PNVZZ7NQ | DONGGUAN CITY LEMARK LIGHTING TECHNOLOGIES LTD | LEMARK LIGHTING | H-B-270-XX (3500K) | Indoor Luminaires | High-Bay | High-Bay Luminaires for Commercial and Industrial Buildings | Standard | FALSE | [9 empty] | 41976 |  |  | NotYetVerified |  | 3 | 28527 | 106.42 | 268.1 | 9.66 | 0.9439 | 3500 | 70.7
PTGNUQ3W | DONGGUAN CITY LEMARK LIGHTING TECHNOLOGIES LTD | LEMARK LIGHTING | H-B-150-XX (3500K) | Indoor Luminaires | High-Bay | High-Bay Luminaires for Commercial and Industrial Buildings | Standard | FALSE | [9 empty] | 41976 |  |  | NotYetVerified |  | 3 | 15999 | 106.07 | 150.8 | 14.33 | 0.9172 | 3500 | 70.6
PUUP18C4 | DONGGUAN CITY LEMARK LIGHTING TECHNOLOGIES LTD | LEMARK LIGHTING | H-L-150-XX (3500K) | Indoor Luminaires | High-Bay | High-Bay Luminaires for Commercial and Industrial Buildings | Standard | FALSE | [9 empty] | 41976 |  |  | NotYetVerified |  | 3 | 17461 | 115.78 | 150.8 | 14.22 | 0.9168 | 3500 | 70.6
PWXW3ZHB | DONGGUAN CITY LEMARK LIGHTING TECHNOLOGIES LTD | LEMARK LIGHTING | H-B-90-XX (3500K) | Indoor Luminaires | High-Bay | High-Bay Luminaires for Commercial and Industrial Buildings | Standard | FALSE | [9 empty] | 41976 |  |  | NotYetVerified |  | 3 | 10077 | 112.44 | 89.62 | 17.23 | 0.9103 | 3500 | 70.5
P3PNEQR5 | DONGGUAN CITY LEMARK LIGHTING TECHNOLOGIES LTD | LEMARK LIGHTING | H-L-90-XX (3500K) | Indoor Luminaires | High-Bay | High-Bay Luminaires for Commercial and Industrial Buildings | Standard | FALSE | [9 empty] | 41976 |  |  | NotYetVerified |  | 3 | 11047 | 121.83 | 90.67 | 16.59 | 0.9087 | 3500 | 70.5
PYKTGCGV | DONGGUAN CITY LEMARK LIGHTING TECHNOLOGIES LTD | LEMARK LIGHTING | H-B-120-XX (3500K) | Indoor Luminaires | High-Bay | High-Bay Luminaires for Commercial and Industrial Buildings | Standard | FALSE | [9 empty] | 41976 |  |  | NotYetVerified |  | 3 | 12209 | 103.61 | 117.8 | 15.56 | 0.9014 | 3500 | 70.5
PK9ENBYT | DONGGUAN CITY LEMARK LIGHTING TECHNOLOGIES LTD | LEMARK LIGHTING | H-L-120-XX (3500K) | Indoor Luminaires | High-Bay | High-Bay Luminaires for Commercial and Industrial Buildings | Standard | FALSE | [9 empty] | 41976 |  |  | NotYetVerified |  | 3 | 13535 | 113.5 | 119.3 | 14.61 | 0.9039 | 3500 | 70.5
PUR79ZR2 | KMW Inc. | GigaTera | SR60-A57SUO | Indoor Luminaires | High-Bay | Low-Bay Luminaires for Commercial and Industrial Buildings | Standard | FALSE | [9 empty] | 41976 |  |  | NotYetVerified |  | 3 | 6060 | 101 | 60 |  | 0.9469 | 5700 | 87
PEHSV9N4 | KMW Inc. | GigaTera | SR40-A57SUO | Indoor Luminaires | High-Bay | Low-Bay Luminaires for Commercial and Industrial Buildings | Standard | FALSE | [9 empty] | 41976 |  |  | NotYetVerified |  | 3 | 4837 | 108 | 40 |  | 0.89 | 5700 | 83
PAHYJ5R6 | KMW Inc. | GigaTera | SR60-A50SUO | Indoor Luminaires | High-Bay | Low-Bay Luminaires for Commercial and Industrial Buildings | Standard | FALSE | [9 empty] | 41976 |  |  | NotYetVerified |  | 3 | 6000 | 100 | 60 |  | 0.9 | 5000 | 80
P7Y27BWE | KMW Inc. | GigaTera | SR60-A50SUN | Indoor Luminaires | High-Bay | Low-Bay Luminaires for Commercial and Industrial Buildings | Standard | FALSE | [9 empty] | 41976 |  |  | NotYetVerified |  | 3 | 6000 | 100 | 60 |  | 0.9 | 5000 | 80
PFSCKCTK | KMW Inc. | GigaTera | SR60-A40SUO | Indoor Luminaires | High-Bay | Low-Bay Luminaires for Commercial and Industrial Buildings | Standard | FALSE | [9 empty] | 41976 |  |  | NotYetVerified |  | 3 | 6000 | 100 | 60 |  | 0.9 | 4000 | 80
PYCEJRAP | Acuity Brands Lighting | Lithonia Lighting | CA01N-165L-EOHN-LP830-XXXX-XXXX | Indoor Luminaires | High-Bay | High-Bay Luminaires for Commercial and Industrial Buildings | Standard | FALSE | [9 empty] | 41976 | Not Dimmable | Not Dimmable | NotYetVerified |  | 3 | 16440.51 | 115.31 | 142.58 | 14.7 | 0.93 | 3042 | 82.7
P4ZSBGDC | Acuity Brands Lighting | Lithonia Lighting | CA01N-165L-XXX-EOHN-LP830-XXXX-XXXX | Indoor Luminaires | High-Bay | High-Bay Luminaires for Commercial and Industrial Buildings | Standard | FALSE | [9 empty] | 41976 | Not Dimmable | Not Dimmable | NotYetVerified |  | 3 | 16440.51 | 115.31 | 142.58 | 14.7 | 0.93 | 3042 | 82.7
P498M9J9 | Acuity Brands Lighting | Lithonia Lighting | CA01N-165L-XXX-EZ1-LP830-XXXX-XXXX | Indoor Luminaires | High-Bay | High-Bay Luminaires for Commercial and Industrial Buildings | Standard | FALSE | [9 empty] | 41976 | Dimmable | Continuous Below 10 | NotYetVerified |  | 3 | 16440.51 | 115.31 | 142.58 | 14.7 | 0.93 | 3042 | 82.7
PU2NU24MX | Barron Lighting Group | Tracelite | TLED528A-200-VS-5K (Frosted Lens) | Indoor Luminaires | High-Bay | High-Bay Luminaires for Commercial and Industrial Buildings | Standard | TRUE | 17506.66 | 88.59 | 199.1 | 8.72 | 0.967 | 5272 | 85.7 | 5 | 50000 | 41975 |  |  | NotYetVerified |  | 3 | 17506.66 | 88.59 | 197.62 | 8.72 | 0.967 | 5272 | 85.7
PS53MP8NM | Barron Lighting Group | Tracelite | TLED528A-100-VS-5K (Frosted Lens) | Indoor Luminaires | High-Bay | Low-Bay Luminaires for Commercial and Industrial Buildings | Standard | TRUE | 9172.35 | 93.02 | 98.83 | 8.27 | 0.966 | 5168 | 85.2 | 5 | 50000 | 41975 |  |  | NotYetVerified |  | 3 | 10000 |  | 100 | 10 | 0.99 | 5000 | 80
P81CBDGBD | Green Ray LED International LLC | Green Ray LED | GR-VL5-4100AI-41F-DWRV | Indoor Luminaires | High-Bay | High-Bay Luminaires for Commercial and Industrial Buildings | Standard | TRUE | 9476.122 | 95.037 | 99.71 | 13.36 | 0.935 | 4151 | 83.3 | 5 | 50000 | 41975 |  |  | NotYetVerified |  | 3 | 10000 | 100 | 100 | 18 | 0.9 | 4100 | 80
PCHTX7JPF | Green Ray LED International LLC | Green Ray LED | GR-VL5-4100AI-55F-DWRV | Indoor Luminaires | High-Bay | High-Bay Luminaires for Commercial and Industrial Buildings | Standard | FALSE | [9 empty] | 41975 |  |  | NotYetVerified |  | 3 | 10000 | 100 | 100 | 18 | 0.9 | 5500 | 80
PXT5AZ4FH | XtraLight Manufacturing Ltd. | XtraLight Manufacturing Ltd. | LHBLED324600X5GUINXXXXXXWPP | Indoor Luminaires | High-Bay | High-Bay Luminaires for Commercial and Industrial Buildings | Standard | TRUE | 64893 | 115.7 | 560.72 | 7.5 | 0.9706 | 5135 | 73.36 | 10 | 100000 | 41974 |  |  | NotYetVerified |  | 3 | [5 empty] | 5000
PJR2RFAJY | Ever Power Lighting Equipment co. Ltd.?? | EPL (Ever Power Lighting) | EPD230AX-55 | Indoor Luminaires | High-Bay | High-Bay Luminaires for Commercial and Industrial Buildings | Standard | TRUE | 21018.51 | 90.4 | 232.51 | 20.5 | 0.951 | 5188 | 74.9 | 5 | 50000 | 41974 |  |  | NotYetVerified |  | 3 | 20000 | 88 | 230 |  | 0.965 | 5000 | 70
P2TWVZJCP | Ever Power Lighting Equipment co. Ltd.?? | EPL (Ever Power Lighting) | EPD220P-55 | Indoor Luminaires | High-Bay | High-Bay Luminaires for Commercial and Industrial Buildings | Standard | TRUE | 19535.41 | 90.82 | 215.09 | 20.96 | 0.945 | 5256 | 78.4 | 5 | 50000 | 41974 |  |  | NotYetVerified |  | 3 | 18500 | 87 | 200 |  | 0.965 | 5000 | 70
PR81H3P5 | Illuminating Solutions | Saturn | ISI-1-150w_3000K | Indoor Luminaires | High-Bay | High-Bay Luminaires for Commercial and Industrial Buildings | Standard | TRUE | 13523.94 | 91.95 | 146.12 | 17.7 | 0.89 | 3084 | 75 | 5 | 50000 | 41974 |  |  | NotYetVerified |  | 3 | 13000 | 90 | 150 | 20 | 0.93 | 3000 | 70
PRZZXGGT | US Global Glow | US Global Glow | USGG-BAY-100W-3K | Indoor Luminaires | High-Bay | High-Bay Luminaires for Commercial and Industrial Buildings | Standard | TRUE | 10117 | 101.21 | 99.96 | 16.5 | 0.983 | 3000.2 | 79.5 | 5 | 50000 | 41969 |  |  | NotYetVerified |  | 3 | 9000 | 90 | 100 | 20 | 0.99 | 3000 | 79
P46MEE57 | Dialight | Vigilant | HELMC4GN-xxx | Indoor Luminaires | High-Bay | High-Bay Luminaires for Commercial and Industrial Buildings | Standard | TRUE | 12840 | 113.1 | 113.5 | 16.01 | 0.983 | 4932 | 78.8 | 5 |  | 41969 |  |  | NotYetVerified |  | 3
PXPECG5YQ | Energy Solutions International | ESI | F-22DT-F4V-50-D | Indoor Luminaires | High-Bay | High-Bay Luminaires for Commercial and Industrial Buildings | Standard | TRUE | 16330 | 109.3 | 149.47 | 9.3 | 0.982 | 5213 | 83.6 | 5 | 50000 | 41969 |  |  | NotYetVerified |  | 3 | 14400 | 110 | 160 |  |  | 5000
PD1KN9V4 | Dialight | Vigilant | HELMC4P[JAD]-xxx | Indoor Luminaires | High-Bay | High-Bay Luminaires for Commercial and Industrial Buildings | Standard | TRUE | 25088 | 118.4 | 211.9 | 12.58 | 0.974 | 4897 | 78.2 | 5 | 100000 | 41969 |  |  | NotYetVerified |  | 3.1 | 24131 | 113.6 | 212.4 | 11.55 | 0.967 | 4988 | 79.3
P3B6A1JF | US Global Glow | US Global Glow | USGG-BAY-160W-3K | Indoor Luminaires | High-Bay | High-Bay Luminaires for Commercial and Industrial Buildings | Standard | TRUE | 15354 | 96.76 | 158.68 | 14.3 | 0.967 | 3003.9 | 79.3 | 5 | 50000 | 41969 |  |  | NotYetVerified |  | 3 | 15000 | 90 | 160 |  | 0.99 | 3000
P23N99A3 | Dialight | Vigilant | HELMC4PN-xxx | Indoor Luminaires | High-Bay | High-Bay Luminaires for Commercial and Industrial Buildings | Standard | TRUE | 24131 | 113.6 | 212.4 | 11.55 | 0.967 | 4988 | 79.3 | 5 |  | 41969 |  |  | NotYetVerified |  | 3
PF8FMWJN | US Global Glow | US Global Glow | USGG-BAY-230W-3K | Indoor Luminaires | High-Bay | High-Bay Luminaires for Commercial and Industrial Buildings | Standard | TRUE | 20970 | 95.45 | 219.7 | 23.5 | 0.961 | 3011.6 | 79 | 5 | 50000 | 41969 |  |  | NotYetVerified | Updated 11/4/2016 | 3 | 20000 | 90 | 230 |  | 0.99 | 3000
P2KUSBTV | Dialight | Vigilant | HELMC4KN-xxx | Indoor Luminaires | High-Bay | High-Bay Luminaires for Commercial and Industrial Buildings | Standard | TRUE | 16243 | 113.1 | 143.6 | 13.52 | 0.957 | 4979 | 79.1 | 5 |  | 41969 |  |  | NotYetVerified |  | 3
PM2XZ97YP | Energy Solutions International | ESI | F-22DT-F3V-50-D | Indoor Luminaires | High-Bay | High-Bay Luminaires for Commercial and Industrial Buildings | Standard | TRUE | 11560 | 116.3 | 99.43 | 13.93 | 0.955 | 5200 | 83.6 | 5 | 50000 | 41969 |  |  | NotYetVerified |  | 3 | 10800 |  | 115 |  |  | 5000
PUC7AEAW | Dialight | Vigilant | HELMC4DN-xxx | Indoor Luminaires | High-Bay | High-Bay Luminaires for Commercial and Industrial Buildings | Standard | TRUE | 9927 | 111.8 | 88.8 | 19.49 | 0.913 | 4924 | 79 | 5 |  | 41969 |  |  | NotYetVerified |  | 3
PGUJG2A3 | US Global Glow | US Global Glow | USGG-BAY-100W-55K | Indoor Luminaires | High-Bay | High-Bay Luminaires for Commercial and Industrial Buildings | Standard | FALSE | [9 empty] | 41969 |  |  | NotYetVerified |  | 3 | 9000 | 90 | 100 | 20 | 0.99 | 5700 | 79
PY4WS8M9 | US Global Glow | US Global Glow | USGG-BAY-230W-55K | Indoor Luminaires | High-Bay | High-Bay Luminaires for Commercial and Industrial Buildings | Standard | FALSE | [9 empty] | 41969 |  |  | NotYetVerified |  | 3 | 20000 | 90 | 230 |  | 0.99 | 5700
PZMNMDKT | US Global Glow | US Global Glow | USGG-BAY-160W-55K | Indoor Luminaires | High-Bay | High-Bay Luminaires for Commercial and Industrial Buildings | Standard | FALSE | [9 empty] | 41969 |  |  | NotYetVerified |  | 3 | 15000 | 90 | 160 |  | 0.99 | 5700
PSGK6CSK | US Global Glow | US Global Glow | USGG-BAY-100W-4K | Indoor Luminaires | High-Bay | High-Bay Luminaires for Commercial and Industrial Buildings | Standard | FALSE | [9 empty] | 41969 |  |  | NotYetVerified |  | 3 | 9000 | 90 | 100 | 20 | 0.99 | 4000 | 79
PE2ENA4Y | US Global Glow | US Global Glow | USGG-BAY-230W-4K | Indoor Luminaires | High-Bay | High-Bay Luminaires for Commercial and Industrial Buildings | Standard | FALSE | [9 empty] | 41969 |  |  | NotYetVerified |  | 3 | 20000 | 90 | 230 |  | 0.99 | 4000
PTKJX2CZ | US Global Glow | US Global Glow | USGG-BAY-160W-4K | Indoor Luminaires | High-Bay | High-Bay Luminaires for Commercial and Industrial Buildings | Standard | FALSE | [9 empty] | 41969 |  |  | NotYetVerified |  | 3 | 15000 | 90 | 160 |  | 0.99 | 4000
P42UGRV6 | Dialight | Vigilant | HE1MC1DM-xxx | Indoor Luminaires | High-Bay | High-Bay Luminaires for Commercial and Industrial Buildings | Standard | FALSE | [9 empty] | 41969 |  |  | NotYetVerified |  | 3 | 10731 | 120.71 | 88.9 | 19.5 | 0.913 | 5000 | 78.1
P2XWRV7Z | Dialight | Vigilant | HE1MC4DN-xxx | Indoor Luminaires | High-Bay | High-Bay Luminaires for Commercial and Industrial Buildings | Standard | FALSE | [9 empty] | 41969 |  |  | NotYetVerified |  | 3 | 10731 | 120.71 | 88.9 | 19.5 | 0.913 | 5000 | 78.1
PUYET74U | Dialight | Vigilant | HE2MC4DN-xxx | Indoor Luminaires | High-Bay | High-Bay Luminaires for Commercial and Industrial Buildings | Standard | FALSE | [9 empty] | 41969 |  |  | NotYetVerified |  | 3 | 10701 | 120.37 | 88.9 | 19.5 | 0.913 | 5000 | 78.1
PRPRDJSD | Dialight | Vigilant | HE2MC1DM-xxx | Indoor Luminaires | High-Bay | High-Bay Luminaires for Commercial and Industrial Buildings | Standard | FALSE | [9 empty] | 41969 |  |  | NotYetVerified |  | 3 | 10701 | 120.37 | 88.9 | 19.5 | 0.913 | 5000 | 78.1
PA1F3GX8 | Dialight | Vigilant | HED2MC4DN-xxx | Indoor Luminaires | High-Bay | High-Bay Luminaires for Commercial and Industrial Buildings | Standard | FALSE | [9 empty] | 41969 |  |  | NotYetVerified |  | 3 | 10701 | 120.37 | 88.9 | 19.5 | 0.913 | 5000 | 78.1
P7U4M7FQ | Dialight | Vigilant | HED2MC4D[JAD]-xxx | Indoor Luminaires | High-Bay | High-Bay Luminaires for Commercial and Industrial Buildings | Standard | FALSE | [9 empty] | 41969 |  |  | NotYetVerified |  | 3 | 10701 | 120.37 | 88.9 | 19.5 | 0.913 | 5000 | 78.1
PJGRNMD8 | Dialight | Vigilant | HE1MC4GN-xxx | Indoor Luminaires | High-Bay | High-Bay Luminaires for Commercial and Industrial Buildings | Standard | FALSE | [9 empty] | 41969 |  |  | NotYetVerified |  | 3 | 13880 | 123.93 | 112 | 16 | 0.939 | 5000 | 75
PHM8NNAJ | Dialight | Vigilant | HE1MC1GM-xxx | Indoor Luminaires | High-Bay | High-Bay Luminaires for Commercial and Industrial Buildings | Standard | FALSE | [9 empty] | 41969 |  |  | NotYetVerified |  | 3 | 13880 | 123.93 | 112 | 16 | 0.939 | 5000 | 75
PZDCAFZ7 | Dialight | Vigilant | HED2MC4GN-xxx | Indoor Luminaires | High-Bay | High-Bay Luminaires for Commercial and Industrial Buildings | Standard | FALSE | [9 empty] | 41969 |  |  | NotYetVerified |  | 3 | 13842 | 123.59 | 112 | 16 | 0.939 | 5000 | 75
PWJVNUJU | Dialight | Vigilant | HE2MC1GM-xxx | Indoor Luminaires | High-Bay | High-Bay Luminaires for Commercial and Industrial Buildings | Standard | FALSE | [9 empty] | 41969 |  |  | NotYetVerified |  | 3 | 13842 | 123.59 | 112 | 16 | 0.939 | 5000 | 75
PAMZ6BSJ | Dialight | Vigilant | HE2MC4GN-xxx | Indoor Luminaires | High-Bay | High-Bay Luminaires for Commercial and Industrial Buildings | Standard | FALSE | [9 empty] | 41969 |  |  | NotYetVerified |  | 3 | 13842 | 123.59 | 112 | 16 | 0.939 | 5000 | 75
P84CBYH1 | Dialight | Vigilant | HED2MC4G[JAD]-xxx | Indoor Luminaires | High-Bay | High-Bay Luminaires for Commercial and Industrial Buildings | Standard | FALSE | [9 empty] | 41969 |  |  | NotYetVerified |  | 3 | 13842 | 123.59 | 112 | 16 | 0.939 | 5000 | 75
PRX92WQ4 | Dialight | Vigilant | HE1MC4KN-xxx | Indoor Luminaires | High-Bay | High-Bay Luminaires for Commercial and Industrial Buildings | Standard | FALSE | [9 empty] | 41969 |  |  | NotYetVerified |  | 3 | 17559 | 121.94 | 144 | 14 | 0.957 | 5000 | 75
PQSE6GAQ | Dialight | Vigilant | HE1MC1KM-xxx | Indoor Luminaires | High-Bay | High-Bay Luminaires for Commercial and Industrial Buildings | Standard | FALSE | [9 empty] | 41969 |  |  | NotYetVerified |  | 3 | 17559 | 121.94 | 144 | 14 | 0.957 | 5000 | 75
PWJK7T8C | Dialight | Vigilant | HED2MC4KN-xxx | Indoor Luminaires | High-Bay | High-Bay Luminaires for Commercial and Industrial Buildings | Standard | FALSE | [9 empty] | 41969 |  |  | NotYetVerified |  | 3 | 17510 | 121.6 | 144 | 14 | 0.957 | 5000 | 75
PT84MBHK | Dialight | Vigilant | HED2MC4K[JAD]-xxx | Indoor Luminaires | High-Bay | High-Bay Luminaires for Commercial and Industrial Buildings | Standard | FALSE | [9 empty] | 41969 |  |  | NotYetVerified |  | 3 | 17510 | 121.6 | 144 | 14 | 0.957 | 5000 | 75
PE3M4SK1 | Dialight | Vigilant | HE2MC1KM-xxx | Indoor Luminaires | High-Bay | High-Bay Luminaires for Commercial and Industrial Buildings | Standard | FALSE | [9 empty] | 41969 |  |  | NotYetVerified |  | 3 | 17510 | 121.6 | 144 | 14 | 0.957 | 5000 | 75
P81ET5A2 | Dialight | Vigilant | HE2MC4KN-xxx | Indoor Luminaires | High-Bay | High-Bay Luminaires for Commercial and Industrial Buildings | Standard | FALSE | [9 empty] | 41969 |  |  | NotYetVerified |  | 3 | 17510 | 121.6 | 144 | 14 | 0.957 | 5000 | 75
PQ2X96KW | Dialight | Vigilant | HEGMC1PM-xxx | Indoor Luminaires | High-Bay | High-Bay Luminaires for Commercial and Industrial Buildings | Standard | FALSE | [9 empty] | 41969 |  |  | NotYetVerified |  | 3 | 26713 | 126 | 212 | 12 | 0.967 | 5000 | 75
PFGA8CTY | Dialight | Vigilant | HEGMC4PN-xxx | Indoor Luminaires | High-Bay | High-Bay Luminaires for Commercial and Industrial Buildings | Standard | FALSE | [9 empty] | 41969 |  |  | NotYetVerified |  | 3 | 26713 | 126 | 212 | 12 | 0.967 | 5000 | 75
P788FZM9 | Dialight | Vigilant | HEDGMC4P[JAD]-xxx | Indoor Luminaires | High-Bay | High-Bay Luminaires for Commercial and Industrial Buildings | Standard | FALSE | [9 empty] | 41969 |  |  | NotYetVerified |  | 3 | 26713 | 126 | 212 | 12 | 0.967 | 5000 | 75
P5P4CQU8 | Dialight | Vigilant | HEDGMC4PN-xxx | Indoor Luminaires | High-Bay | High-Bay Luminaires for Commercial and Industrial Buildings | Standard | FALSE | [9 empty] | 41969 |  |  | NotYetVerified |  | 3 | 26713 | 126 | 212 | 12 | 0.967 | 5000 | 75
PYU28Q5Y | Dialight | Vigilant | HE1MC4PN-xxx | Indoor Luminaires | High-Bay | High-Bay Luminaires for Commercial and Industrial Buildings | Standard | FALSE | [9 empty] | 41969 |  |  | NotYetVerified |  | 3 | 26086 | 123.05 | 212 | 12 | 0.967 | 5000 | 75
PDUNGCMH | Dialight | Vigilant | HE1MC1PM-xxx | Indoor Luminaires | High-Bay | High-Bay Luminaires for Commercial and Industrial Buildings | Standard | FALSE | [9 empty] | 41969 |  |  | NotYetVerified |  | 3 | 26086 | 123.05 | 212 | 12 | 0.967 | 5000 | 75
PYCQRVUY | Dialight | Vigilant | HE2MC1PM-xxx | Indoor Luminaires | High-Bay | High-Bay Luminaires for Commercial and Industrial Buildings | Standard | FALSE | [9 empty] | 41969 |  |  | NotYetVerified |  | 3 | 26013 | 122.7 | 212 | 12 | 0.967 | 5000 | 75
PPYKSTSK | Dialight | Vigilant | HE2MC4PN-xxx | Indoor Luminaires | High-Bay | High-Bay Luminaires for Commercial and Industrial Buildings | Standard | FALSE | [9 empty] | 41969 |  |  | NotYetVerified |  | 3 | 26013 | 122.7 | 212 | 12 | 0.967 | 5000 | 75
PBZ61CB2 | Dialight | Vigilant | HED2MC4PN-xxx | Indoor Luminaires | High-Bay | High-Bay Luminaires for Commercial and Industrial Buildings | Standard | FALSE | [9 empty] | 41969 |  |  | NotYetVerified |  | 3 | 26013 | 122.7 | 212 | 12 | 0.967 | 5000 | 75
P5AMMYB3 | Dialight | Vigilant | HED2MC4P[JAD]-xxx | Indoor Luminaires | High-Bay | High-Bay Luminaires for Commercial and Industrial Buildings | Standard | FALSE | [9 empty] | 41969 |  |  | NotYetVerified |  | 3 | 26013 | 122.7 | 212 | 12 | 0.967 | 5000 | 75
PDY6XS6K | Dialight | Vigilant | HE1MC4D[JAD]-xxx | Indoor Luminaires | High-Bay | High-Bay Luminaires for Commercial and Industrial Buildings | Standard | FALSE | [9 empty] | 41969 |  |  | NotYetVerified |  | 3 | 10731 | 120.71 | 88.9 | 19.5 | 0.913 | 5000 | 78.1
PVZ4N3DE | Dialight | Vigilant | HE2MC4D[JAD]-xxx | Indoor Luminaires | High-Bay | High-Bay Luminaires for Commercial and Industrial Buildings | Standard | FALSE | [9 empty] | 41969 |  |  | NotYetVerified |  | 3 | 10701 | 120.37 | 88.9 | 19.5 | 0.913 | 5000 | 78.1
PEHAPUM4 | Dialight | Vigilant | HE1MC4G[JAD]-xxx | Indoor Luminaires | High-Bay | High-Bay Luminaires for Commercial and Industrial Buildings | Standard | FALSE | [9 empty] | 41969 |  |  | NotYetVerified |  | 3 | 13880 | 123.93 | 112 | 16 | 0.939 | 5000 | 75
PCZ48FR5 | Dialight | Vigilant | HE2MC4G[JAD]-xxx | Indoor Luminaires | High-Bay | High-Bay Luminaires for Commercial and Industrial Buildings | Standard | FALSE | [9 empty] | 41969 |  |  | NotYetVerified |  | 3 | 13842 | 123.59 | 112 | 16 | 0.939 | 5000 | 75
P3ZJ46GU | Dialight | Vigilant | HE1MC4K[JAD]-xxx | Indoor Luminaires | High-Bay | High-Bay Luminaires for Commercial and Industrial Buildings | Standard | FALSE | [9 empty] | 41969 |  |  | NotYetVerified |  | 3 | 17559 | 121.94 | 144 | 14 | 0.957 | 5000 | 75
PQ31H6E7 | Dialight | Vigilant | HE2MC4K[JAD]-xxx | Indoor Luminaires | High-Bay | High-Bay Luminaires for Commercial and Industrial Buildings | Standard | FALSE | [9 empty] | 41969 |  |  | NotYetVerified |  | 3 | 17510 | 121.6 | 144 | 14 | 0.957 | 5000 | 75
PT9TRF1V | Dialight | Vigilant | HEGMC4P[JAD]-xxx | Indoor Luminaires | High-Bay | High-Bay Luminaires for Commercial and Industrial Buildings | Standard | FALSE | [9 empty] | 41969 |  |  | NotYetVerified |  | 3 | 26713 | 126 | 212 | 12 | 0.967 | 5000 | 75
PPDAWZJJ | Dialight | Vigilant | HE1MC4P[JAD]-xxx | Indoor Luminaires | High-Bay | High-Bay Luminaires for Commercial and Industrial Buildings | Standard | FALSE | [9 empty] | 41969 |  |  | NotYetVerified |  | 3 | 26086 | 123.05 | 212 | 12 | 0.967 | 5000 | 75
PW29X4PA | Dialight | Vigilant | HE2MC4P[JAD]-xxx | Indoor Luminaires | High-Bay | High-Bay Luminaires for Commercial and Industrial Buildings | Standard | FALSE | [9 empty] | 41969 |  |  | NotYetVerified |  | 3 | 26013 | 122.7 | 212 | 12 | 0.967 | 5000 | 75
PUGEMZZZ | Dialight | Vigilant | HELMC1PM-xxx | Indoor Luminaires | High-Bay | High-Bay Luminaires for Commercial and Industrial Buildings | Standard | FALSE | [9 empty] | 41969 |  |  | NotYetVerified |  | 3 | 24131 | 113.6 | 212.4 | 11.55 | 0.967 | 4988 | 79.3
PTKRWFHF | Dialight | Vigilant | HEDLMC4P[JAD]-xxx | Indoor Luminaires | High-Bay | High-Bay Luminaires for Commercial and Industrial Buildings | Standard | FALSE | [9 empty] | 41969 |  |  | NotYetVerified |  | 3 | 24131 | 113.6 | 212.4 | 11.55 | 0.967 | 4988 | 79.3
PRP7DQUT | Dialight | Vigilant | HEDLMC4PN-xxx | Indoor Luminaires | High-Bay | High-Bay Luminaires for Commercial and Industrial Buildings | Standard | FALSE | [9 empty] | 41969 |  |  | NotYetVerified |  | 3 | 24131 | 113.6 | 212.4 | 11.55 | 0.967 | 4988 | 79.3
PKKAH19H | Dialight | Vigilant | HELMC1KM-xxx | Indoor Luminaires | High-Bay | High-Bay Luminaires for Commercial and Industrial Buildings | Standard | FALSE | [9 empty] | 41969 |  |  | NotYetVerified |  | 3 | 16243 | 113.1 | 143.6 | 13.52 | 0.957 | 4979 | 79.1
PKAM5NSF | Dialight | Vigilant | HEDLMC4KN-xxx | Indoor Luminaires | High-Bay | High-Bay Luminaires for Commercial and Industrial Buildings | Standard | FALSE | [9 empty] | 41969 |  |  | NotYetVerified |  | 3 | 16243 | 113.1 | 143.6 | 13.52 | 0.957 | 4979 | 79.1
P2X2D7SE | Dialight | Vigilant | HEDLMC4K[JAD]-xxx | Indoor Luminaires | High-Bay | High-Bay Luminaires for Commercial and Industrial Buildings | Standard | FALSE | [9 empty] | 41969 |  |  | NotYetVerified |  | 3 | 16243 | 113.1 | 143.6 | 13.52 | 0.957 | 4979 | 79.1
PY9S7NYE | Dialight | Vigilant | HEGMC1KM-xxx | Indoor Luminaires | High-Bay | High-Bay Luminaires for Commercial and Industrial Buildings | Standard | FALSE | [9 empty] | 41969 |  |  | NotYetVerified |  | 3 | 17941 | 124.94 | 143.6 | 14 | 0.957 | 4979 | 77.5
PTAEDYX2 | Dialight | Vigilant | HEDGMC4K[JAD]-xxx | Indoor Luminaires | High-Bay | High-Bay Luminaires for Commercial and Industrial Buildings | Standard | FALSE | [9 empty] | 41969 |  |  | NotYetVerified |  | 3 | 17941 | 124.94 | 143.6 | 14 | 0.957 | 4979 | 77.5
PNGUFUCR | Dialight | Vigilant | HEDGMC4KN-xxx | Indoor Luminaires | High-Bay | High-Bay Luminaires for Commercial and Industrial Buildings | Standard | FALSE | [9 empty] | 41969 |  |  | NotYetVerified |  | 3 | 17941 | 124.94 | 143.6 | 14 | 0.957 | 4979 | 77.5
PG8SX557 | Dialight | Vigilant | HEGMC4KN-xxx | Indoor Luminaires | High-Bay | High-Bay Luminaires for Commercial and Industrial Buildings | Standard | FALSE | [9 empty] | 41969 |  |  | NotYetVerified |  | 3 | 17941 | 124.94 | 143.6 | 14 | 0.957 | 4979 | 77.5
PZ93VK18 | Dialight | Vigilant | HELMC4K[JAD]-xxx | Indoor Luminaires | High-Bay | High-Bay Luminaires for Commercial and Industrial Buildings | Standard | FALSE | [9 empty] | 41969 |  |  | NotYetVerified |  | 3 | 16243 | 113.1 | 143.6 | 13.52 | 0.957 | 4979 | 79.1
PKJZ2BMD | Dialight | Vigilant | HEGMC4K[JAD]-xxx | Indoor Luminaires | High-Bay | High-Bay Luminaires for Commercial and Industrial Buildings | Standard | FALSE | [9 empty] | 41969 |  |  | NotYetVerified |  | 3 | 17941 | 124.94 | 143.6 | 14 | 0.957 | 4979 | 77.5
PND2WRMQ | Dialight | Vigilant | HEDLMC4G[JAD]-xxx | Indoor Luminaires | High-Bay | High-Bay Luminaires for Commercial and Industrial Buildings | Standard | FALSE | [9 empty] | 41969 |  |  | NotYetVerified |  | 3 | 12840 | 113.1 | 113.5 | 16.01 | 0.983 | 4932 | 78.8
PJ4NQFVE | Dialight | Vigilant | HEDLMC4GN-xxx | Indoor Luminaires | High-Bay | High-Bay Luminaires for Commercial and Industrial Buildings | Standard | FALSE | [9 empty] | 41969 |  |  | NotYetVerified |  | 3 | 12840 | 113.1 | 113.5 | 16.01 | 0.983 | 4932 | 78.8
PGYPMAU4 | Dialight | Vigilant | HELMC1GM-xxx | Indoor Luminaires | High-Bay | High-Bay Luminaires for Commercial and Industrial Buildings | Standard | FALSE | [9 empty] | 41969 |  |  | NotYetVerified |  | 3 | 12840 | 113.1 | 113.5 | 16.01 | 0.983 | 4932 | 78.8
PRVW7JZY | Dialight | Vigilant | HELMC4G[JAD]-xxx | Indoor Luminaires | High-Bay | High-Bay Luminaires for Commercial and Industrial Buildings | Standard | FALSE | [9 empty] | 41969 |  |  | NotYetVerified |  | 3 | 12840 | 113.1 | 113.5 | 16.01 | 0.983 | 4932 | 78.8
PRW4UCY6 | Dialight | Vigilant | HEDLMC4DN-xxx | Indoor Luminaires | High-Bay | High-Bay Luminaires for Commercial and Industrial Buildings | Standard | FALSE | [9 empty] | 41969 |  |  | NotYetVerified |  | 3 | 9927 | 111.8 | 88.8 | 19.49 | 0.913 | 4924 | 79
PCTAX3SB | Dialight | Vigilant | HEDLMC4D[JAD]-xxx | Indoor Luminaires | High-Bay | High-Bay Luminaires for Commercial and Industrial Buildings | Standard | FALSE | [9 empty] | 41969 |  |  | NotYetVerified |  | 3 | 9927 | 111.8 | 88.8 | 19.49 | 0.913 | 4924 | 79
PCS7AANH | Dialight | Vigilant | HELMC1DM-xxx | Indoor Luminaires | High-Bay | High-Bay Luminaires for Commercial and Industrial Buildings | Standard | FALSE | [9 empty] | 41969 |  |  | NotYetVerified |  | 3 | 9927 | 111.8 | 88.8 | 19.49 | 0.913 | 4924 | 79
PQ9H8FDM | Dialight | Vigilant | HELMC4D[JAD]-xxx | Indoor Luminaires | High-Bay | High-Bay Luminaires for Commercial and Industrial Buildings | Standard | FALSE | [9 empty] | 41969 |  |  | NotYetVerified |  | 3 | 9927 | 111.8 | 88.8 | 19.49 | 0.913 | 4924 | 79
PZGTM185 | Dialight | Vigilant | HEGMC1GM-xxx | Indoor Luminaires | High-Bay | High-Bay Luminaires for Commercial and Industrial Buildings | Standard | FALSE | [9 empty] | 41969 |  |  | NotYetVerified |  | 3 | 14375 | 126.43 | 113.7 | 16 | 0.939 | 4879 | 75
PU1SUBPU | Dialight | Vigilant | HEGMC4GN-xxx | Indoor Luminaires | High-Bay | High-Bay Luminaires for Commercial and Industrial Buildings | Standard | FALSE | [9 empty] | 41969 |  |  | NotYetVerified |  | 3 | 14375 | 126.43 | 113.7 | 16 | 0.939 | 4879 | 75
PSCWJN1W | Dialight | Vigilant | HEDGMC4G[JAD]-xxx | Indoor Luminaires | High-Bay | High-Bay Luminaires for Commercial and Industrial Buildings | Standard | FALSE | [9 empty] | 41969 |  |  | NotYetVerified |  | 3 | 14375 | 126.43 | 113.7 | 16 | 0.939 | 4879 | 75
PGZR7NY6 | Dialight | Vigilant | HEDGMC4GN-xxx | Indoor Luminaires | High-Bay | High-Bay Luminaires for Commercial and Industrial Buildings | Standard | FALSE | [9 empty] | 41969 |  |  | NotYetVerified |  | 3 | 14375 | 126.43 | 113.7 | 16 | 0.939 | 4879 | 75
PGU4MNV4 | Dialight | Vigilant | HEGMC4G[JAD]-xxx | Indoor Luminaires | High-Bay | High-Bay Luminaires for Commercial and Industrial Buildings | Standard | FALSE | [9 empty] | 41969 |  |  | NotYetVerified |  | 3 | 14375 | 126.43 | 113.7 | 16 | 0.939 | 4879 | 75
PXZSJ2AM | Dialight | Vigilant | HEDGMC4D[JAD]-xxx | Indoor Luminaires | High-Bay | High-Bay Luminaires for Commercial and Industrial Buildings | Standard | FALSE | [9 empty] | 41969 |  |  | NotYetVerified |  | 3 | 10946 | 123.1 | 88.9 | 19.4 | 0.913 | 4854 | 78.1
PGNE94FH | Dialight | Vigilant | HEGMC4DN-xxx | Indoor Luminaires | High-Bay | High-Bay Luminaires for Commercial and Industrial Buildings | Standard | FALSE | [9 empty] | 41969 |  |  | NotYetVerified |  | 3 | 10946 | 123.1 | 88.9 | 19.4 | 0.913 | 4854 | 78.1
PGED5PPV | Dialight | Vigilant | HEGMC1DM-xxx | Indoor Luminaires | High-Bay | High-Bay Luminaires for Commercial and Industrial Buildings | Standard | FALSE | [9 empty] | 41969 |  |  | NotYetVerified |  | 3 | 10946 | 123.1 | 88.9 | 19.4 | 0.913 | 4854 | 78.1
PCRMR3SP | Dialight | Vigilant | HEDGMC4DN-xxx | Indoor Luminaires | High-Bay | High-Bay Luminaires for Commercial and Industrial Buildings | Standard | FALSE | [9 empty] | 41969 |  |  | NotYetVerified |  | 3 | 10946 | 123.1 | 88.9 | 19.4 | 0.913 | 4854 | 78.1
PS9TFFGT | Dialight | Vigilant | HEGMC4D[JAD]-xxx | Indoor Luminaires | High-Bay | High-Bay Luminaires for Commercial and Industrial Buildings | Standard | FALSE | [9 empty] | 41969 |  |  | NotYetVerified |  | 3 | 10946 | 123.1 | 88.9 | 19.4 | 0.913 | 4854 | 78.1
PNWVUUJG | Industrial Lighting Products | Industrial Lighting Products | CHB-150WLED-UNIV-2700K-XXXXX [Exclude SD480 FRL PCL] | Indoor Luminaires | High-Bay | High-Bay Luminaires for Commercial and Industrial Buildings | Standard | TRUE | 16360 | 96.2 | 170.1 | 14.2 | 0.953 | 2803 | 81.9 | 5 |  | 41968 |  |  | NotYetVerified |  | 3 | 16360 | 96.1787 | 170.1 | 10 | 0.989 | 2700 | 84.1
PE6VWKXR | Industrial Lighting Products | Industrial Lighting Products | CHB-150WLED-UNIV-2700K-FRL-XXXXX [Exclude SD480] | Indoor Luminaires | High-Bay | High-Bay Luminaires for Commercial and Industrial Buildings | Standard | TRUE | 13910 | 82 | 169.7 | 14.2 | 0.953 | 2789 | 82 | 5 |  | 41968 |  |  | NotYetVerified |  | 3 | 13910 | 81.9682 | 169.7 | 10.1 | 0.953 | 2700 | 82
PXJHJ5PQ | Industrial Lighting Products | Industrial Lighting Products | WT8-100WLED-UNIV-3500K-RAFL-XXXXX [EXCLUDE SD480] | Indoor Luminaires | High-Bay | High-Bay Luminaires for Commercial and Industrial Buildings | Standard | TRUE | 11170 | 97.2 | 114.9 | 13 | 0.939 | 3707 | 82.7 | 5 | 50000 | 41968 |  |  | NotYetVerified |  | 3 | 11170 | 97.21 | 114.9 | 13 | 0.939 | 3500 | 85
PP6D8BYY | Industrial Lighting Products | Industrial Lighting Products | RAH8-100WLED-UNIV-2700K [EXCLUDE SD480] | Indoor Luminaires | High-Bay | High-Bay Luminaires for Commercial and Industrial Buildings | Standard | TRUE | 10870 | 95.7 | 113.6 | 13.4 | 0.938 | 2806 | 82 | 5 | 50000 | 41968 |  |  | NotYetVerified |  | 3 | 10870 | 95.68 | 113.6 | 13.4 | 0.938 | 2700 | 82
PGMXE44R | Industrial Lighting Products | Industrial Lighting Products | CHB-100WLED-UNIV-4000K-FRL-XXXXX [Excludes SD480 option] | Indoor Luminaires | High-Bay | High-Bay Luminaires for Commercial and Industrial Buildings | Standard | TRUE | 10090 | 89.7 | 112.5 | 13.4 | 0.935 | 4176 | 84.1 | 5 |  | 41968 |  |  | NotYetVerified |  | 3 |  |  | 100 |  |  | 4000
P7EVUMH9 | Industrial Lighting Products | Industrial Lighting Products | CHB-200WLED-UNIV-2700K-XXXXX [Excludes SD480 option] | Indoor Luminaires | High-Bay | High-Bay Luminaires for Commercial and Industrial Buildings | Standard | TRUE | 17840 | 79.43 | 224.6 | 13.4 | 0.935 | 2795 | 82 | 5 |  | 41968 |  |  | NotYetVerified |  | 3 |  |  | 200 |  |  | 2700
PZHHCPXEE | Green Ray LED International LLC | Green Ray LED | GR-VL3-4050AI-41F-DWRV | Indoor Luminaires | High-Bay | Low-Bay Luminaires for Commercial and Industrial Buildings | Standard | TRUE | 5068.341 | 98.817 | 51.29 | 13.34 | 0.912 | 4175 | 83.2 | 5 | 50000 | 41968 |  |  | NotYetVerified |  | 3 |  | 100 | 50 | 18 | 0.9 | 4100 | 80
PD3NKVW3 | Industrial Lighting Products | Industrial Lighting Products | CHB-150WLED-UNIV-5700K-XXXXX [Exclude SD480 FRL PCL] | Indoor Luminaires | High-Bay | High-Bay Luminaires for Commercial and Industrial Buildings | Standard | FALSE | [9 empty] | 41968 |  |  | NotYetVerified |  | 3 | 17810 | 104.7031 | 170.1 | 10 | 0.989 | 5700 | 84.1
PKX7WHSD | Industrial Lighting Products | Industrial Lighting Products | CHB-150WLED-UNIV-5700K-FRL-XXXXX [Exclude SD480] | Indoor Luminaires | High-Bay | High-Bay Luminaires for Commercial and Industrial Buildings | Standard | FALSE | [9 empty] | 41968 |  |  | NotYetVerified |  | 3 | 15040 | 88.627 | 169.7 | 10.1 | 0.953 | 5700 | 82
PBERZCFW | Industrial Lighting Products | Industrial Lighting Products | CHB-200WLED-UNIV-5700K-XXXXX [Excludes SD480 option] | Indoor Luminaires | High-Bay | High-Bay Luminaires for Commercial and Industrial Buildings | Standard | FALSE | [9 empty] | 41968 |  |  | NotYetVerified |  | 3 | 23410 | 105 | 200 |  |  | 5700 | 80
PW21UUWS | Industrial Lighting Products | Industrial Lighting Products | CHB-200WLED-UNIV-5700K-FRL-XXXXX [Excludes SD480 option] | Indoor Luminaires | High-Bay | High-Bay Luminaires for Commercial and Industrial Buildings | Standard | FALSE | [9 empty] | 41968 |  |  | NotYetVerified |  | 3 | 19476 | 87.1 | 200 |  |  | 5700 | 80
P74WGN5K | Industrial Lighting Products | Industrial Lighting Products | CHB-100WLED-UNIV-5700K-XXXXX [Excludes SD480 option] | Indoor Luminaires | High-Bay | High-Bay Luminaires for Commercial and Industrial Buildings | Standard | FALSE | [9 empty] | 41968 |  |  | NotYetVerified |  | 3 | 11386 | 101.3 | 100 |  |  | 5700 | 80
PGM3F8Q8 | Industrial Lighting Products | Industrial Lighting Products | CHB-100WLED-UNIV-5700K-FRL-XXXXX [Excludes SD480 option] | Indoor Luminaires | High-Bay | High-Bay Luminaires for Commercial and Industrial Buildings | Standard | FALSE | [9 empty] | 41968 |  |  | NotYetVerified |  | 3 | 9813 | 87.3 | 100 |  |  | 5700 | 80
PUC451JC | Industrial Lighting Products | Industrial Lighting Products | WT8-100WLED-UNIV-5000K-RAFL-XXXXX [EXCLUDE SD480] | Indoor Luminaires | High-Bay | High-Bay Luminaires for Commercial and Industrial Buildings | Standard | FALSE | [9 empty] | 41968 |  |  | NotYetVerified |  | 3 | 11820 | 102.43 | 115.4 | 13 | 0.939 | 5000 | 85
PS3CTBQ5 | Industrial Lighting Products | Industrial Lighting Products | CHB-150WLED-UNIV-5000K-XXXXX [Exclude SD480 FRL PCL] | Indoor Luminaires | High-Bay | High-Bay Luminaires for Commercial and Industrial Buildings | Standard | FALSE | [9 empty] | 41968 |  |  | NotYetVerified |  | 3 | 17471.666 | 102.7141 | 170.1 | 10 | 0.989 | 5000 | 84.1
PJ1CEQ8S | Industrial Lighting Products | Industrial Lighting Products | RAH8-100WLED-UNIV-5000K [EXCLUDE SD480] | Indoor Luminaires | High-Bay | High-Bay Luminaires for Commercial and Industrial Buildings | Standard | FALSE | [9 empty] | 41968 |  |  | NotYetVerified |  | 3 | 12450 | 109.88 | 113.3 | 13.4 | 0.953 | 5000 | 82
PKSVTR5K | Industrial Lighting Products | Industrial Lighting Products | CHB-150WLED-UNIV-5000K-FRL-XXXXX [Exclude SD480] | Indoor Luminaires | High-Bay | High-Bay Luminaires for Commercial and Industrial Buildings | Standard | FALSE | [9 empty] | 41968 |  |  | NotYetVerified |  | 3 | 14776.333 | 87.0733 | 169.7 | 10.1 | 0.953 | 5000 | 82
PFP64D83 | Industrial Lighting Products | Industrial Lighting Products | CHB-200WLED-UNIV-5000K-XXXXX [Excludes SD480 option] | Indoor Luminaires | High-Bay | High-Bay Luminaires for Commercial and Industrial Buildings | Standard | FALSE | [9 empty] | 41968 |  |  | NotYetVerified |  | 3 | 23024 | 103 | 200 |  |  | 5000 | 80
P9C6DJ55 | Industrial Lighting Products | Industrial Lighting Products | CHB-200WLED-UNIV-5000K-FRL-XXXXX [Excludes SD480 option] | Indoor Luminaires | High-Bay | High-Bay Luminaires for Commercial and Industrial Buildings | Standard | FALSE | [9 empty] | 41968 |  |  | NotYetVerified |  | 3 | 19094 | 85.4 | 200 |  |  | 5000 | 80
P785NRUE | Industrial Lighting Products | Industrial Lighting Products | CHB-100WLED-UNIV-5000K-XXXXX [Excludes SD480 option] | Indoor Luminaires | High-Bay | High-Bay Luminaires for Commercial and Industrial Buildings | Standard | FALSE | [9 empty] | 41968 |  |  | NotYetVerified |  | 3 | 11244 | 100.04 | 100 |  |  | 5000 | 80
PY5NJ2J2 | Industrial Lighting Products | Industrial Lighting Products | CHB-100WLED-UNIV-5000K-FRL-XXXXX [Excludes SD480 option] | Indoor Luminaires | High-Bay | High-Bay Luminaires for Commercial and Industrial Buildings | Standard | FALSE | [9 empty] | 41968 |  |  | NotYetVerified |  | 3 | 9560 | 85.05 | 100 |  |  | 5000 | 80
PAQ7BB2W | Industrial Lighting Products | Industrial Lighting Products | WT8-100WLED-UNIV-4500K-RAFL-XXXXX [EXCLUDE SD480] | Indoor Luminaires | High-Bay | High-Bay Luminaires for Commercial and Industrial Buildings | Standard | FALSE | [9 empty] | 41968 |  |  | NotYetVerified |  | 3 | 11603 | 100.7 | 115.23 | 13 | 0.939 | 4500 | 85
PDGCF3CM | Industrial Lighting Products | Industrial Lighting Products | CHB-150WLED-UNIV-4500K-XXXXX [Exclude SD480 FRL PCL] | Indoor Luminaires | High-Bay | High-Bay Luminaires for Commercial and Industrial Buildings | Standard | FALSE | [9 empty] | 41968 |  |  | NotYetVerified |  | 3 | 17230 | 101.2934 | 170.1 | 10 | 0.989 | 4500 | 84.1
PGVGVEET | Industrial Lighting Products | Industrial Lighting Products | RAH8-100WLED-UNIV-4500K [EXCLUDE SD480] | Indoor Luminaires | High-Bay | High-Bay Luminaires for Commercial and Industrial Buildings | Standard | FALSE | [9 empty] | 41968 |  |  | NotYetVerified |  | 3 | 12081 | 106.56 | 113.37 | 13.4 | 0.953 | 4500 | 82
PWZ3NGH8 | Industrial Lighting Products | Industrial Lighting Products | CHB-150WLED-UNIV-4500K-FRL-XXXXX [Exclude SD480] | Indoor Luminaires | High-Bay | High-Bay Luminaires for Commercial and Industrial Buildings | Standard | FALSE | [9 empty] | 41968 |  |  | NotYetVerified |  | 3 | 14588 | 85.9635 | 169.7 | 10.1 | 0.953 | 4500 | 82
PGDX42XP | Industrial Lighting Products | Industrial Lighting Products | WT8-100WLED-UNIV-4000K-RAFL-XXXXX [EXCLUDE SD480] | Indoor Luminaires | High-Bay | High-Bay Luminaires for Commercial and Industrial Buildings | Standard | FALSE | [9 empty] | 41968 |  |  | NotYetVerified |  | 3 | 11386 | 98.57 | 115.07 | 13 | 0.939 | 4000 | 85
P7PBD83B | Industrial Lighting Products | Industrial Lighting Products | CHB-150WLED-UNIV-4000K-XXXXX [Exclude SD480 FRL PCL] | Indoor Luminaires | High-Bay | High-Bay Luminaires for Commercial and Industrial Buildings | Standard | FALSE | [9 empty] | 41968 |  |  | NotYetVerified |  | 3 | 16988.334 | 99.8726 | 170.1 | 10 | 0.989 | 4000 | 84.1
PMV1AMBG | Industrial Lighting Products | Industrial Lighting Products | RAH8-100WLED-UNIV-4000K [EXCLUDE SD480] | Indoor Luminaires | High-Bay | High-Bay Luminaires for Commercial and Industrial Buildings | Standard | FALSE | [9 empty] | 41968 |  |  | NotYetVerified |  | 3 | 11554 | 101.83 | 113.47 | 13.4 | 0.953 | 4000 | 82
PA7FYXK3 | Industrial Lighting Products | Industrial Lighting Products | CHB-150WLED-UNIV-4000K-FRL-XXXXX [Exclude SD480] | Indoor Luminaires | High-Bay | High-Bay Luminaires for Commercial and Industrial Buildings | Standard | FALSE | [9 empty] | 41968 |  |  | NotYetVerified |  | 3 | 14399.667 | 84.8537 | 169.7 | 10.1 | 0.953 | 4000 | 82
PANN1NPK | Industrial Lighting Products | Industrial Lighting Products | CHB-200WLED-UNIV-4000K-XXXXX [Excludes SD480 option] | Indoor Luminaires | High-Bay | High-Bay Luminaires for Commercial and Industrial Buildings | Standard | FALSE | [9 empty] | 41968 |  |  | NotYetVerified |  | 3 | 22473 | 100.5 | 200 |  |  | 4000 | 80
PPH8N2TF | Industrial Lighting Products | Industrial Lighting Products | CHB-200WLED-UNIV-4000K-FRL-XXXXX [Excludes SD480 option] | Indoor Luminaires | High-Bay | High-Bay Luminaires for Commercial and Industrial Buildings | Standard | FALSE | [9 empty] | 41968 |  |  | NotYetVerified |  | 3 | 18549 | 83 | 200 |  |  | 4000 | 80
P1GZABKF | Industrial Lighting Products | Industrial Lighting Products | CHB-100WLED-UNIV-4000K-XXXXX [Excludes SD480 option] | Indoor Luminaires | High-Bay | High-Bay Luminaires for Commercial and Industrial Buildings | Standard | FALSE | [9 empty] | 41968 |  |  | NotYetVerified |  | 3 | 11042 | 98.2 | 100 |  |  | 4000 | 80
PQ49ZZBE | Industrial Lighting Products | Industrial Lighting Products | CHB-150WLED-UNIV-3500K-XXXXX [Exclude SD480 FRL PCL] | Indoor Luminaires | High-Bay | High-Bay Luminaires for Commercial and Industrial Buildings | Standard | FALSE | [9 empty] | 41968 |  |  | NotYetVerified |  | 3 | 16746.666 | 98.4519 | 170.1 | 10 | 0.989 | 3500 | 84.1
PF5FPB11 | Industrial Lighting Products | Industrial Lighting Products | RAH8-100WLED-UNIV-3500K [EXCLUDE SD480] | Indoor Luminaires | High-Bay | High-Bay Luminaires for Commercial and Industrial Buildings | Standard | FALSE | [9 empty] | 41968 |  |  | NotYetVerified |  | 3 | 11291 | 99.46 | 113.52 | 13.4 | 0.953 | 3500 | 82
PAK9JKD8 | Industrial Lighting Products | Industrial Lighting Products | CHB-150WLED-UNIV-3500K-FRL-XXXXX [Exclude SD480] | Indoor Luminaires | High-Bay | High-Bay Luminaires for Commercial and Industrial Buildings | Standard | FALSE | [9 empty] | 41968 |  |  | NotYetVerified |  | 3 | 14211.333 | 83.7439 | 169.7 | 10.1 | 0.953 | 3500 | 82
PHDTVFRR | Industrial Lighting Products | Industrial Lighting Products | CHB-200WLED-UNIV-3500K-XXXXX [Excludes SD480 option] | Indoor Luminaires | High-Bay | High-Bay Luminaires for Commercial and Industrial Buildings | Standard | FALSE | [9 empty] | 41968 |  |  | NotYetVerified |  | 3 | 22197 | 99.3 | 200 |  |  | 3500 | 80
P2H484YE | Industrial Lighting Products | Industrial Lighting Products | CHB-200WLED-UNIV-3500K-FRL-XXXXX [Excludes SD480 option] | Indoor Luminaires | High-Bay | High-Bay Luminaires for Commercial and Industrial Buildings | Standard | FALSE | [9 empty] | 41968 |  |  | NotYetVerified |  | 3 | 18276 | 81.7 | 200 |  |  | 3500 | 80
PHA9CF8J | Industrial Lighting Products | Industrial Lighting Products | CHB-100WLED-UNIV-3500K-XXXXX [Excludes SD480 option] | Indoor Luminaires | High-Bay | High-Bay Luminaires for Commercial and Industrial Buildings | Standard | FALSE | [9 empty] | 41968 |  |  | NotYetVerified |  | 3 | 10941 | 97.3 | 100 |  |  | 3500 | 80
PSHNEBPQ | Industrial Lighting Products | Industrial Lighting Products | CHB-150WLED-UNIV-3000K-XXXXX [Exclude SD480 FRL PCL] | Indoor Luminaires | High-Bay | High-Bay Luminaires for Commercial and Industrial Buildings | Standard | FALSE | [9 empty] | 41968 |  |  | NotYetVerified |  | 3 | 16505 | 97.0312 | 170.1 | 10 | 0.989 | 3000 | 84.1
PKRFWJEN | Industrial Lighting Products | Industrial Lighting Products | RAH8-100WLED-UNIV-3000K [EXCLUDE SD480] | Indoor Luminaires | High-Bay | High-Bay Luminaires for Commercial and Industrial Buildings | Standard | FALSE | [9 empty] | 41968 |  |  | NotYetVerified |  | 3 | 11028 | 97.1 | 113.57 | 13.4 | 0.953 | 3000 | 82
PGTQWRFN | Industrial Lighting Products | Industrial Lighting Products | CHB-150WLED-UNIV-3000K-FRL-XXXXX [Exclude SD480] | Indoor Luminaires | High-Bay | High-Bay Luminaires for Commercial and Industrial Buildings | Standard | FALSE | [9 empty] | 41968 |  |  | NotYetVerified |  | 3 | 14023 | 82.6341 | 169.7 | 10.1 | 0.953 | 3000 | 82
PM3D2RZM | Industrial Lighting Products | Industrial Lighting Products | CHB-200WLED-UNIV-3000K-XXXXX [Excludes SD480 option] | Indoor Luminaires | High-Bay | High-Bay Luminaires for Commercial and Industrial Buildings | Standard | FALSE | [9 empty] | 41968 |  |  | NotYetVerified |  | 3 | 21922 | 98 | 200 |  |  | 3000 | 80
PZCWGP57 | Industrial Lighting Products | Industrial Lighting Products | CHB-200WLED-UNIV-3000K-FRL-XXXXX [Excludes SD480 option] | Indoor Luminaires | High-Bay | High-Bay Luminaires for Commercial and Industrial Buildings | Standard | FALSE | [9 empty] | 41968 |  |  | NotYetVerified |  | 3 | 18004 | 80.5 | 200 |  |  | 3000 | 80
PN8HZG7U | Industrial Lighting Products | Industrial Lighting Products | CHB-100WLED-UNIV-3000K-XXXXX [Excludes SD480 option] | Indoor Luminaires | High-Bay | High-Bay Luminaires for Commercial and Industrial Buildings | Standard | FALSE | [9 empty] | 41968 |  |  | NotYetVerified |  | 3 | 10840 | 96.4 | 100 |  |  | 3000 | 80
PE2VA44Z | Industrial Lighting Products | Industrial Lighting Products | CHB-200WLED-UNIV-2700K-FRL-XXXXX [Excludes SD480 option] | Indoor Luminaires | High-Bay | High-Bay Luminaires for Commercial and Industrial Buildings | Standard | FALSE | [9 empty] | 41968 |  |  | NotYetVerified |  | 3 | 17840 | 79.4 | 200 |  |  | 2700 | 80
PBQ4TWRW | Industrial Lighting Products | Industrial Lighting Products | CHB-100WLED-UNIV-2700K-XXXXX [Excludes SD480 option] | Indoor Luminaires | High-Bay | High-Bay Luminaires for Commercial and Industrial Buildings | Standard | FALSE | [9 empty] | 41968 |  |  | NotYetVerified |  | 3 | 10779 | 95.9 | 100 |  |  | 2700 | 80
P5XBGRTFQ | Green Ray LED International LLC | Green Ray LED | GR-VL3-4050AI-55F-DWRV | Indoor Luminaires | High-Bay | Low-Bay Luminaires for Commercial and Industrial Buildings | Standard | FALSE | [9 empty] | 41968 |  |  | NotYetVerified |  | 3 | 5000 | 100 | 50 | 18 | 0.9 | 5500 | 80
PPNAUJV7 | J&D Manufacturing | J&D Manufacturing | LEDHB3004 (4000K) | Indoor Luminaires | High-Bay | High-Bay Luminaires for Commercial and Industrial Buildings | Standard | TRUE | 26167 | 85.45 | 308.2 | 7.67 | 0.962 | 3820 | 81 | 5 | 50000 | 41967 |  |  | NotYetVerified | Pointing straight down only | 3 |  |  | 300 |  | 0.94 | 4000 | 70
P3MKJMQR | Energy Efficient Lighting Co. Ltd. | EEL | GL80LED08-347 | Indoor Luminaires | High-Bay | Low-Bay Luminaires for Commercial and Industrial Buildings | Standard | TRUE | 7686 | 93.9 | 81.85 | 8.35 | 0.9334 | 4186 | 83.3 | 5 | 50000 | 41967 |  |  | NotYetVerified |  | 3 | 7686 | 93.9 | 81.85 | 8.35 | 0.9566 | 4166 | 83.23
PG3AEYZY | J&D Manufacturing | J&D Manufacturing | LEDHB300 (5700K) | Indoor Luminaires | High-Bay | High-Bay Luminaires for Commercial and Industrial Buildings | Standard | FALSE | [9 empty] | 41967 |  |  | NotYetVerified | Pointing straight down only | 3 | 25500 | 85 | 300 | 20 | 0.94 | 5700 | 70
P9PY719R | Energy Efficient Lighting Co. Ltd. | EEL | GL80LED08-120M | Indoor Luminaires | High-Bay | Low-Bay Luminaires for Commercial and Industrial Buildings | Standard | FALSE | [9 empty] | 41967 |  |  | NotYetVerified |  | 3 | 7898 | 96.1 | 82.18 | 7.1 | 0.9334 | 4186 | 83.27
PYAC5XAV | LSI Industries | INTERIOR | XLHB 6 SDFL LED SS CW [UE 347/480] XXX XXXX | Indoor Luminaires | High-Bay | High-Bay Luminaires for Commercial and Industrial Buildings | Standard | TRUE | 24747 | 113.8 | 217.4 | 10 | 0.986 | 5139 | 68 | 5 | 60000 | 41963 |  |  | NotYetVerified |  | 3 | 24747 | 114 | 217.4 | 4 | 0.991 | 5139 | 68
PCUYP4Y4 | LSI Industries | INTERIOR | XLHB 4 SDFL LED HO NW [UE 347/480] XXX XXXX | Indoor Luminaires | High-Bay | High-Bay Luminaires for Commercial and Industrial Buildings | Standard | TRUE | 19167 | 97.44 | 196.7 | 10 | 0.986 | 4033 | 82 | 5 | 60000 | 41963 |  |  | NotYetVerified |  | 3 | 19167 | 97 | 196.7 | 7.5 | 0.996 | 4033 | 82
PHFCZB66 | LSI Industries | INTERIOR | XLHB 4 SDFL LED SS NW [UE 347/480] XXX XXXX | Indoor Luminaires | High-Bay | High-Bay Luminaires for Commercial and Industrial Buildings | Standard | TRUE | 14426 | 102.45 | 140.8 | 10 | 0.986 | 4017 | 82 | 5 | 60000 | 41963 |  |  | NotYetVerified |  | 3 | 14426 | 102 | 140.8 | 6.6 | 0.997 | 4017 | 83
PQ89PJ1P | LSI Industries | INTERIOR | AUP LED HO WW UE AC16SA XXX | Indoor Luminaires | High-Bay | Low-Bay Luminaires for Commercial and Industrial Buildings | Standard | TRUE | 8153 | 97.17 | 83.9 | 21.1 | 0.942 | 3262 | 83 | 5 | 600000 | 41963 |  |  | NotYetVerified |  | 3 | 8153 | 97 | 83.9 | 5.7 | 0.992 | 3262 | 83
PVWXK95J | LSI Industries | INTERIOR | AUP LED SS WW UE AC16SA XXX | Indoor Luminaires | High-Bay | Low-Bay Luminaires for Commercial and Industrial Buildings | Standard | TRUE | 5628 | 95.71 | 58.8 | 18.5 | 0.902 | 3262 | 84 | 5 | 60000 | 41963 |  |  | NotYetVerified |  | 3 | 5628 | 96 | 54.8 | 10.5 | 0.975 | 3262 | 84
P6DJ2SFB | LSI Industries | INTERIOR | XLHB 8 S LED HO CW [UE 347/480] XXX XXXX | Indoor Luminaires | High-Bay | High-Bay Luminaires for Commercial and Industrial Buildings | Standard | FALSE | [9 empty] | 41963 |  |  | NotYetVerified |  | 3 | 48561 | 121 | 400.2 | 4 | 0.991 | 5139 | 68
PUDNM3ZR | LSI Industries | INTERIOR | XLHB 8 AL LED HO CW [UE 347/480] XXX XXXX | Indoor Luminaires | High-Bay | High-Bay Luminaires for Commercial and Industrial Buildings | Standard | FALSE | [9 empty] | 41963 |  |  | NotYetVerified |  | 3 | 48204 | 120 | 400.3 | 4 | 0.991 | 5139 | 68
PFFRYNF2 | LSI Industries | INTERIOR | XLHB 8 SU LED HO CW [UE 347/480] XXX XXXX | Indoor Luminaires | High-Bay | High-Bay Luminaires for Commercial and Industrial Buildings | Standard | FALSE | [9 empty] | 41963 |  |  | NotYetVerified |  | 3 | 43114 | 108 | 399.9 | 4 | 0.991 | 5139 | 68
P5ZPJZGR | LSI Industries | INTERIOR | XLHB 8 SDFL LED HO CW [UE 347/480] XXX XXXX | Indoor Luminaires | High-Bay | High-Bay Luminaires for Commercial and Industrial Buildings | Standard | FALSE | [9 empty] | 41963 |  |  | NotYetVerified |  | 3 | 43110 | 108 | 399.8 | 4 | 0.991 | 5139 | 68
PW2XC4Z3 | LSI Industries | INTERIOR | XLHB 6 S LED HO CW [UE 347/480] XXX XXXX | Indoor Luminaires | High-Bay | High-Bay Luminaires for Commercial and Industrial Buildings | Standard | FALSE | [9 empty] | 41963 |  |  | NotYetVerified |  | 3 | 38228 | 119 | 320.2 | 4 | 0.991 | 5139 | 68
PC1GM27X | LSI Industries | INTERIOR | XLHB 6 AL LED HO CW [UE 347/480] XXX XXXX | Indoor Luminaires | High-Bay | High-Bay Luminaires for Commercial and Industrial Buildings | Standard | FALSE | [9 empty] | 41963 |  |  | NotYetVerified |  | 3 | 38131 | 119 | 319.8 | 4 | 0.991 | 5139 | 68
PG5JJYZD | LSI Industries | INTERIOR | XLHB 8 S LED SS CW [UE 347/480] XXX XXXX | Indoor Luminaires | High-Bay | High-Bay Luminaires for Commercial and Industrial Buildings | Standard | FALSE | [9 empty] | 41963 |  |  | NotYetVerified |  | 3 | 37179 | 129 | 287.8 | 4 | 0.991 | 5139 | 68
PFDBJ3WW | LSI Industries | INTERIOR | XLHB 8 AL LED SS CW [UE 347/480] XXX XXXX | Indoor Luminaires | High-Bay | High-Bay Luminaires for Commercial and Industrial Buildings | Standard | FALSE | [9 empty] | 41963 |  |  | NotYetVerified |  | 3 | 36678 | 128 | 285.8 | 4 | 0.991 | 5139 | 68
P5CR2UTZ | LSI Industries | INTERIOR | XLHB 6 SU LED HO CW [UE 347/480] XXX XXXX | Indoor Luminaires | High-Bay | High-Bay Luminaires for Commercial and Industrial Buildings | Standard | FALSE | [9 empty] | 41963 |  |  | NotYetVerified |  | 3 | 34222 | 107 | 319.6 | 4 | 0.991 | 5139 | 68
PCXT17CU | LSI Industries | INTERIOR | XLHB 6 SDFL LED HO CW [UE 347/480] XXX XXXX | Indoor Luminaires | High-Bay | High-Bay Luminaires for Commercial and Industrial Buildings | Standard | FALSE | [9 empty] | 41963 |  |  | NotYetVerified |  | 3 | 33979 | 106 | 320.2 | 4 | 0.991 | 5139 | 68
PT3FYJSQ | LSI Industries | INTERIOR | XLHB 8 SDFL LED SS CW [UE 347/480] XXX XXXX | Indoor Luminaires | High-Bay | High-Bay Luminaires for Commercial and Industrial Buildings | Standard | FALSE | [9 empty] | 41963 |  |  | NotYetVerified |  | 3 | 32915 | 115 | 285.7 | 4 | 0.991 | 5139 | 68
PVWF1H6K | LSI Industries | INTERIOR | XLHB 8 SU LED SS CW [UE 347/480] XXX XXXX | Indoor Luminaires | High-Bay | High-Bay Luminaires for Commercial and Industrial Buildings | Standard | FALSE | [9 empty] | 41963 |  |  | NotYetVerified |  | 3 | 32751 | 114 | 287.7 | 4 | 0.991 | 5139 | 68
PH2T7KDF | LSI Industries | INTERIOR | XLHB 6 S LED SS CW [UE 347/480] XXX XXXX | Indoor Luminaires | High-Bay | High-Bay Luminaires for Commercial and Industrial Buildings | Standard | FALSE | [9 empty] | 41963 |  |  | Not Yet Verified | Updated 2/22/17; Product part number 630856 | 3 | 27860 | 128 | 217.4 | 4 | 0.991 | 5139 | 68
PZFWENJ9 | LSI Industries | INTERIOR | XLHB 6 AL LED SS CW [UE 347/480] XXX XXXX | Indoor Luminaires | High-Bay | High-Bay Luminaires for Commercial and Industrial Buildings | Standard | FALSE | [9 empty] | 41963 |  |  | NotYetVerified |  | 3 | 27834 | 127 | 219.4 | 4 | 0.991 | 5139 | 68
PV4BJWHU | LSI Industries | INTERIOR | XLHB 6 SU LED SS CW [UE 347/480] XXX XXXX | Indoor Luminaires | High-Bay | High-Bay Luminaires for Commercial and Industrial Buildings | Standard | FALSE | [9 empty] | 41963 |  |  | NotYetVerified |  | 3 | 24906 | 114 | 217.6 | 4 | 0.991 | 5139 | 68
P9NFBJV8 | LSI Industries | INTERIOR | XLHB 4 AL LED HO CW [UE 347/480] XXX XXXX | Indoor Luminaires | High-Bay | High-Bay Luminaires for Commercial and Industrial Buildings | Standard | FALSE | [9 empty] | 41963 |  |  | NotYetVerified |  | 3 | 23931 | 120 | 199.5 | 4 | 0.991 | 5139 | 68
P4RWC185 | LSI Industries | INTERIOR | XLHB 4 S LED HO CW [UE 347/480] XXX XXXX | Indoor Luminaires | High-Bay | High-Bay Luminaires for Commercial and Industrial Buildings | Standard | FALSE | [9 empty] | 41963 |  |  | NotYetVerified |  | 3 | 23326 | 117 | 199.8 | 4 | 0.991 | 5139 | 68
PKQK99VS | LSI Industries | INTERIOR | XLHB 4 SU LED HO CW [UE 347/480] XXX XXXX | Indoor Luminaires | High-Bay | High-Bay Luminaires for Commercial and Industrial Buildings | Standard | FALSE | [9 empty] | 41963 |  |  | NotYetVerified |  | 3 | 20599 | 103 | 200.2 | 4 | 0.991 | 5139 | 68
PTAAJNM5 | LSI Industries | INTERIOR | XLHB 4 SDFL LED HO CW [UE 347/480] XXX XXXX | Indoor Luminaires | High-Bay | High-Bay Luminaires for Commercial and Industrial Buildings | Standard | FALSE | [9 empty] | 41963 |  |  | NotYetVerified |  | 3 | 19951 | 100 | 199.6 | 4 | 0.991 | 5139 | 68
PSJCGQKQ | LSI Industries | INTERIOR | XLHB 4 AL LED SS CW [UE 347/480] XXX XXXX | Indoor Luminaires | High-Bay | High-Bay Luminaires for Commercial and Industrial Buildings | Standard | FALSE | [9 empty] | 41963 |  |  | NotYetVerified |  | 3 | 18337 | 127 | 144.9 | 4 | 0.991 | 5139 | 68
PCDVG2QT | LSI Industries | INTERIOR | XLHB 4 S LED SS CW [UE 347/480] XXX XXXX | Indoor Luminaires | High-Bay | High-Bay Luminaires for Commercial and Industrial Buildings | Standard | FALSE | [9 empty] | 41963 |  |  | NotYetVerified |  | 3 | 17953 | 126 | 142.7 | 4 | 0.991 | 5139 | 68
P4RKW8ZC | LSI Industries | INTERIOR | XLHB 4 SU LED SS CW [UE 347/480] XXX XXXX | Indoor Luminaires | High-Bay | High-Bay Luminaires for Commercial and Industrial Buildings | Standard | FALSE | [9 empty] | 41963 |  |  | NotYetVerified |  | 3 | 15745 | 106 | 148.3 | 4 | 0.991 | 5139 | 68
PAV86TVY | LSI Industries | INTERIOR | XLHB 4 SDFL LED SS CW [UE 347/480] XXX XXXX | Indoor Luminaires | High-Bay | High-Bay Luminaires for Commercial and Industrial Buildings | Standard | FALSE | [9 empty] | 41963 |  |  | NotYetVerified |  | 3 | 15277 | 106 | 144.5 | 4 | 0.991 | 5139 | 68
PAGKBRD8 | LSI Industries | INTERIOR | XLHB 8 S LED HO CW [UE 347/480] XXX DIM | Indoor Luminaires | High-Bay | High-Bay Luminaires for Commercial and Industrial Buildings | Standard | FALSE | [9 empty] | 41963 |  |  | NotYetVerified |  | 3 | 48561 | 121 | 400.2 | 4 | 0.991 | 5139 | 68
PGN819BJ | LSI Industries | INTERIOR | XLHB 8 AL LED HO CW [UE 347/480] XXX DIM | Indoor Luminaires | High-Bay | High-Bay Luminaires for Commercial and Industrial Buildings | Standard | FALSE | [9 empty] | 41963 |  |  | NotYetVerified |  | 3 | 48204 | 120 | 400.3 | 4 | 0.991 | 5139 | 68
PDYP41M1 | LSI Industries | INTERIOR | XLHB 8 SU LED HO CW [UE 347/480] XXX DIM | Indoor Luminaires | High-Bay | High-Bay Luminaires for Commercial and Industrial Buildings | Standard | FALSE | [9 empty] | 41963 |  |  | NotYetVerified |  | 3 | 43114 | 108 | 399.9 | 4 | 0.991 | 5139 | 68
P69G246N | LSI Industries | INTERIOR | XLHB 8 SDFL LED HO CW [UE 347/480] XXX DIM | Indoor Luminaires | High-Bay | High-Bay Luminaires for Commercial and Industrial Buildings | Standard | FALSE | [9 empty] | 41963 |  |  | NotYetVerified |  | 3 | 43110 | 108 | 399.8 | 4 | 0.991 | 5139 | 68
PPSC14E5 | LSI Industries | INTERIOR | XLHB 6 S LED HO CW [UE 347/480] XXX DIM | Indoor Luminaires | High-Bay | High-Bay Luminaires for Commercial and Industrial Buildings | Standard | FALSE | [9 empty] | 41963 |  |  | NotYetVerified |  | 3 | 38228 | 119 | 320.2 | 4 | 0.991 | 5139 | 68
PYGHJ76P | LSI Industries | INTERIOR | XLHB 6 AL LED HO CW [UE 347/480] XXX DIM | Indoor Luminaires | High-Bay | High-Bay Luminaires for Commercial and Industrial Buildings | Standard | FALSE | [9 empty] | 41963 |  |  | NotYetVerified |  | 3 | 38131 | 119 | 319.8 | 4 | 0.991 | 5139 | 68
PYWT5QQZ | LSI Industries | INTERIOR | XLHB 8 S LED SS CW [UE 347/480] XXX DIM | Indoor Luminaires | High-Bay | High-Bay Luminaires for Commercial and Industrial Buildings | Standard | FALSE | [9 empty] | 41963 |  |  | NotYetVerified |  | 3 | 37179 | 129 | 287.8 | 4 | 0.991 | 5139 | 68
P2JQ6WBY | LSI Industries | INTERIOR | XLHB 8 AL LED SS CW [UE 347/480] XXX DIM | Indoor Luminaires | High-Bay | High-Bay Luminaires for Commercial and Industrial Buildings | Standard | FALSE | [9 empty] | 41963 |  |  | NotYetVerified |  | 3 | 36678 | 128 | 285.8 | 4 | 0.991 | 5139 | 68
PV2SCGVH | LSI Industries | INTERIOR | XLHB 6 SU LED HO CW [UE 347/480] XXX DIM | Indoor Luminaires | High-Bay | High-Bay Luminaires for Commercial and Industrial Buildings | Standard | FALSE | [9 empty] | 41963 |  |  | NotYetVerified |  | 3 | 34222 | 107 | 319.6 | 4 | 0.991 | 5139 | 68
P2K3S638 | LSI Industries | INTERIOR | XLHB 6 SDFL LED HO CW [UE 347/480] XXX DIM | Indoor Luminaires | High-Bay | High-Bay Luminaires for Commercial and Industrial Buildings | Standard | FALSE | [9 empty] | 41963 |  |  | NotYetVerified |  | 3 | 33979 | 106 | 320.2 | 4 | 0.991 | 5139 | 68
P5MBF32Q | LSI Industries | INTERIOR | XLHB 8 SDFL LED SS CW [UE 347/480] XXX DIM | Indoor Luminaires | High-Bay | High-Bay Luminaires for Commercial and Industrial Buildings | Standard | FALSE | [9 empty] | 41963 |  |  | NotYetVerified |  | 3 | 32915 | 115 | 285.7 | 4 | 0.991 | 5139 | 68
PBHM5C8Z | LSI Industries | INTERIOR | XLHB 8 SU LED SS CW [UE 347/480] XXX DIM | Indoor Luminaires | High-Bay | High-Bay Luminaires for Commercial and Industrial Buildings | Standard | FALSE | [9 empty] | 41963 |  |  | NotYetVerified |  | 3 | 32751 | 114 | 287.7 | 4 | 0.991 | 5139 | 68
PFPRP6E7 | LSI Industries | INTERIOR | XLHB 6 S LED SS CW [UE 347/480] XXX DIM | Indoor Luminaires | High-Bay | High-Bay Luminaires for Commercial and Industrial Buildings | Standard | FALSE | [9 empty] | 41963 |  |  | NotYetVerified |  | 3 | 27860 | 128 | 217.4 | 4 | 0.991 | 5139 | 68
PPE85DB9 | LSI Industries | INTERIOR | XLHB 6 AL LED SS CW [UE 347/480] XXX DIM | Indoor Luminaires | High-Bay | High-Bay Luminaires for Commercial and Industrial Buildings | Standard | FALSE | [9 empty] | 41963 |  |  | NotYetVerified |  | 3 | 27834 | 127 | 219.4 | 4 | 0.991 | 5139 | 68
PEW8P785 | LSI Industries | INTERIOR | XLHB 6 SU LED SS CW [UE 347/480] XXX DIM | Indoor Luminaires | High-Bay | High-Bay Luminaires for Commercial and Industrial Buildings | Standard | FALSE | [9 empty] | 41963 |  |  | NotYetVerified |  | 3 | 24906 | 114 | 217.6 | 4 | 0.991 | 5139 | 68
PJ6K85P5 | LSI Industries | INTERIOR | XLHB 6 SDFL LED SS CW [UE 347/480] XXX DIM | Indoor Luminaires | High-Bay | High-Bay Luminaires for Commercial and Industrial Buildings | Standard | FALSE | [9 empty] | 41963 |  |  | NotYetVerified |  | 3 | 24747 | 114 | 217.4 | 4 | 0.991 | 5139 | 68
PV9VPD9J | LSI Industries | INTERIOR | XLHB 4 AL LED HO CW [UE 347/480] XXX DIM | Indoor Luminaires | High-Bay | High-Bay Luminaires for Commercial and Industrial Buildings | Standard | FALSE | [9 empty] | 41963 |  |  | NotYetVerified |  | 3 | 23931 | 120 | 199.5 | 4 | 0.991 | 5139 | 68
PXRJHWJE | LSI Industries | INTERIOR | XLHB 4 S LED HO CW [UE 347/480] XXX DIM | Indoor Luminaires | High-Bay | High-Bay Luminaires for Commercial and Industrial Buildings | Standard | FALSE | [9 empty] | 41963 |  |  | NotYetVerified |  | 3 | 23326 | 117 | 199.8 | 4 | 0.991 | 5139 | 68
PBPUEDB2 | LSI Industries | INTERIOR | XLHB 4 SU LED HO CW [UE 347/480] XXX DIM | Indoor Luminaires | High-Bay | High-Bay Luminaires for Commercial and Industrial Buildings | Standard | FALSE | [9 empty] | 41963 |  |  | NotYetVerified |  | 3 | 20599 | 103 | 200.2 | 4 | 0.991 | 5139 | 68
P7RGCMSM | LSI Industries | INTERIOR | XLHB 4 SDFL LED HO CW [UE 347/480] XXX DIM | Indoor Luminaires | High-Bay | High-Bay Luminaires for Commercial and Industrial Buildings | Standard | FALSE | [9 empty] | 41963 |  |  | NotYetVerified |  | 3 | 19951 | 100 | 199.6 | 4 | 0.991 | 5139 | 68
PDP66NT3 | LSI Industries | INTERIOR | XLHB 4 AL LED SS CW [UE 347/480] XXX DIM | Indoor Luminaires | High-Bay | High-Bay Luminaires for Commercial and Industrial Buildings | Standard | FALSE | [9 empty] | 41963 |  |  | NotYetVerified |  | 3 | 18337 | 127 | 144.9 | 4 | 0.991 | 5139 | 68
P1GD3K3F | LSI Industries | INTERIOR | XLHB 4 S LED SS CW [UE 347/480] XXX DIM | Indoor Luminaires | High-Bay | High-Bay Luminaires for Commercial and Industrial Buildings | Standard | FALSE | [9 empty] | 41963 |  |  | NotYetVerified |  | 3 | 17953 | 126 | 142.7 | 4 | 0.991 | 5139 | 68
P4KBXR98 | LSI Industries | INTERIOR | XLHB 4 SU LED SS CW [UE 347/480] XXX DIM | Indoor Luminaires | High-Bay | High-Bay Luminaires for Commercial and Industrial Buildings | Standard | FALSE | [9 empty] | 41963 |  |  | NotYetVerified |  | 3 | 15745 | 106 | 148.3 | 4 | 0.991 | 5139 | 68
PZ5EUK23 | LSI Industries | INTERIOR | XLHB 4 SDFL LED SS CW [UE 347/480] XXX DIM | Indoor Luminaires | High-Bay | High-Bay Luminaires for Commercial and Industrial Buildings | Standard | FALSE | [9 empty] | 41963 |  |  | NotYetVerified |  | 3 | 15277 | 106 | 144.5 | 4 | 0.991 | 5139 | 68
PNMTT32Z | LSI Industries | INTERIOR | AUD LED HO NW UE ACF16FA XXX | Indoor Luminaires | High-Bay | Low-Bay Luminaires for Commercial and Industrial Buildings | Standard | FALSE | [9 empty] | 41963 |  |  | NotYetVerified |  | 3 | 8820 | 105 | 83.9 | 5.6 | 0.997 | 4065 | 82
P8KP87VA | LSI Industries | INTERIOR | AUP LED HO NW UE ACF16FA XXX | Indoor Luminaires | High-Bay | Low-Bay Luminaires for Commercial and Industrial Buildings | Standard | FALSE | [9 empty] | 41963 |  |  | NotYetVerified |  | 3 | 8820 | 105 | 83.9 | 5.6 | 0.997 | 4065 | 82
PYCRDESF | LSI Industries | INTERIOR | AUD LED HO NW UE ACF16FA XXX DIM | Indoor Luminaires | High-Bay | Low-Bay Luminaires for Commercial and Industrial Buildings | Standard | FALSE | [9 empty] | 41963 |  |  | NotYetVerified |  | 3 | 8820 | 105 | 83.9 | 5.6 | 0.997 | 4065 | 82
PEZTZTS7 | LSI Industries | INTERIOR | AUP LED HO NW UE ACF16FA XXX DIM | Indoor Luminaires | High-Bay | Low-Bay Luminaires for Commercial and Industrial Buildings | Standard | FALSE | [9 empty] | 41963 |  |  | NotYetVerified |  | 3 | 8820 | 105 | 83.9 | 5.6 | 0.997 | 4065 | 82
PXXSUHFB | LSI Industries | INTERIOR | AUD LED SS NW UE ACF16FA XXX | Indoor Luminaires | High-Bay | Low-Bay Luminaires for Commercial and Industrial Buildings | Standard | FALSE | [9 empty] | 41963 |  |  | NotYetVerified |  | 3 | 6322 | 107 | 59.1 | 8.8 | 0.924 | 4059 | 82
PP5T2Z9G | LSI Industries | INTERIOR | AUP LED SS NW UE ACF16FA XXX | Indoor Luminaires | High-Bay | Low-Bay Luminaires for Commercial and Industrial Buildings | Standard | FALSE | [9 empty] | 41963 |  |  | NotYetVerified |  | 3 | 6322 | 107 | 59.1 | 8.8 | 0.924 | 4059 | 82
PS6C3HFS | LSI Industries | INTERIOR | AUD LED SS NW UE ACF16SA XXX | Indoor Luminaires | High-Bay | Low-Bay Luminaires for Commercial and Industrial Buildings | Standard | FALSE | [9 empty] | 41963 |  |  | NotYetVerified |  | 3 | 6305 | 107 | 58.8 | 8.8 | 0.925 | 4059 | 82
PD6KDQU9 | LSI Industries | INTERIOR | AUP LED SS NW UE ACF16SA XXX | Indoor Luminaires | High-Bay | Low-Bay Luminaires for Commercial and Industrial Buildings | Standard | FALSE | [9 empty] | 41963 |  |  | NotYetVerified |  | 3 | 6305 | 107 | 58.8 | 8.8 | 0.925 | 4059 | 82
PS5UH7P8 | LSI Industries | INTERIOR | AUD LED SS NW UE ACF16FA XXX DIM | Indoor Luminaires | High-Bay | Low-Bay Luminaires for Commercial and Industrial Buildings | Standard | FALSE | [9 empty] | 41963 |  |  | NotYetVerified |  | 3 | 6322 | 107 | 59.1 | 8.8 | 0.924 | 4059 | 82
P5QT97RG | LSI Industries | INTERIOR | AUP LED SS NW UE ACF16FA XXX DIM | Indoor Luminaires | High-Bay | Low-Bay Luminaires for Commercial and Industrial Buildings | Standard | FALSE | [9 empty] | 41963 |  |  | NotYetVerified |  | 3 | 6322 | 107 | 59.1 | 8.8 | 0.924 | 4059 | 82
PA5K15N4 | LSI Industries | INTERIOR | AUP LED SS NW UE ACF16SA XXX DIM | Indoor Luminaires | High-Bay | Low-Bay Luminaires for Commercial and Industrial Buildings | Standard | FALSE | [9 empty] | 41963 |  |  | NotYetVerified |  | 3 | 6305 | 107 | 58.8 | 8.8 | 0.925 | 4059 | 82
P3KUVDCN | LSI Industries | INTERIOR | AUD LED SS NW UE ACF16SA XXX DIM | Indoor Luminaires | High-Bay | Low-Bay Luminaires for Commercial and Industrial Buildings | Standard | FALSE | [9 empty] | 41963 |  |  | NotYetVerified |  | 3 | 6305 | 107 | 58.8 | 8.8 | 0.925 | 4059 | 82
PWCBSGD6 | LSI Industries | INTERIOR | AUP LED SS NW UE ACF16 XXX | Indoor Luminaires | High-Bay | Low-Bay Luminaires for Commercial and Industrial Buildings | Standard | FALSE | [9 empty] | 41963 |  |  | NotYetVerified |  | 3 | 6539 | 111 | 58.9 | 8.8 | 0.924 | 4054 | 82
PBAQX82F | LSI Industries | INTERIOR | AUD LED SS NW UE ACF16 XXX | Indoor Luminaires | High-Bay | Low-Bay Luminaires for Commercial and Industrial Buildings | Standard | FALSE | [9 empty] | 41963 |  |  | NotYetVerified |  | 3 | 6539 | 111 | 58.9 | 8.8 | 0.924 | 4054 | 82
PT151XA6 | LSI Industries | INTERIOR | AUP LED HO NW UE ACF16SA XXX | Indoor Luminaires | High-Bay | Low-Bay Luminaires for Commercial and Industrial Buildings | Standard | FALSE | [9 empty] | 41963 |  |  | NotYetVerified |  | 3 | 8781 | 105 | 84 | 5.6 | 0.997 | 4054 | 82
P6Y3M7VE | LSI Industries | INTERIOR | AUD LED HO NW UE ACF16SA XXX | Indoor Luminaires | High-Bay | Low-Bay Luminaires for Commercial and Industrial Buildings | Standard | FALSE | [9 empty] | 41963 |  |  | NotYetVerified |  | 3 | 8781 | 105 | 84 | 5.6 | 0.997 | 4054 | 82
P7PQRSK6 | LSI Industries | INTERIOR | AUD LED SS NW UE ACF16 XXX DIM | Indoor Luminaires | High-Bay | Low-Bay Luminaires for Commercial and Industrial Buildings | Standard | FALSE | [9 empty] | 41963 |  |  | NotYetVerified |  | 3 | 6539 | 111 | 58.9 | 8.8 | 0.924 | 4054 | 82
P5UE1B66 | LSI Industries | INTERIOR | AUP LED SS NW UE ACF16 XXX DIM | Indoor Luminaires | High-Bay | Low-Bay Luminaires for Commercial and Industrial Buildings | Standard | FALSE | [9 empty] | 41963 |  |  | NotYetVerified |  | 3 | 6539 | 111 | 58.9 | 8.8 | 0.924 | 4054 | 82
P4SYY88A | LSI Industries | INTERIOR | AUD LED HO NW UE ACF16SA XXX DIM | Indoor Luminaires | High-Bay | Low-Bay Luminaires for Commercial and Industrial Buildings | Standard | FALSE | [9 empty] | 41963 |  |  | NotYetVerified |  | 3 | 8781 | 105 | 84 | 5.6 | 0.997 | 4054 | 82
P2VM614Z | LSI Industries | INTERIOR | AUP LED HO NW UE ACF16SA XXX DIM | Indoor Luminaires | High-Bay | Low-Bay Luminaires for Commercial and Industrial Buildings | Standard | FALSE | [9 empty] | 41963 |  |  | NotYetVerified |  | 3 | 8781 | 105 | 84 | 5.6 | 0.997 | 4054 | 82
PUP5MYZW | LSI Industries | INTERIOR | AUD LED HO NW UE ACF16 XXX | Indoor Luminaires | High-Bay | Low-Bay Luminaires for Commercial and Industrial Buildings | Standard | FALSE | [9 empty] | 41963 |  |  | NotYetVerified |  | 3 | 9116 | 109 | 84 | 5.6 | 0.997 | 4051 | 82
P7B5B1T5 | LSI Industries | INTERIOR | AUP LED HO NW UE ACF16 XXX | Indoor Luminaires | High-Bay | Low-Bay Luminaires for Commercial and Industrial Buildings | Standard | FALSE | [9 empty] | 41963 |  |  | NotYetVerified |  | 3 | 9116 | 109 | 84 | 5.6 | 0.997 | 4051 | 82
P9H9F4RC | LSI Industries | INTERIOR | AUP LED HO NW UE ACF16 XXX DIM | Indoor Luminaires | High-Bay | Low-Bay Luminaires for Commercial and Industrial Buildings | Standard | FALSE | [9 empty] | 41963 |  |  | NotYetVerified |  | 3 | 9116 | 109 | 84 | 5.6 | 0.997 | 4051 | 82
P1JSP8Z7 | LSI Industries | INTERIOR | AUD LED HO NW UE ACF16 XXX DIM | Indoor Luminaires | High-Bay | Low-Bay Luminaires for Commercial and Industrial Buildings | Standard | FALSE | [9 empty] | 41963 |  |  | NotYetVerified |  | 3 | 9116 | 109 | 84 | 5.6 | 0.997 | 4051 | 82
PSPZ472M | LSI Industries | INTERIOR | XLHB 8 S LED HO NW [UE 347/480] XXX XXXX | Indoor Luminaires | High-Bay | High-Bay Luminaires for Commercial and Industrial Buildings | Standard | FALSE | [9 empty] | 41963 |  |  | NotYetVerified |  | 3 | 45753 | 115 | 399 | 7.5 | 0.996 | 4033 | 82
P5AMVGDN | LSI Industries | INTERIOR | XLHB 8 AL LED HO NW [UE 347/480] XXX XXXX | Indoor Luminaires | High-Bay | High-Bay Luminaires for Commercial and Industrial Buildings | Standard | FALSE | [9 empty] | 41963 |  |  | NotYetVerified |  | 3 | 45080 | 113 | 399.7 | 7.5 | 0.996 | 4033 | 82
PVDWSGR6 | LSI Industries | INTERIOR | XLHB 8 SU LED HO NW [UE 347/480] XXX XXXX | Indoor Luminaires | High-Bay | High-Bay Luminaires for Commercial and Industrial Buildings | Standard | FALSE | [9 empty] | 41963 |  |  | NotYetVerified |  | 3 | 40612 | 101 | 400.4 | 7.5 | 0.996 | 4033 | 82
PNSTRJM9 | LSI Industries | INTERIOR | XLHB 8 SDFL LED HO NW [UE 347/480] XXX XXXX | Indoor Luminaires | High-Bay | High-Bay Luminaires for Commercial and Industrial Buildings | Standard | FALSE | [9 empty] | 41963 |  |  | NotYetVerified |  | 3 | 40113 | 101 | 399 | 7.5 | 0.996 | 4033 | 82
PKQB7V3A | LSI Industries | INTERIOR | XLHB 6 S LED HO NW [UE 347/480] XXX XXXX | Indoor Luminaires | High-Bay | High-Bay Luminaires for Commercial and Industrial Buildings | Standard | FALSE | [9 empty] | 41963 |  |  | NotYetVerified |  | 3 | 36169 | 112 | 322.4 | 7.5 | 0.996 | 4033 | 82
PG3GRNAH | LSI Industries | INTERIOR | XLHB 6 AL LED HO NW [UE 347/480] XXX XXXX | Indoor Luminaires | High-Bay | High-Bay Luminaires for Commercial and Industrial Buildings | Standard | FALSE | [9 empty] | 41963 |  |  | NotYetVerified |  | 3 | 35852 | 111 | 322 | 7.5 | 0.996 | 4033 | 82
PEJ52JMQ | LSI Industries | INTERIOR | XLHB 6 SU LED HO NW [UE 347/480] XXX XXXX | Indoor Luminaires | High-Bay | High-Bay Luminaires for Commercial and Industrial Buildings | Standard | FALSE | [9 empty] | 41963 |  |  | NotYetVerified |  | 3 | 32299 | 100 | 322.3 | 7.5 | 0.996 | 4033 | 82
P8VH5UYQ | LSI Industries | INTERIOR | XLHB 6 SDFL LED HO NW [UE 347/480] XXX XXXX | Indoor Luminaires | High-Bay | High-Bay Luminaires for Commercial and Industrial Buildings | Standard | FALSE | [9 empty] | 41963 |  |  | NotYetVerified |  | 3 | 31812 | 99 | 321.4 | 7.5 | 0.996 | 4033 | 82
PTWHYME2 | LSI Industries | INTERIOR | XLHB 4 AL LED HO NW [UE 347/480] XXX XXXX | Indoor Luminaires | High-Bay | High-Bay Luminaires for Commercial and Industrial Buildings | Standard | FALSE | [9 empty] | 41963 |  |  | NotYetVerified |  | 3 | 22037 | 110 | 199.9 | 7.5 | 0.996 | 4033 | 82
PXHA2YWU | LSI Industries | INTERIOR | XLHB 4 S LED HO NW [UE 347/480] XXX XXXX | Indoor Luminaires | High-Bay | High-Bay Luminaires for Commercial and Industrial Buildings | Standard | FALSE | [9 empty] | 41963 |  |  | NotYetVerified |  | 3 | 21970 | 111 | 197.1 | 7.5 | 0.996 | 4033 | 82
PXXUNA1E | LSI Industries | INTERIOR | XLHB 4 SU LED HO NW [UE 347/480] XXX XXXX | Indoor Luminaires | High-Bay | High-Bay Luminaires for Commercial and Industrial Buildings | Standard | FALSE | [9 empty] | 41963 |  |  | NotYetVerified |  | 3 | 20053 | 101 | 199.1 | 7.5 | 0.996 | 4033 | 82
PCQCEM43 | LSI Industries | INTERIOR | XLHB 8 S LED HO NW [UE 347/480] XXX DIM | Indoor Luminaires | High-Bay | High-Bay Luminaires for Commercial and Industrial Buildings | Standard | FALSE | [9 empty] | 41963 |  |  | NotYetVerified |  | 3 | 45753 | 115 | 399 | 7.5 | 0.996 | 4033 | 82
PW4RA55C | LSI Industries | INTERIOR | XLHB 8 AL LED HO NW [UE 347/480] XXX DIM | Indoor Luminaires | High-Bay | High-Bay Luminaires for Commercial and Industrial Buildings | Standard | FALSE | [9 empty] | 41963 |  |  | NotYetVerified |  | 3 | 45080 | 113 | 399.7 | 7.5 | 0.996 | 4033 | 82
PTYRDYBT | LSI Industries | INTERIOR | XLHB 8 SU LED HO NW [UE 347/480] XXX DIM | Indoor Luminaires | High-Bay | High-Bay Luminaires for Commercial and Industrial Buildings | Standard | FALSE | [9 empty] | 41963 |  |  | NotYetVerified |  | 3 | 40612 | 101 | 400.4 | 7.5 | 0.996 | 4033 | 82
PYDVHQWG | LSI Industries | INTERIOR | XLHB 8 SDFL LED HO NW [UE 347/480] XXX DIM | Indoor Luminaires | High-Bay | High-Bay Luminaires for Commercial and Industrial Buildings | Standard | FALSE | [9 empty] | 41963 |  |  | NotYetVerified |  | 3 | 40113 | 101 | 399 | 7.5 | 0.996 | 4033 | 82
P4JPAWJS | LSI Industries | INTERIOR | XLHB 6 S LED HO NW [UE 347/480] XXX DIM | Indoor Luminaires | High-Bay | High-Bay Luminaires for Commercial and Industrial Buildings | Standard | FALSE | [9 empty] | 41963 |  |  | NotYetVerified |  | 3 | 36169 | 112 | 322.4 | 7.5 | 0.996 | 4033 | 82
PA1XN5PC | LSI Industries | INTERIOR | XLHB 6 AL LED HO NW [UE 347/480] XXX DIM | Indoor Luminaires | High-Bay | High-Bay Luminaires for Commercial and Industrial Buildings | Standard | FALSE | [9 empty] | 41963 |  |  | NotYetVerified |  | 3 | 35852 | 111 | 322 | 7.5 | 0.996 | 4033 | 82
PNUEPK99 | LSI Industries | INTERIOR | XLHB 6 SU LED HO NW [UE 347/480] XXX DIM | Indoor Luminaires | High-Bay | High-Bay Luminaires for Commercial and Industrial Buildings | Standard | FALSE | [9 empty] | 41963 |  |  | NotYetVerified |  | 3 | 32299 | 100 | 322.3 | 7.5 | 0.996 | 4033 | 82
P54CRKD4 | LSI Industries | INTERIOR | XLHB 6 SDFL LED HO NW [UE 347/480] XXX DIM | Indoor Luminaires | High-Bay | High-Bay Luminaires for Commercial and Industrial Buildings | Standard | FALSE | [9 empty] | 41963 |  |  | NotYetVerified |  | 3 | 31812 | 99 | 321.4 | 7.5 | 0.996 | 4033 | 82
P74CZ82H | LSI Industries | INTERIOR | XLHB 4 AL LED HO NW [UE 347/480] XXX DIM | Indoor Luminaires | High-Bay | High-Bay Luminaires for Commercial and Industrial Buildings | Standard | FALSE | [9 empty] | 41963 |  |  | NotYetVerified |  | 3 | 22037 | 110 | 199.9 | 7.5 | 0.996 | 4033 | 82
PNUS48SZ | LSI Industries | INTERIOR | XLHB 4 S LED HO NW [UE 347/480] XXX DIM | Indoor Luminaires | High-Bay | High-Bay Luminaires for Commercial and Industrial Buildings | Standard | FALSE | [9 empty] | 41963 |  |  | NotYetVerified |  | 3 | 21970 | 111 | 197.1 | 7.5 | 0.996 | 4033 | 82
PKJETKHK | LSI Industries | INTERIOR | XLHB 4 SU LED HO NW [UE 347/480] XXX DIM | Indoor Luminaires | High-Bay | High-Bay Luminaires for Commercial and Industrial Buildings | Standard | FALSE | [9 empty] | 41963 |  |  | NotYetVerified |  | 3 | 20053 | 101 | 199.1 | 7.5 | 0.996 | 4033 | 82
PE96BEHU | LSI Industries | INTERIOR | XLHB 4 SDFL LED HO NW [UE 347/480] XXX DIM | Indoor Luminaires | High-Bay | High-Bay Luminaires for Commercial and Industrial Buildings | Standard | FALSE | [9 empty] | 41963 |  |  | NotYetVerified |  | 3 | 19167 | 97 | 196.7 | 7.5 | 0.996 | 4033 | 82
PP2DEH3N | LSI Industries | INTERIOR | AUD LED SS NW UE AC16 XXX | Indoor Luminaires | High-Bay | Low-Bay Luminaires for Commercial and Industrial Buildings | Standard | FALSE | [9 empty] | 41963 |  |  | NotYetVerified |  | 3 | 6205 | 106 | 58.7 | 10.4 | 0.975 | 4026 | 82
PJYS8VRB | LSI Industries | INTERIOR | AUP LED SS NW UE AC16 XXX | Indoor Luminaires | High-Bay | Low-Bay Luminaires for Commercial and Industrial Buildings | Standard | FALSE | [9 empty] | 41963 |  |  | NotYetVerified |  | 3 | 6205 | 106 | 58.7 | 10.4 | 0.975 | 4026 | 82
PPWR8PR7 | LSI Industries | INTERIOR | AUD LED SS NW UE AC16 XXX DIM | Indoor Luminaires | High-Bay | Low-Bay Luminaires for Commercial and Industrial Buildings | Standard | FALSE | [9 empty] | 41963 |  |  | NotYetVerified |  | 3 | 6205 | 106 | 58.7 | 10.4 | 0.975 | 4026 | 82
PAHZ4GBN | LSI Industries | INTERIOR | AUP LED SS NW UE AC16 XXX DIM | Indoor Luminaires | High-Bay | Low-Bay Luminaires for Commercial and Industrial Buildings | Standard | FALSE | [9 empty] | 41963 |  |  | NotYetVerified |  | 3 | 6205 | 106 | 58.7 | 10.4 | 0.975 | 4026 | 82
PW1AEXTY | LSI Industries | INTERIOR | XLHB 8 S LED SS NW [UE 347/480] XXX XXXX | Indoor Luminaires | High-Bay | High-Bay Luminaires for Commercial and Industrial Buildings | Standard | FALSE | [9 empty] | 41963 |  |  | NotYetVerified |  | 3 | 34903 | 122 | 285.5 | 6.6 | 0.997 | 4017 | 83
PXV8J179 | LSI Industries | INTERIOR | XLHB 8 AL LED SS NW [UE 347/480] XXX XXXX | Indoor Luminaires | High-Bay | High-Bay Luminaires for Commercial and Industrial Buildings | Standard | FALSE | [9 empty] | 41963 |  |  | NotYetVerified |  | 3 | 34457 | 119 | 289.4 | 6.6 | 0.997 | 4017 | 83
P9VU5253 | LSI Industries | INTERIOR | XLHB 8 SU LED SS NW [UE 347/480] XXX XXXX | Indoor Luminaires | High-Bay | High-Bay Luminaires for Commercial and Industrial Buildings | Standard | FALSE | [9 empty] | 41963 |  |  | NotYetVerified |  | 3 | 31057 | 108 | 287.9 | 6.6 | 0.997 | 4017 | 83
P82MB4HX | LSI Industries | INTERIOR | XLHB 8 SDFL LED SS NW [UE 347/480] XXX XXXX | Indoor Luminaires | High-Bay | High-Bay Luminaires for Commercial and Industrial Buildings | Standard | FALSE | [9 empty] | 41963 |  |  | NotYetVerified |  | 3 | 30715 | 107 | 286 | 6.6 | 0.997 | 4017 | 83
PCTTKRP1 | LSI Industries | INTERIOR | XLHB 6 S LED SS NW [UE 347/480] XXX XXXX | Indoor Luminaires | High-Bay | High-Bay Luminaires for Commercial and Industrial Buildings | Standard | FALSE | [9 empty] | 41963 |  |  | NotYetVerified |  | 3 | 26362 | 119 | 220.8 | 6.6 | 0.997 | 4017 | 83
PEXXSR71 | LSI Industries | INTERIOR | XLHB 6 AL LED SS NW [UE 347/480] XXX XXXX | Indoor Luminaires | High-Bay | High-Bay Luminaires for Commercial and Industrial Buildings | Standard | FALSE | [9 empty] | 41963 |  |  | NotYetVerified |  | 3 | 26124 | 118 | 220.5 | 6.6 | 0.997 | 4017 | 83
PBH4KW6A | LSI Industries | INTERIOR | XLHB 6 SU LED SS NW [UE 347/480] XXX XXXX | Indoor Luminaires | High-Bay | High-Bay Luminaires for Commercial and Industrial Buildings | Standard | FALSE | [9 empty] | 41963 |  |  | NotYetVerified |  | 3 | 23467 | 106 | 220.5 | 6.6 | 0.997 | 4017 | 83
PNZX5N37 | LSI Industries | INTERIOR | XLHB 6 SDFL LED SS NW [UE 347/480] XXX XXXX | Indoor Luminaires | High-Bay | High-Bay Luminaires for Commercial and Industrial Buildings | Standard | FALSE | [9 empty] | 41963 |  |  | NotYetVerified |  | 3 | 23222 | 106 | 219.7 | 6.6 | 0.997 | 4017 | 83
PNPJ8Q2Z | LSI Industries | INTERIOR | XLHB 4 S LED SS NW [UE 347/480] XXX XXXX | Indoor Luminaires | High-Bay | High-Bay Luminaires for Commercial and Industrial Buildings | Standard | FALSE | [9 empty] | 41963 |  |  | NotYetVerified |  | 3 | 16951 | 120 | 141 | 6.6 | 0.997 | 4017 | 83
PK3FCW97 | LSI Industries | INTERIOR | XLHB 4 AL LED SS NW [UE 347/480] XXX XXXX | Indoor Luminaires | High-Bay | High-Bay Luminaires for Commercial and Industrial Buildings | Standard | FALSE | [9 empty] | 41963 |  |  | NotYetVerified |  | 3 | 16836 | 118 | 142.9 | 6.6 | 0.997 | 4017 | 83
P64W4R9Q | LSI Industries | INTERIOR | XLHB 4 SU LED SS NW [UE 347/480] XXX XXXX | Indoor Luminaires | High-Bay | High-Bay Luminaires for Commercial and Industrial Buildings | Standard | FALSE | [9 empty] | 41963 |  |  | NotYetVerified |  | 3 | 15420 | 106 | 144.8 | 6.6 | 0.997 | 4017 | 83
PTJTWW6Q | LSI Industries | INTERIOR | XLHB 8 S LED SS NW [UE 347/480] XXX DIM | Indoor Luminaires | High-Bay | High-Bay Luminaires for Commercial and Industrial Buildings | Standard | FALSE | [9 empty] | 41963 |  |  | NotYetVerified |  | 3 | 34903 | 122 | 285.5 | 6.6 | 0.997 | 4017 | 83
P8AKBS5Y | LSI Industries | INTERIOR | XLHB 8 AL LED SS NW [UE 347/480] XXX DIM | Indoor Luminaires | High-Bay | High-Bay Luminaires for Commercial and Industrial Buildings | Standard | FALSE | [9 empty] | 41963 |  |  | NotYetVerified |  | 3 | 34457 | 119 | 289.4 | 6.6 | 0.997 | 4017 | 83
PJ1CKSM2 | LSI Industries | INTERIOR | XLHB 8 SU LED SS NW [UE 347/480] XXX DIM | Indoor Luminaires | High-Bay | High-Bay Luminaires for Commercial and Industrial Buildings | Standard | FALSE | [9 empty] | 41963 |  |  | NotYetVerified |  | 3 | 31057 | 108 | 287.9 | 6.6 | 0.997 | 4017 | 83
P85WRP72 | LSI Industries | INTERIOR | XLHB 8 SDFL LED SS NW [UE 347/480] XXX DIM | Indoor Luminaires | High-Bay | High-Bay Luminaires for Commercial and Industrial Buildings | Standard | FALSE | [9 empty] | 41963 |  |  | NotYetVerified |  | 3 | 30715 | 107 | 286 | 6.6 | 0.997 | 4017 | 83
P48CMHPG | LSI Industries | INTERIOR | XLHB 6 S LED SS NW [UE 347/480] XXX DIM | Indoor Luminaires | High-Bay | High-Bay Luminaires for Commercial and Industrial Buildings | Standard | FALSE | [9 empty] | 41963 |  |  | NotYetVerified |  | 3 | 26362 | 119 | 220.8 | 6.6 | 0.997 | 4017 | 83
PAFH9K9Q | LSI Industries | INTERIOR | XLHB 6 AL LED SS NW [UE 347/480] XXX DIM | Indoor Luminaires | High-Bay | High-Bay Luminaires for Commercial and Industrial Buildings | Standard | FALSE | [9 empty] | 41963 |  |  | NotYetVerified |  | 3 | 26124 | 118 | 220.5 | 6.6 | 0.997 | 4017 | 83
P4TW9WH8 | LSI Industries | INTERIOR | XLHB 6 SU LED SS NW [UE 347/480] XXX DIM | Indoor Luminaires | High-Bay | High-Bay Luminaires for Commercial and Industrial Buildings | Standard | FALSE | [9 empty] | 41963 |  |  | NotYetVerified |  | 3 | 23467 | 106 | 220.5 | 6.6 | 0.997 | 4017 | 83
PQPYZUYS | LSI Industries | INTERIOR | XLHB 6 SDFL LED SS NW [UE 347/480] XXX DIM | Indoor Luminaires | High-Bay | High-Bay Luminaires for Commercial and Industrial Buildings | Standard | FALSE | [9 empty] | 41963 |  |  | NotYetVerified |  | 3 | 23222 | 106 | 219.7 | 6.6 | 0.997 | 4017 | 83
P56Z7T13 | LSI Industries | INTERIOR | XLHB 4 S LED SS NW [UE 347/480] XXX DIM | Indoor Luminaires | High-Bay | High-Bay Luminaires for Commercial and Industrial Buildings | Standard | FALSE | [9 empty] | 41963 |  |  | NotYetVerified |  | 3 | 16951 | 120 | 141 | 6.6 | 0.997 | 4017 | 83
PCC8FFT4 | LSI Industries | INTERIOR | XLHB 4 AL LED SS NW [UE 347/480] XXX DIM | Indoor Luminaires | High-Bay | High-Bay Luminaires for Commercial and Industrial Buildings | Standard | FALSE | [9 empty] | 41963 |  |  | NotYetVerified |  | 3 | 16836 | 118 | 142.9 | 6.6 | 0.997 | 4017 | 83
P56YRGRG | LSI Industries | INTERIOR | XLHB 4 SU LED SS NW [UE 347/480] XXX DIM | Indoor Luminaires | High-Bay | High-Bay Luminaires for Commercial and Industrial Buildings | Standard | FALSE | [9 empty] | 41963 |  |  | NotYetVerified |  | 3 | 15420 | 106 | 144.8 | 6.6 | 0.997 | 4017 | 83
PG6YZ3A4 | LSI Industries | INTERIOR | XLHB 4 SDFL LED SS NW [UE 347/480] XXX DIM | Indoor Luminaires | High-Bay | High-Bay Luminaires for Commercial and Industrial Buildings | Standard | FALSE | [9 empty] | 41963 |  |  | NotYetVerified |  | 3 | 14426 | 102 | 140.8 | 6.6 | 0.997 | 4017 | 83
PMF11AE2 | LSI Industries | INTERIOR | AUD LED SS NW UE AC16SA XXX | Indoor Luminaires | High-Bay | Low-Bay Luminaires for Commercial and Industrial Buildings | Standard | FALSE | [9 empty] | 41963 |  |  | NotYetVerified |  | 3 | 5751 | 98 | 58.7 | 10.4 | 0.975 | 4011 | 82
P6EDHXTY | LSI Industries | INTERIOR | AUP LED SS NW UE AC16SA XXX | Indoor Luminaires | High-Bay | Low-Bay Luminaires for Commercial and Industrial Buildings | Standard | FALSE | [9 empty] | 41963 |  |  | NotYetVerified |  | 3 | 5751 | 98 | 58.7 | 10.4 | 0.975 | 4011 | 82
PXSWSV4R | LSI Industries | INTERIOR | AUD LED SS NW UE AC16SA XXX DIM | Indoor Luminaires | High-Bay | Low-Bay Luminaires for Commercial and Industrial Buildings | Standard | FALSE | [9 empty] | 41963 |  |  | NotYetVerified |  | 3 | 5751 | 98 | 58.7 | 10.4 | 0.975 | 4011 | 82
P3W8P45K | LSI Industries | INTERIOR | AUP LED SS NW UE AC16SA XXX DIM | Indoor Luminaires | High-Bay | Low-Bay Luminaires for Commercial and Industrial Buildings | Standard | FALSE | [9 empty] | 41963 |  |  | NotYetVerified |  | 3 | 5751 | 98 | 58.7 | 10.4 | 0.975 | 4011 | 82
PWMM1WD9 | LSI Industries | INTERIOR | AUD LED HO NW UE AC16FA XXX | Indoor Luminaires | High-Bay | Low-Bay Luminaires for Commercial and Industrial Buildings | Standard | FALSE | [9 empty] | 41963 |  |  | NotYetVerified |  | 3 | 8299 | 100 | 83.4 | 5.62 | 0.992 | 3814 | 84
P2NY248R | LSI Industries | INTERIOR | AUP LED HO NW UE AC16FA XXX | Indoor Luminaires | High-Bay | Low-Bay Luminaires for Commercial and Industrial Buildings | Standard | FALSE | [9 empty] | 41963 |  |  | NotYetVerified |  | 3 | 8299 | 100 | 83.4 | 5.62 | 0.992 | 3814 | 84
P7QNP5A6 | LSI Industries | INTERIOR | AUD LED HO NW UE AC16FA XXX DIM | Indoor Luminaires | High-Bay | Low-Bay Luminaires for Commercial and Industrial Buildings | Standard | FALSE | [9 empty] | 41963 |  |  | NotYetVerified |  | 3 | 8299 | 100 | 83.4 | 5.62 | 0.992 | 3814 | 84
P31VJWCK | LSI Industries | INTERIOR | AUP LED HO NW UE AC16FA XXX DIM | Indoor Luminaires | High-Bay | Low-Bay Luminaires for Commercial and Industrial Buildings | Standard | FALSE | [9 empty] | 41963 |  |  | NotYetVerified |  | 3 | 8299 | 100 | 83.4 | 5.62 | 0.992 | 3814 | 84
PG753D4M | LSI Industries | INTERIOR | AUP LED HO NW UE AC16SA XXX | Indoor Luminaires | High-Bay | Low-Bay Luminaires for Commercial and Industrial Buildings | Standard | FALSE | [9 empty] | 41963 |  |  | NotYetVerified |  | 3 | 8274 | 99 | 83.5 | 5.62 | 0.992 | 3809 | 84
PDQNNNV6 | LSI Industries | INTERIOR | AUD LED HO NW UE AC16SA XXX | Indoor Luminaires | High-Bay | Low-Bay Luminaires for Commercial and Industrial Buildings | Standard | FALSE | [9 empty] | 41963 |  |  | NotYetVerified |  | 3 | 8274 | 99 | 83.5 | 5.62 | 0.992 | 3809 | 84
PMBFA272 | LSI Industries | INTERIOR | AUD LED HO NW UE AC16SA XXX DIM | Indoor Luminaires | High-Bay | Low-Bay Luminaires for Commercial and Industrial Buildings | Standard | FALSE | [9 empty] | 41963 |  |  | NotYetVerified |  | 3 | 8274 | 99 | 83.5 | 5.62 | 0.992 | 3809 | 84
PH1ZUXJJ | LSI Industries | INTERIOR | AUP LED HO NW UE AC16SA XXX DIM | Indoor Luminaires | High-Bay | Low-Bay Luminaires for Commercial and Industrial Buildings | Standard | FALSE | [9 empty] | 41963 |  |  | NotYetVerified |  | 3 | 8274 | 99 | 83.5 | 5.62 | 0.992 | 3809 | 84
PZST1E7Y | LSI Industries | INTERIOR | AUP LED HO NW UE AC16 XXX | Indoor Luminaires | High-Bay | Low-Bay Luminaires for Commercial and Industrial Buildings | Standard | FALSE | [9 empty] | 41963 |  |  | NotYetVerified |  | 3 | 8697 | 104 | 83.6 | 5.62 | 0.992 | 3803 | 84
PZDKCG45 | LSI Industries | INTERIOR | AUD LED HO NW UE AC16 XXX | Indoor Luminaires | High-Bay | Low-Bay Luminaires for Commercial and Industrial Buildings | Standard | FALSE | [9 empty] | 41963 |  |  | NotYetVerified |  | 3 | 8697 | 104 | 83.6 | 5.62 | 0.992 | 3803 | 84
PXVR6CGF | LSI Industries | INTERIOR | AUD LED HO NW UE AC16 XXX DIM | Indoor Luminaires | High-Bay | Low-Bay Luminaires for Commercial and Industrial Buildings | Standard | FALSE | [9 empty] | 41963 |  |  | NotYetVerified |  | 3 | 8697 | 104 | 83.6 | 5.62 | 0.992 | 3803 | 84
P9BUJU6G | LSI Industries | INTERIOR | AUP LED HO NW UE AC16 XXX DIM | Indoor Luminaires | High-Bay | Low-Bay Luminaires for Commercial and Industrial Buildings | Standard | FALSE | [9 empty] | 41963 |  |  | NotYetVerified |  | 3 | 8697 | 104 | 83.6 | 5.62 | 0.992 | 3803 | 84
PWK11RWK | LSI Industries | INTERIOR | AUP LED SS WW UE ACF16SA XXX | Indoor Luminaires | High-Bay | Low-Bay Luminaires for Commercial and Industrial Buildings | Standard | FALSE | [9 empty] | 41963 |  |  | NotYetVerified |  | 3 | 6196 | 105 | 58.8 | 8.8 | 0.924 | 3496 | 81
PV2TKSWT | LSI Industries | INTERIOR | AUD LED SS WW UE ACF16SA XXX | Indoor Luminaires | High-Bay | Low-Bay Luminaires for Commercial and Industrial Buildings | Standard | FALSE | [9 empty] | 41963 |  |  | NotYetVerified |  | 3 | 6196 | 105 | 58.8 | 8.8 | 0.924 | 3496 | 81
P9WHYT2R | LSI Industries | INTERIOR | AUP LED HO WW UE ACF16SA XXX | Indoor Luminaires | High-Bay | Low-Bay Luminaires for Commercial and Industrial Buildings | Standard | FALSE | [9 empty] | 41963 |  |  | NotYetVerified |  | 3 | 8611 | 102 | 84.1 | 5.6 | 0.996 | 3496 | 81
P77K45FY | LSI Industries | INTERIOR | AUD LED HO WW UE ACF16SA XXX | Indoor Luminaires | High-Bay | Low-Bay Luminaires for Commercial and Industrial Buildings | Standard | FALSE | [9 empty] | 41963 |  |  | NotYetVerified |  | 3 | 8611 | 102 | 84.1 | 5.6 | 0.996 | 3496 | 81
PQYEJVTD | LSI Industries | INTERIOR | AUD LED SS WW UE ACF16SA XXX DIM | Indoor Luminaires | High-Bay | Low-Bay Luminaires for Commercial and Industrial Buildings | Standard | FALSE | [9 empty] | 41963 |  |  | NotYetVerified |  | 3 | 6196 | 105 | 58.8 | 8.8 | 0.924 | 3496 | 81
P56UBQJ1 | LSI Industries | INTERIOR | AUP LED SS WW UE ACF16SA XXX DIM | Indoor Luminaires | High-Bay | Low-Bay Luminaires for Commercial and Industrial Buildings | Standard | FALSE | [9 empty] | 41963 |  |  | NotYetVerified |  | 3 | 6196 | 105 | 58.8 | 8.8 | 0.924 | 3496 | 81
PSJ5PVMZ | LSI Industries | INTERIOR | AUD LED HO WW UE ACF16SA XXX DIM | Indoor Luminaires | High-Bay | Low-Bay Luminaires for Commercial and Industrial Buildings | Standard | FALSE | [9 empty] | 41963 |  |  | NotYetVerified |  | 3 | 8611 | 102 | 84.1 | 5.6 | 0.996 | 3496 | 81
PHQUC1FV | LSI Industries | INTERIOR | AUP LED HO WW UE ACF16SA XXX DIM | Indoor Luminaires | High-Bay | Low-Bay Luminaires for Commercial and Industrial Buildings | Standard | FALSE | [9 empty] | 41963 |  |  | NotYetVerified |  | 3 | 8611 | 102 | 84.1 | 5.6 | 0.996 | 3496 | 81
P98T2WHN | LSI Industries | INTERIOR | AUP LED SS WW UE ACF16FA XXX | Indoor Luminaires | High-Bay | Low-Bay Luminaires for Commercial and Industrial Buildings | Standard | FALSE | [9 empty] | 41963 |  |  | NotYetVerified |  | 3 | 6209 | 106 | 58.8 | 8.8 | 0.923 | 3493 | 81
P3FWA29D | LSI Industries | INTERIOR | AUD LED SS WW UE ACF16FA XXX | Indoor Luminaires | High-Bay | Low-Bay Luminaires for Commercial and Industrial Buildings | Standard | FALSE | [9 empty] | 41963 |  |  | NotYetVerified |  | 3 | 6209 | 106 | 58.8 | 8.8 | 0.923 | 3493 | 81
PJS2994Y | LSI Industries | INTERIOR | AUD LED HO WW UE ACF16FA XXX | Indoor Luminaires | High-Bay | Low-Bay Luminaires for Commercial and Industrial Buildings | Standard | FALSE | [9 empty] | 41963 |  |  | NotYetVerified |  | 3 | 8626 | 103 | 84 | 5.6 | 0.996 | 3493 | 81
PAHDFRPE | LSI Industries | INTERIOR | AUP LED HO WW UE ACF16FA XXX | Indoor Luminaires | High-Bay | Low-Bay Luminaires for Commercial and Industrial Buildings | Standard | FALSE | [9 empty] | 41963 |  |  | NotYetVerified |  | 3 | 8626 | 103 | 84 | 5.6 | 0.996 | 3493 | 81
PXPJ7P9N | LSI Industries | INTERIOR | AUP LED SS WW UE ACF16FA XXX DIM | Indoor Luminaires | High-Bay | Low-Bay Luminaires for Commercial and Industrial Buildings | Standard | FALSE | [9 empty] | 41963 |  |  | NotYetVerified |  | 3 | 6209 | 106 | 58.8 | 8.8 | 0.923 | 3493 | 81
PASWY4AG | LSI Industries | INTERIOR | AUD LED SS WW UE ACF16FA XXX DIM | Indoor Luminaires | High-Bay | Low-Bay Luminaires for Commercial and Industrial Buildings | Standard | FALSE | [9 empty] | 41963 |  |  | NotYetVerified |  | 3 | 6209 | 106 | 58.8 | 8.8 | 0.923 | 3493 | 81
PQ2Q7EZJ | LSI Industries | INTERIOR | AUP LED HO WW UE ACF16FA XXX DIM | Indoor Luminaires | High-Bay | Low-Bay Luminaires for Commercial and Industrial Buildings | Standard | FALSE | [9 empty] | 41963 |  |  | NotYetVerified |  | 3 | 8626 | 103 | 84 | 5.6 | 0.996 | 3493 | 81
PJHQPP7J | LSI Industries | INTERIOR | AUD LED HO WW UE ACF16FA XXX DIM | Indoor Luminaires | High-Bay | Low-Bay Luminaires for Commercial and Industrial Buildings | Standard | FALSE | [9 empty] | 41963 |  |  | NotYetVerified |  | 3 | 8626 | 103 | 84 | 5.6 | 0.996 | 3493 | 81
PD2TA8CS | LSI Industries | INTERIOR | AUP LED HO WW UE ACF16 XXX | Indoor Luminaires | High-Bay | Low-Bay Luminaires for Commercial and Industrial Buildings | Standard | FALSE | [9 empty] | 41963 |  |  | NotYetVerified |  | 3 | 8930 | 106 | 84.1 | 5.6 | 0.996 | 3489 | 81
PARHWU5A | LSI Industries | INTERIOR | AUD LED HO WW UE ACF16 XXX | Indoor Luminaires | High-Bay | Low-Bay Luminaires for Commercial and Industrial Buildings | Standard | FALSE | [9 empty] | 41963 |  |  | NotYetVerified |  | 3 | 8930 | 106 | 84.1 | 5.6 | 0.996 | 3489 | 81
PRMBAU56 | LSI Industries | INTERIOR | AUP LED HO WW UE ACF16 XXX DIM | Indoor Luminaires | High-Bay | Low-Bay Luminaires for Commercial and Industrial Buildings | Standard | FALSE | [9 empty] | 41963 |  |  | NotYetVerified |  | 3 | 8930 | 106 | 84.1 | 5.6 | 0.996 | 3489 | 81
PGFUA19F | LSI Industries | INTERIOR | AUD LED HO WW UE ACF16 XXX DIM | Indoor Luminaires | High-Bay | Low-Bay Luminaires for Commercial and Industrial Buildings | Standard | FALSE | [9 empty] | 41963 |  |  | NotYetVerified |  | 3 | 8930 | 106 | 84.1 | 5.6 | 0.996 | 3489 | 81
PZWB14A9 | LSI Industries | INTERIOR | AUP LED SS WW UE ACF16 XXX | Indoor Luminaires | High-Bay | Low-Bay Luminaires for Commercial and Industrial Buildings | Standard | FALSE | [9 empty] | 41963 |  |  | NotYetVerified |  | 3 | 6416 | 109 | 58.8 | 8.8 | 0.924 | 3485 | 81
P8QR7XNE | LSI Industries | INTERIOR | AUD LED SS WW UE ACF16 XXX | Indoor Luminaires | High-Bay | Low-Bay Luminaires for Commercial and Industrial Buildings | Standard | FALSE | [9 empty] | 41963 |  |  | NotYetVerified |  | 3 | 6416 | 109 | 58.8 | 8.8 | 0.924 | 3485 | 81
PSSZNQ71 | LSI Industries | INTERIOR | AUP LED SS WW UE ACF16 XXX DIM | Indoor Luminaires | High-Bay | Low-Bay Luminaires for Commercial and Industrial Buildings | Standard | FALSE | [9 empty] | 41963 |  |  | NotYetVerified |  | 3 | 6416 | 109 | 58.8 | 8.8 | 0.924 | 3485 | 81
PDHFGCM9 | LSI Industries | INTERIOR | AUD LED SS WW UE ACF16 XXX DIM | Indoor Luminaires | High-Bay | Low-Bay Luminaires for Commercial and Industrial Buildings | Standard | FALSE | [9 empty] | 41963 |  |  | NotYetVerified |  | 3 | 6416 | 109 | 58.8 | 8.8 | 0.924 | 3485 | 81
PW99HCMH | LSI Industries | INTERIOR | AUP LED HO WW UE AC16FA XXX | Indoor Luminaires | High-Bay | Low-Bay Luminaires for Commercial and Industrial Buildings | Standard | FALSE | [9 empty] | 41963 |  |  | NotYetVerified |  | 3 | 8157 | 97 | 83.8 | 5.71 | 0.992 | 3276 | 84
PCV517U4 | LSI Industries | INTERIOR | AUD LED HO WW UE AC16FA XXX | Indoor Luminaires | High-Bay | Low-Bay Luminaires for Commercial and Industrial Buildings | Standard | FALSE | [9 empty] | 41963 |  |  | NotYetVerified |  | 3 | 8157 | 97 | 83.8 | 5.71 | 0.992 | 3276 | 84
PJ4K8GPB | LSI Industries | INTERIOR | AUP LED SS WW UE AC16FA XXX | Indoor Luminaires | High-Bay | Low-Bay Luminaires for Commercial and Industrial Buildings | Standard | FALSE | [9 empty] | 41963 |  |  | NotYetVerified |  | 3 | 5754 | 98 | 58.8 | 5.71 | 0.992 | 3276 | 84
P22D19CH | LSI Industries | INTERIOR | AUD LED SS WW UE AC16FA XXX | Indoor Luminaires | High-Bay | Low-Bay Luminaires for Commercial and Industrial Buildings | Standard | FALSE | [9 empty] | 41963 |  |  | NotYetVerified |  | 3 | 5754 | 98 | 58.8 | 5.71 | 0.992 | 3276 | 84
PQ92D754 | LSI Industries | INTERIOR | AUD LED HO WW UE AC16FA XXX DIM | Indoor Luminaires | High-Bay | Low-Bay Luminaires for Commercial and Industrial Buildings | Standard | FALSE | [9 empty] | 41963 |  |  | NotYetVerified |  | 3 | 8157 | 97 | 83.8 | 5.71 | 0.992 | 3276 | 84
PA1J816Q | LSI Industries | INTERIOR | AUP LED HO WW UE AC16FA XXX DIM | Indoor Luminaires | High-Bay | Low-Bay Luminaires for Commercial and Industrial Buildings | Standard | FALSE | [9 empty] | 41963 |  |  | NotYetVerified |  | 3 | 8157 | 97 | 83.8 | 5.71 | 0.992 | 3276 | 84
PD4CWHV7 | LSI Industries | INTERIOR | AUP LED SS WW UE AC16FA XXX DIM | Indoor Luminaires | High-Bay | Low-Bay Luminaires for Commercial and Industrial Buildings | Standard | FALSE | [9 empty] | 41963 |  |  | NotYetVerified |  | 3 | 5754 | 98 | 58.8 | 5.71 | 0.992 | 3276 | 84
PCTEGSP7 | LSI Industries | INTERIOR | AUD LED SS WW UE AC16FA XXX DIM | Indoor Luminaires | High-Bay | Low-Bay Luminaires for Commercial and Industrial Buildings | Standard | FALSE | [9 empty] | 41963 |  |  | NotYetVerified |  | 3 | 5754 | 98 | 58.8 | 5.71 | 0.992 | 3276 | 84
PPBKKNC1 | LSI Industries | INTERIOR | AUD LED HO WW UE AC16 XXX | Indoor Luminaires | High-Bay | Low-Bay Luminaires for Commercial and Industrial Buildings | Standard | FALSE | [9 empty] | 41963 |  |  | NotYetVerified |  | 3 | 8557 | 102 | 83.9 | 5.68 | 0.992 | 3265 | 84
P4U7H5EE | LSI Industries | INTERIOR | AUP LED HO WW UE AC16 XXX | Indoor Luminaires | High-Bay | Low-Bay Luminaires for Commercial and Industrial Buildings | Standard | FALSE | [9 empty] | 41963 |  |  | NotYetVerified |  | 3 | 8557 | 102 | 83.9 | 5.68 | 0.992 | 3265 | 84
PV4GPZHR | LSI Industries | INTERIOR | AUP LED HO WW UE AC16 XXX DIM | Indoor Luminaires | High-Bay | Low-Bay Luminaires for Commercial and Industrial Buildings | Standard | FALSE | [9 empty] | 41963 |  |  | NotYetVerified |  | 3 | 8557 | 102 | 83.9 | 5.68 | 0.992 | 3265 | 84
P6RE15FC | LSI Industries | INTERIOR | AUD LED HO WW UE AC16 XXX DIM | Indoor Luminaires | High-Bay | Low-Bay Luminaires for Commercial and Industrial Buildings | Standard | FALSE | [9 empty] | 41963 |  |  | NotYetVerified |  | 3 | 8557 | 102 | 83.9 | 5.68 | 0.992 | 3265 | 84
P9AGHG1H | LSI Industries | INTERIOR | AUD LED SS WW UE AC16SA XXX | Indoor Luminaires | High-Bay | Low-Bay Luminaires for Commercial and Industrial Buildings | Standard | FALSE | [9 empty] | 41963 |  |  | NotYetVerified |  | 3 | 5628 | 96 | 54.8 | 10.5 | 0.975 | 3262 | 84
P9Y2BS5B | LSI Industries | INTERIOR | AUD LED HO WW UE AC16SA XXX | Indoor Luminaires | High-Bay | Low-Bay Luminaires for Commercial and Industrial Buildings | Standard | FALSE | [9 empty] | 41963 |  |  | NotYetVerified |  | 3 | 8153 | 97 | 83.9 | 5.7 | 0.992 | 3262 | 83
PZ5WVZ3X | LSI Industries | INTERIOR | AUD LED SS WW UE AC16SA XXX DIM | Indoor Luminaires | High-Bay | Low-Bay Luminaires for Commercial and Industrial Buildings | Standard | FALSE | [9 empty] | 41963 |  |  | NotYetVerified |  | 3 | 5628 | 96 | 54.8 | 10.5 | 0.975 | 3262 | 84
PJRXWV3M | LSI Industries | INTERIOR | AUP LED SS WW UE AC16SA XXX DIM | Indoor Luminaires | High-Bay | Low-Bay Luminaires for Commercial and Industrial Buildings | Standard | FALSE | [9 empty] | 41963 |  |  | NotYetVerified |  | 3 | 5628 | 96 | 54.8 | 10.5 | 0.975 | 3262 | 84
PU7G69MK | LSI Industries | INTERIOR | AUP LED HO WW UE AC16SA XXX DIM | Indoor Luminaires | High-Bay | Low-Bay Luminaires for Commercial and Industrial Buildings | Standard | FALSE | [9 empty] | 41963 |  |  | NotYetVerified |  | 3 | 8153 | 97 | 83.9 | 5.7 | 0.992 | 3262 | 83
PMBV2DPA | LSI Industries | INTERIOR | AUD LED HO WW UE AC16SA XXX DIM | Indoor Luminaires | High-Bay | Low-Bay Luminaires for Commercial and Industrial Buildings | Standard | FALSE | [9 empty] | 41963 |  |  | NotYetVerified |  | 3 | 8153 | 97 | 83.9 | 5.7 | 0.992 | 3262 | 83
PZCYAYR9 | LSI Industries | INTERIOR | AUD LED SS WW UE AC16 XXX | Indoor Luminaires | High-Bay | Low-Bay Luminaires for Commercial and Industrial Buildings | Standard | FALSE | [9 empty] | 41963 |  |  | NotYetVerified |  | 3 | 6086 | 104 | 58.8 | 10.5 | 0.976 | 3261 | 83
PBB9FAD3 | LSI Industries | INTERIOR | AUP LED SS WW UE AC16 XXX | Indoor Luminaires | High-Bay | Low-Bay Luminaires for Commercial and Industrial Buildings | Standard | FALSE | [9 empty] | 41963 |  |  | NotYetVerified |  | 3 | 6086 | 104 | 58.8 | 10.5 | 0.976 | 3261 | 83
PGKGJJGU | LSI Industries | INTERIOR | AUP LED SS WW UE AC16 XXX DIM | Indoor Luminaires | High-Bay | Low-Bay Luminaires for Commercial and Industrial Buildings | Standard | FALSE | [9 empty] | 41963 |  |  | NotYetVerified |  | 3 | 6086 | 104 | 58.8 | 10.5 | 0.976 | 3261 | 83
PCKGNVBY | LSI Industries | INTERIOR | AUD LED SS WW UE AC16 XXX DIM | Indoor Luminaires | High-Bay | Low-Bay Luminaires for Commercial and Industrial Buildings | Standard | FALSE | [9 empty] | 41963 |  |  | NotYetVerified |  | 3 | 6086 | 104 | 58.8 | 10.5 | 0.976 | 3261 | 83
PRWK5Q9J | LSI Industries | INTERIOR | AUD LED SS NW UE AC16FA XXX | Indoor Luminaires | High-Bay | Low-Bay Luminaires for Commercial and Industrial Buildings | Standard | FALSE | [9 empty] | 41963 |  |  | NotYetVerified |  | 3 | 5754 | 98 | 58.8 | 10.5 | 0.975 | 3260 | 83
P224RCE9 | LSI Industries | INTERIOR | AUP LED SS NW UE AC16FA XXX | Indoor Luminaires | High-Bay | Low-Bay Luminaires for Commercial and Industrial Buildings | Standard | FALSE | [9 empty] | 41963 |  |  | NotYetVerified |  | 3 | 5754 | 98 | 58.8 | 10.5 | 0.975 | 3260 | 83
P61MX4PW | LSI Industries | INTERIOR | AUP LED SS NW UE AC16FA XXX DIM | Indoor Luminaires | High-Bay | Low-Bay Luminaires for Commercial and Industrial Buildings | Standard | FALSE | [9 empty] | 41963 |  |  | NotYetVerified |  | 3 | 5754 | 98 | 58.8 | 10.5 | 0.975 | 3260 | 83
P3TAEE8W | LSI Industries | INTERIOR | AUD LED SS NW UE AC16FA XXX DIM | Indoor Luminaires | High-Bay | Low-Bay Luminaires for Commercial and Industrial Buildings | Standard | FALSE | [9 empty] | 41963 |  |  | NotYetVerified |  | 3 | 5754 | 98 | 58.8 | 10.5 | 0.975 | 3260 | 83
PDZQHJBF5 | TIANJIN TALANG TECHNOLOGY CO.LTD | Talang | TL-FTG-300W | Indoor Luminaires | High-Bay | High-Bay Luminaires for Commercial and Industrial Buildings | Standard | TRUE | 30026.82 | 98.18 | 305.83 | 11.9 | 0.94 | 4981 | 69.9 | 5 | 50000 | 41962 |  |  | NotYetVerified |  | 3 | 30000 | 100 | 300 | 11.9 | 0.94 | 5000 | 70
PBJGFC27U | Noribachi | Noribachi | AREA-ALS-042-HBL-JBX (120-277V only) | Indoor Luminaires | High-Bay | Low-Bay Luminaires for Commercial and Industrial Buildings | Standard | TRUE | 5582 | 80.6 | 69.3 | 6.58 | 0.998 | 4916 | 70.3 | 5 | 100000 | 41960 |  |  | NotYetVerified |  | 3
P4UBVBT4Q | Sharp Manufacturing Company of America | Sharp | DL-HB9DP7 | Indoor Luminaires | High-Bay | High-Bay Luminaires for Commercial and Industrial Buildings | Standard | TRUE | 13590 | 115 | 117.8 | 9.54 | 0.972 | 5619 | 74.9 | 5 | 100000 | 41960 |  |  | NotYetVerified |  | 3 | 13610 | 116 | 117 | 20 | 0.9 | 5700 | 75
P3U48F9KC | Sharp Manufacturing Company of America | Sharp | DL-HB9DP4-N1 | Indoor Luminaires | High-Bay | High-Bay Luminaires for Commercial and Industrial Buildings | Standard | TRUE | 15270 | 114 | 133.8 | 17.5 | 0.95 | 5686 | 73.3 | 5 | 100000 | 41960 |  |  | NotYetVerified |  | 3 | 13610 | 116 | 117 | 20 | 0.9 | 5700 | 75
PTMQTVDD1 | Sharp Electronics Corporation | Sharp | DL-HB9DP4 | Indoor Luminaires | High-Bay | High-Bay Luminaires for Commercial and Industrial Buildings | Standard | TRUE | 13610 | 114.3 | 117.7 | 12 | 0.947 | 5665 | 74.4 | 5 | 100000 | 41960 |  |  | NotYetVerified |  | 3 | 13610 | 116 | 117 | 20 | 0.9 | 5700 | 75
P2MFNM1KH | Noribachi | Noribachi | AREA-ALS-084-HBL-JBX (120-277V only) | Indoor Luminaires | High-Bay | High-Bay Luminaires for Commercial and Industrial Buildings | Standard | TRUE | 10870 | 80.2 | 135.6 | 9.57 | 0.943 | 4945 | 70.9 | 5 | 100000 | 41960 |  |  | NotYetVerified |  | 3
PV862JQT | UIC ENERGY LLC | UIC SURYA | UIC-9412 | Indoor Luminaires | High-Bay | High-Bay Luminaires for Commercial and Industrial Buildings | Standard | TRUE | 11181 | 107.3 | 104.2 | 6.63 | 0.961 | 5602 | 75.9 | 5 | 50000 | 41957 |  |  | NotYetVerified |  | 3 | 11000 | 96 | 110 |  |  | 5650 | 70
PKHP6TBP | UIC ENERGY LLC | UIC SURYA | UIC-9413 | Indoor Luminaires | High-Bay | High-Bay Luminaires for Commercial and Industrial Buildings | Standard | TRUE | 22477 | 107.18 | 209.7 | 8.6 | 0.96 | 5850 | 76.4 | 5 | 50000 | 41957 |  |  | NotYetVerified |  | 3 | 22000 | 96 | 210 |  |  | 5650 | 70
PHRFACP61 | Noribachi | Noribachi | FLOOD-FLL-042-LBL-JBX (120-277V only) | Indoor Luminaires | High-Bay | Low-Bay Luminaires for Commercial and Industrial Buildings | Standard | TRUE | 5439 | 80.8 | 67.3 | 7.31 | 0.997 | 4933 | 71.4 | 5 | 100000 | 41956 |  |  | NotYetVerified |  | 3
PJZQMD7HG | Eaton (formerly Cooper Lighting) | Metalux Industrial | HBLED-LD4-36-W-A/WG-347-L840-ED3-U | Indoor Luminaires | High-Bay | High-Bay Luminaires for Commercial and Industrial Buildings | Standard | TRUE | 27730 | 87.12 | 318.29 | 6.94 | 0.9952 | 4093 | 82.58 | 5 |  | 41956 |  |  | NotYetVerified |  | 3
P9QJ2DKR | Renesola Zhejiang Ltd | Renesola | RHB400S01 4000K 90D | Indoor Luminaires | High-Bay | High-Bay Luminaires for Commercial and Industrial Buildings | Standard | TRUE | 32942.1 | 81.94 | 402.05 | 12.1 | 0.951 | 4198 | 70.1 | 5 | 50000 | 41956 |  |  | NotYetVerified |  | 3 | 32942.1 | 81 | 400 | 10 | 0.995 | 4000 | 71
P3RUK1JCZ | Noribachi | Noribachi | FLOOD-FLL-084-LBL-JBX (120-277V only) | Indoor Luminaires | High-Bay | Low-Bay Luminaires for Commercial and Industrial Buildings | Standard | TRUE | 10433 | 78.4 | 133.1 | 9.7 | 0.943 | 4948 | 71.7 | 5 | 100000 | 41956 |  |  | NotYetVerified |  | 3
P91HXM2Q | Renesola Zhejiang Ltd | Renesola | RHB350S01 4000K 90D | Indoor Luminaires | High-Bay | High-Bay Luminaires for Commercial and Industrial Buildings | Standard | TRUE | 29078.6 | 83.09 | 349.96 | 11.77 | 0.943 | 4238 | 70.2 | 5 | 50000 | 41956 |  |  | NotYetVerified |  | 3 | 30533.3 | 87 | 350 | 10 | 0.995 | 4000 | 71
PB8QGYCA | Renesola Zhejiang Ltd | Renesola | RHB300S01 4000K 90D | Indoor Luminaires | High-Bay | High-Bay Luminaires for Commercial and Industrial Buildings | Standard | TRUE | 25038.8 | 83.94 | 298.31 | 11.32 | 0.943 | 4259 | 70.5 | 5 | 50000 | 41956 |  |  | NotYetVerified |  | 3 | 25388.1 | 85 | 300 | 10 | 0.993 | 4000 | 71
PPHNF5DH | Renesola Zhejiang Ltd | Renesola | RHB250S01 4000K 90D | Indoor Luminaires | High-Bay | High-Bay Luminaires for Commercial and Industrial Buildings | Standard | TRUE | 20463.5 | 82.36 | 248.45 | 12.5 | 0.925 | 4209 | 70.4 | 5 | 50000 | 41956 |  |  | NotYetVerified |  | 3 | 20738 | 83.61 | 250 | 10 | 0.998 | 4000 | 71
PZ3W8JJF | Changzhi Lighting Technology Limited | Changzhi | CH-LBY-60W-LV-50K | Indoor Luminaires | High-Bay | Low-Bay Luminaires for Commercial and Industrial Buildings | Standard | TRUE | 5311.39 | 94.26 | 56.16 | 16.07 | 0.909 | 5172 | 85.9 | 5 | 50000 | 41956 |  |  | NotYetVerified |  | 3 | 5311 | 95 | 56 |  | 0.9 | 5000 | 86
PGGVMMV9 | Renesola Zhejiang Ltd | Renesola | RHB400S01 5000K 90D | Indoor Luminaires | High-Bay | High-Bay Luminaires for Commercial and Industrial Buildings | Standard | FALSE | [9 empty] | 41956 | Not Dimmable | Not Dimmable | NotYetVerified |  | 3 | 35273.4 | 87 | 400 | 10 | 0.995 | 5000 | 71
PK89GAHS | Renesola Zhejiang Ltd | Renesola | RHB350S01 5000K 90D | Indoor Luminaires | High-Bay | High-Bay Luminaires for Commercial and Industrial Buildings | Standard | FALSE | [9 empty] | 41956 | Not Dimmable | Not Dimmable | NotYetVerified |  | 3 | 31208.8 | 89.18 | 350 | 10 | 0.995 | 5000 | 71
PV57CETF | Renesola Zhejiang Ltd | Renesola | RHB300S01 5000K 90D | Indoor Luminaires | High-Bay | High-Bay Luminaires for Commercial and Industrial Buildings | Standard | FALSE | [9 empty] | 41956 | Not Dimmable | Not Dimmable | NotYetVerified |  | 3 | 27027.1 | 90 | 300 | 10 | 0.993 | 5000 | 71
PA4KNGZ5 | Renesola Zhejiang Ltd | Renesola | RHB250S01 5000K 90D | Indoor Luminaires | High-Bay | High-Bay Luminaires for Commercial and Industrial Buildings | Standard | FALSE | [9 empty] | 41956 | Not Dimmable | Not Dimmable | NotYetVerified |  | 3 | 22152 | 88.98 | 250 | 10 | 0.998 | 5000 | 71
P8PKBGZB | Renesola Zhejiang Ltd | Renesola | RHB400S01 4500K 90D | Indoor Luminaires | High-Bay | High-Bay Luminaires for Commercial and Industrial Buildings | Standard | FALSE | [9 empty] | 41956 | Not Dimmable | Not Dimmable | NotYetVerified |  | 3 | 34000 | 84 | 400 | 10 | 0.995 | 4500 | 71
PA58KXAM | Renesola Zhejiang Ltd | Renesola | RHB350S01 4500K 90D | Indoor Luminaires | High-Bay | High-Bay Luminaires for Commercial and Industrial Buildings | Standard | FALSE | [9 empty] | 41956 | Not Dimmable | Not Dimmable | NotYetVerified |  | 3 | 31000 | 88 | 350 | 10 | 0.995 | 4500 | 71
PAJM6BFN | Renesola Zhejiang Ltd | Renesola | RHB300S01 4500K 90D | Indoor Luminaires | High-Bay | High-Bay Luminaires for Commercial and Industrial Buildings | Standard | FALSE | [9 empty] | 41956 | Not Dimmable | Not Dimmable | NotYetVerified |  | 3 | 26052.2 | 88 | 300 | 10 | 0.993 | 4500 | 71
PSH2F4JY | Renesola Zhejiang Ltd | Renesola | RHB250S01 4500K 90D | Indoor Luminaires | High-Bay | High-Bay Luminaires for Commercial and Industrial Buildings | Standard | FALSE | [9 empty] | 41956 | Not Dimmable | Not Dimmable | NotYetVerified |  | 3 | 21450 | 93.09 | 250 | 10 | 0.998 | 4500 | 71
PZ1C86EG | Shanghai LongXing Lighting Technology Co.Ltd | Shanghai LongXing Lighting Technology Co.Ltd | USL-HB03-200W-347-5K | Indoor Luminaires | High-Bay | High-Bay Luminaires for Commercial and Industrial Buildings | Standard | TRUE | 16268 | 79.01 | 205.89 | 15.29 | 0.982 | 4929 | 78 | 5 | 36300 | 41955 |  |  | NotYetVerified |  | 3 | 17000 | 80 | 200 |  | 0.95 | 5000 | 80
PAN7KN2J | Shanghai LongXing Lighting Technology Co.Ltd | Shanghai LongXing Lighting Technology Co.Ltd | USL-HB03-150W-347-5K | Indoor Luminaires | High-Bay | High-Bay Luminaires for Commercial and Industrial Buildings | Standard | TRUE | 12948 | 86.36 | 149.9 | 15.4 | 0.9749 | 5386 | 75 | 5 | 50000 | 41955 |  |  | NotYetVerified |  | 3 | 13000 | 82 | 158 |  | 0.95 | 5000 | 80
PQDG33GJQ | BRIGHT AVENUE INTERNATIONAL LIMITED | BRIGHT AVENUE | DG-HB-200W-60 | Indoor Luminaires | High-Bay | High-Bay Luminaires for Commercial and Industrial Buildings | Standard | TRUE | 20922.5 | 96.1 | 217.79 | 15.82 | 0.9642 | 5230 | 76 | 5 | 50000 | 41955 |  |  | NotYetVerified |  | 3 | 20922 | 96.1 | 217 | 20 | 0.99 | 5000 | 75
P2JDNMWEW | BRIGHT AVENUE INTERNATIONAL LIMITED | BRIGHT AVENUE | DG-HB-150W-60 | Indoor Luminaires | High-Bay | High-Bay Luminaires for Commercial and Industrial Buildings | Standard | TRUE | 16360 | 99.8 | 164 | 15.32 | 0.9629 | 5169 | 75 | 5 | 50000 | 41955 |  |  | NotYetVerified |  | 3 | 16360 | 99.8 | 164 | 20 | 0.99 | 5000 | 75
P2TKZ6KJ | Shanghai LongXing Lighting Technology Co.Ltd | Shanghai LongXing Lighting Technology Co.Ltd | USL-HB03-150W-277-4.7K | Indoor Luminaires | High-Bay | High-Bay Luminaires for Commercial and Industrial Buildings | Standard | TRUE | 12302 | 81.19 | 151.52 | 10.13 | 0.952 | 4905 | 80 | 5 | 50000 | 41955 |  |  | NotYetVerified |  | 3 |  |  | 150 |  |  | 4700
PVJN14J9 | Shanghai LongXing Lighting Technology Co.Ltd | Shanghai LongXing Lighting Technology Co.Ltd | USL-HB03-200W-277-4.7K | Indoor Luminaires | High-Bay | High-Bay Luminaires for Commercial and Industrial Buildings | Standard | TRUE | 15795 | 79.51 | 198.66 | 17.83 | 0.946 | 5084 | 78 | 5 | 50000 | 41955 |  |  | NotYetVerified |  | 3 | 16000 | 80 | 200 |  | 0.95 | 4700 | 80
PFWG2WPN | Shanghai LongXing Lighting Technology Co.Ltd | Shanghai LongXing Lighting Technology Co.Ltd | USL-HB03-200W-277-5.5K | Indoor Luminaires | High-Bay | High-Bay Luminaires for Commercial and Industrial Buildings | Standard | FALSE | [9 empty] | 41955 |  |  | NotYetVerified |  | 3 | 16000 | 80 | 200 |  | 0.95 | 5500 | 80
PDT9QEP7 | Shanghai LongXing Lighting Technology Co.Ltd | Shanghai LongXing Lighting Technology Co.Ltd | USL-HB03-200W-277-5K | Indoor Luminaires | High-Bay | High-Bay Luminaires for Commercial and Industrial Buildings | Standard | FALSE | [9 empty] | 41955 |  |  | NotYetVerified |  | 3 | 16000 | 80 | 200 |  | 0.95 | 5000 | 80
PHEDC94N | Save Energy Lighting Ltd. | GigaLED | SE-GL-360-841-U-C-x-y | Indoor Luminaires | High-Bay | High-Bay Luminaires for Commercial and Industrial Buildings | Standard | TRUE | 39215 | 108.3 | 362.2 | 7.81 | 0.965 | 4065 | 83.27 | 6 | 194000 | 41954 |  |  | NotYetVerified |  | 3 | 39215 | 108.3 | 362.2 | 7.81 | 0.965 | 4065 | 83.27
PFKJRT4K | AZZ Lighting Systems | Rig-A-Lite | SXPJ11L2UG[PP1CC1]X (5000K) | Indoor Luminaires | High-Bay | Low-Bay Luminaires for Commercial and Industrial Buildings | Standard | TRUE | 8828.76 | 94 | 93.56 | 12 | 0.95 | 4863 | 73 | 5 | 35000 | 41954 |  |  | NotYetVerified |  | 3 | 6312.68 | 96.92 | 65.13 | 15 | 0.92 | 4800 | 71.9
P2143UWW | Save Energy Lighting Ltd. | GigaLED | SE-GL-120-841-U-C-x-y | Indoor Luminaires | High-Bay | High-Bay Luminaires for Commercial and Industrial Buildings | Standard | TRUE | 14556 | 121.9 | 119.4 | 17.97 | 0.918 | 4051 | 83.32 | 6 | 194000 | 41954 |  |  | NotYetVerified |  | 3 | 14556 | 121.9 | 119.4 | 17.97 | 0.918 | 4051 | 83.32
PUSZPU4N | Dauer Manufacturing | Dauer Manufacturing | LED-LB-60P-4000K | Indoor Luminaires | High-Bay | Low-Bay Luminaires for Commercial and Industrial Buildings | Standard | TRUE | 5189.58 | 88.79 | 58.45 | 15.3 | 0.913 | 3962 | 84.7 | 5 | 50000 | 41954 |  |  | NotYetVerified |  | 3 | 5100 | 89 | 60 |  |  | 4000 | 85
PZV3U1ZC | AZZ Lighting Systems | Rig-A-Lite | SXPJ06L2UG[PP1CC1]X (5000K) | Indoor Luminaires | High-Bay | Low-Bay Luminaires for Commercial and Industrial Buildings | Standard | TRUE | 5137.86 | 104 | 49.26 | 18 | 0.89 | 4896 | 73 | 5 | 35000 | 41954 |  |  | NotYetVerified |  | 3 | 5137.86 | 104.29 | 49.26 | 18 | 0.89 | 4896 | 72.9
PCW4MZST | Save Energy Lighting Ltd. | GigaLED | SE-GL-360-841-3-C-x-y | Indoor Luminaires | High-Bay | High-Bay Luminaires for Commercial and Industrial Buildings | Standard | FALSE | [9 empty] | 41954 |  |  | NotYetVerified |  | 3 | 39851 | 109.7 | 363.26 | 5.63 | 0.9301 | 4075 | 83.3
P7B266QP | Save Energy Lighting Ltd. | GigaLED | SE-GL-240-841-3-C-x-y | Indoor Luminaires | High-Bay | High-Bay Luminaires for Commercial and Industrial Buildings | Standard | FALSE | [9 empty] | 41954 |  |  | NotYetVerified |  | 3 | 28511 | 118 | 241.61 | 13.05 | 0.8851 | 4066 | 83.32
PRB1RW5U | Save Energy Lighting Ltd. | GigaLED | SE-GL-160-841-3-C-x-y | Indoor Luminaires | High-Bay | High-Bay Luminaires for Commercial and Industrial Buildings | Standard | FALSE | [9 empty] | 41954 |  |  | NotYetVerified |  | 3 | 19719 | 122.8 | 160.57 | 5.96 | 0.9227 | 4062 | 83.33
P61CCQ1H | Save Energy Lighting Ltd. | GigaLED | SE-GL-120-841-3-C-x-y | Indoor Luminaires | High-Bay | High-Bay Luminaires for Commercial and Industrial Buildings | Standard | FALSE | [9 empty] | 41954 |  |  | NotYetVerified |  | 3 | 14792 | 123.5 | 119.75 | 12.96 | 0.8848 | 4061 | 83.35
P2FJB5EB | Save Energy Lighting Ltd. | GigaLED | SE-GL-240-841-U-C-x-y | Indoor Luminaires | High-Bay | High-Bay Luminaires for Commercial and Industrial Buildings | Standard | FALSE | [9 empty] | 41954 |  |  | NotYetVerified |  | 3 | 28056 | 116.5 | 240.9 | 18.1 | 0.9183 | 4056 | 83.29
PAAK4VN6 | Save Energy Lighting Ltd. | GigaLED | SE-GL-160-841-U-C-x-y | Indoor Luminaires | High-Bay | High-Bay Luminaires for Commercial and Industrial Buildings | Standard | FALSE | [9 empty] | 41954 |  |  | NotYetVerified |  | 3 | 19404 | 121.2 | 160.1 | 8.27 | 0.9573 | 4052 | 83.3
PE41BZVK | Dauer Manufacturing | Dauer Manufacturing | LED-LB-60P-5000K | Indoor Luminaires | High-Bay | Low-Bay Luminaires for Commercial and Industrial Buildings | Standard | FALSE | [9 empty] | 41954 |  |  | NotYetVerified |  | 3 | 5326.48 | 93.53 | 57 |  |  | 5000 | 85
P6YNQTPQ | AZZ Lighting Systems | Rig-A-Lite | SXPJ09L2UG[PP1CC1]X (5000K) | Indoor Luminaires | High-Bay | Low-Bay Luminaires for Commercial and Industrial Buildings | Standard | FALSE | [9 empty] | 41954 | Not Dimmable | Not Dimmable | NotYetVerified |  | 3 | 8828.76 | 94.36 | 93.56 | 12 | 0.95 | 4863 | 72.9
P7RFN745 | OK LED Lighting Limited | HiCloud | HC-A20 | Indoor Luminaires | High-Bay | High-Bay Luminaires for Commercial and Industrial Buildings | Standard | TRUE | 22496.52 | 111.12 | 202.46 | 11.28 | 0.948 | 5202 | 73.2 | 5 | 50000 | 41953 |  |  | NotYetVerified |  | 3 | 23000 | 115 | 200 | 15 | 0.93 | 5000 | 70
PJMDMEFX | OK LED Lighting Limited | HiCloud | HC-A15 | Indoor Luminaires | High-Bay | High-Bay Luminaires for Commercial and Industrial Buildings | Standard | TRUE | 17305.76 | 117.52 | 147.26 | 11.28 | 0.948 | 5204 | 73.4 | 5 | 50000 | 41953 |  |  | NotYetVerified |  | 3 | 17200 | 115 | 150 | 15 | 0.93 | 5000 | 70
P5P6GCCX | OK LED Lighting Limited | HiCloud | HC-A12 | Indoor Luminaires | High-Bay | High-Bay Luminaires for Commercial and Industrial Buildings | Standard | TRUE | 13548.28 | 110.91 | 122.16 | 13.61 | 0.9252 | 5242 | 73.3 | 5 | 50000 | 41953 |  |  | NotYetVerified |  | 3 | 13800 | 115 | 120 | 15 | 0.93 | 5000 | 70
P51UCFE6 | OK LED Lighting Limited | HiCloud | HC-A10 | Indoor Luminaires | High-Bay | High-Bay Luminaires for Commercial and Industrial Buildings | Standard | TRUE | 11205.28 | 113.62 | 98.62 | 16.21 | 0.917 | 5170 | 73.1 | 5 | 50000 | 41953 |  |  | NotYetVerified |  | 3 | 11500 | 115 | 100 | 15 | 0.93 | 5000 | 70
PQ27Z9AD | RAB Lighting | RAB Lighting Inc | BAYLED78W/BL - 120V | Indoor Luminaires | High-Bay | Low-Bay Luminaires for Commercial and Industrial Buildings | Standard | FALSE | [9 empty] | 41953 |  |  | NotYetVerified |  | 3 | 7463 | 84 | 78 |  |  | 5000 | 82
PTXAUVRX | RAB Lighting | RAB Lighting Inc | BAYLED78NW/BL - 120V | Indoor Luminaires | High-Bay | Low-Bay Luminaires for Commercial and Industrial Buildings | Standard | FALSE | [9 empty] | 41953 |  |  | NotYetVerified |  | 3 | 7704 | 87 | 78 |  |  | 4000 | 82
PC44FVZR | RAB Lighting | RAB Lighting Inc | BAYLED78YW/BL - 120V | Indoor Luminaires | High-Bay | Low-Bay Luminaires for Commercial and Industrial Buildings | Standard | FALSE | [9 empty] | 41953 |  |  | NotYetVerified |  | 3 | 7230 | 82 | 78 |  |  | 3000 | 81
P91P88G41 | Eaton (formerly Cooper Lighting) | Metalux Industrial | HBLED-LD4-12-W-CL/WG-UNV-L840-ED1-U | Indoor Luminaires | High-Bay | High-Bay Luminaires for Commercial and Industrial Buildings | Standard | TRUE | 9669 | 93.2 | 103.8 | 4.86 | 0.999 |  |  | 5 |  | 41950 |  |  | NotYetVerified |  | 3
PBR8H95S | Eaton (formerly Cooper Lighting) | Metalux Industrial | HBLED-LD4-30-W-blank-[Voltages include 120V thru 277V 347V or 480V]-[Emergency Options include blank EL7W or EL14]-L850-ED3-[Options include blank MP or MS]-[All Packaging] | Indoor Luminaires | High-Bay | High-Bay Luminaires for Commercial and Industrial Buildings | Standard | FALSE | [9 empty] | 41950 |  |  | NotYetVerified |  | 3 | 28143.61 | 123.55 | 227.8 | 5.58 | 0.998 | 5000 | 82
PTUJVSF4 | Eaton (formerly Cooper Lighting) | Metalux Industrial | HBLED-LD4-30-N-blank-[Voltages include 120V thru 277V 347V or 480V]-[Emergency Options include blank EL7W or EL14]-L850-ED3-[Options include blank MP or MS]-[All Packaging] | Indoor Luminaires | High-Bay | High-Bay Aisle Luminaires | Standard | FALSE | [9 empty] | 41950 |  |  | NotYetVerified |  | 3 | 27186.73 | 119.34 | 227.8 | 5.58 | 0.998 | 5000 | 82
P6HTFCA7 | Eaton (formerly Cooper Lighting) | Metalux Industrial | HBLED-LD4-30-N-blank-[Voltages include 120V thru 277V 347V or 480V]-[Emergency Options include blank EL7W or EL14]-L850-ED3-[Options include blank MP or MS]-[All Packaging] | Indoor Luminaires | High-Bay | High-Bay Luminaires for Commercial and Industrial Buildings | Standard | FALSE | [9 empty] | 41950 |  |  | NotYetVerified |  | 3 | 27186.73 | 119.34 | 227.8 | 5.58 | 0.998 | 5000 | 82
PQ2F5PUX | Eaton (formerly Cooper Lighting) | Metalux Industrial | HBLED-LD4-30-W-WG-[Voltages include 120V thru 277V 347V or 480V]-[Emergency Options include blank EL7W or EL14W]-L850-ED3-[Options include blank MP or MS]-[All Packaging] | Indoor Luminaires | High-Bay | High-Bay Luminaires for Commercial and Industrial Buildings | Standard | FALSE | [9 empty] | 41950 |  |  | NotYetVerified | Updated 8/9/16 | 3 | 27158.58 | 119.22 | 227.8 | 5.58 | 0.998 | 5000 | 82
PRWAWY6S | Eaton (formerly Cooper Lighting) | Metalux Industrial | HBLED-LD4-30-N-WG-[Voltages include 120V thru 277V 347V or 480V]-[Emergency Options include blank EL7W or EL14W]-L850-ED3-[Options include blank MP or MS]-[All Packaging] | Indoor Luminaires | High-Bay | High-Bay Luminaires for Commercial and Industrial Buildings | Standard | FALSE | [9 empty] | 41950 |  |  | NotYetVerified | Updated 8/9/16 | 3 | 26235.19 | 115.17 | 227.8 | 5.58 | 0.998 | 5000 | 82
PB6JPZ1A | Eaton (formerly Cooper Lighting) | Metalux Industrial | HBLED-LD4-30-N-WG-[Voltages include 120V thru 277V 347V or 480V]-[Emergency Options include blank EL7W or EL14W]-L850-ED3-[Options include blank MP or MS]-[All Packaging] | Indoor Luminaires | High-Bay | High-Bay Aisle Luminaires | Standard | FALSE | [9 empty] | 41950 |  |  | NotYetVerified | Updated 8/9/16 | 3 | 26235.19 | 115.17 | 227.8 | 5.58 | 0.998 | 5000 | 82
PXJX6TEP | Eaton (formerly Cooper Lighting) | Metalux Industrial | HBLED-LD4-30-W-CLI-[Voltages include 120V thru 277V 347V or 480V]-[Emergency Options include blank EL7W or EL14]-L850-ED3-[Options include blank MP or MS]-[All Packaging] | Indoor Luminaires | High-Bay | High-Bay Luminaires for Commercial and Industrial Buildings | Standard | FALSE | [9 empty] | 41950 |  |  | NotYetVerified |  | 3 | 26145.41 | 114.77 | 227.8 | 5.58 | 0.998 | 5000 | 82
PFUX8MBR | Eaton (formerly Cooper Lighting) | Metalux Industrial | HBLED-LD4-30-N-CLI-[Voltages include 120V thru 277V 347V or 480V]-[Emergency Options include blank EL7W or EL14]-L850-ED3-[Options include blank MP or MS]-[All Packaging] | Indoor Luminaires | High-Bay | High-Bay Luminaires for Commercial and Industrial Buildings | Standard | FALSE | [9 empty] | 41950 |  |  | NotYetVerified |  | 3 | 25256.47 | 110.87 | 227.8 | 5.58 | 0.998 | 5000 | 82
PDTJ9Q26 | Eaton (formerly Cooper Lighting) | Metalux Industrial | HBLED-LD4-30-N-CLI-[Voltages include 120V thru 277V 347V or 480V]-[Emergency Options include blank EL7W or EL14]-L850-ED3-[Options include blank MP or MS]-[All Packaging] | Indoor Luminaires | High-Bay | High-Bay Aisle Luminaires | Standard | FALSE | [9 empty] | 41950 |  |  | NotYetVerified |  | 3 | 25256.47 | 110.87 | 227.8 | 5.58 | 0.998 | 5000 | 82
PP779YMJ | Eaton (formerly Cooper Lighting) | Metalux Industrial | HBLED-LD4-30-W-AI-[Voltages include 120V thru 277V 347V or 480V]-[Emergency Options include blank EL7W or EL14]-L850-ED3-[Options include blank MP or MS]-[All Packaging] | Indoor Luminaires | High-Bay | High-Bay Luminaires for Commercial and Industrial Buildings | Standard | FALSE | [9 empty] | 41950 |  |  | NotYetVerified |  | 3 | 23893.92 | 104.89 | 227.8 | 5.58 | 0.998 | 5000 | 82
P5BN5DZV | Eaton (formerly Cooper Lighting) | Metalux Industrial | HBLED-LD4-18-W-blank-[Voltages include 120V thru 277V 347V or 480V]-[Emergency Options include blank EL7W or EL14]-L850-ED2-[Options include blank MP or MS]-[All Packaging] | Indoor Luminaires | High-Bay | High-Bay Luminaires for Commercial and Industrial Buildings | Standard | FALSE | [9 empty] | 41950 |  |  | NotYetVerified |  | 3 | 19325.28 | 127.22 | 151.9 | 5.58 | 0.998 | 5000 | 82
PNQ49B87 | Eaton (formerly Cooper Lighting) | Metalux Industrial | HBLED-LD4-18-N-blank-[Voltages include 120V thru 277V 347V or 480V]-[Emergency Options include blank EL7W or EL14]-L850-ED2-[Options include blank MP or MS]-[All Packaging] | Indoor Luminaires | High-Bay | High-Bay Luminaires for Commercial and Industrial Buildings | Standard | FALSE | [9 empty] | 41950 |  |  | NotYetVerified |  | 3 | 18668.22 | 122.9 | 151.9 | 5.58 | 0.998 | 5000 | 82
P9NWJ491 | Eaton (formerly Cooper Lighting) | Metalux Industrial | HBLED-LD4-18-N-blank-[Voltages include 120V thru 277V 347V or 480V]-[Emergency Options include blank EL7W or EL14]-L850-ED2-[Options include blank MP or MS]-[All Packaging] | Indoor Luminaires | High-Bay | High-Bay Aisle Luminaires | Standard | FALSE | [9 empty] | 41950 |  |  | NotYetVerified |  | 3 | 18668.22 | 122.9 | 151.9 | 5.58 | 0.998 | 5000 | 82
PMYJYTAE | Eaton (formerly Cooper Lighting) | Metalux Industrial | HBLED-LD4-18-W-WG-[Voltages include 120V thru 277V 347V or 480V]-[Emergency Options include blank EL7W or EL14W]-L850-ED2-[Options include blank MP or MS]-[All Packaging] | Indoor Luminaires | High-Bay | High-Bay Luminaires for Commercial and Industrial Buildings | Standard | FALSE | [9 empty] | 41950 |  |  | NotYetVerified | Updated 8/9/16 | 3 | 18648.89 | 122.77 | 151.9 | 5.58 | 0.998 | 5000 | 82
PKKT4MRT | Eaton (formerly Cooper Lighting) | Metalux Industrial | HBLED-LD4-18-N-WG-[Voltages include 120V thru 277V 347V or 480V]-[Emergency Options include blank EL7W or EL14W]-L850-ED2-[Options include blank MP or MS]-[All Packaging] | Indoor Luminaires | High-Bay | High-Bay Aisle Luminaires | Standard | FALSE | [9 empty] | 41950 |  |  | NotYetVerified | Updated 8/9/16 | 3 | 18014.83 | 118.6 | 151.9 | 5.58 | 0.998 | 5000 | 82
PFEK8MMR | Eaton (formerly Cooper Lighting) | Metalux Industrial | HBLED-LD4-18-N-WG-[Voltages include 120V thru 277V 347V or 480V]-[Emergency Options include blank EL7W or EL14W]-L850-ED2-[Options include blank MP or MS]-[All Packaging] | Indoor Luminaires | High-Bay | High-Bay Luminaires for Commercial and Industrial Buildings | Standard | FALSE | [9 empty] | 41950 |  |  | NotYetVerified | Updated 8/9/16 | 3 | 18014.83 | 118.6 | 151.9 | 5.58 | 0.998 | 5000 | 82
PBYBUYXG | Eaton (formerly Cooper Lighting) | Metalux Industrial | HBLED-LD4-18-W-CLI-[Voltages include 120V thru 277V 347V or 480V]-[Emergency Options include blank EL7W or EL14]-L850-ED2-[Options include blank MP or MS]-[All Packaging] | Indoor Luminaires | High-Bay | High-Bay Luminaires for Commercial and Industrial Buildings | Standard | FALSE | [9 empty] | 41950 |  |  | NotYetVerified |  | 3 | 17953.18 | 118.19 | 151.9 | 5.58 | 0.998 | 5000 | 82
P1X71KBZ | Eaton (formerly Cooper Lighting) | Metalux Industrial | HBLED-LD4-18-W-CL-[Voltages include 120V thru 277V 347V or 480V]-[Emergency Options include blank EL7W or EL14]-L850-ED2-[Options include blank MP or MS]-[All Packaging] | Indoor Luminaires | High-Bay | High-Bay Luminaires for Commercial and Industrial Buildings | Standard | FALSE | [9 empty] | 41950 |  |  | NotYetVerified |  | 3 | 17933.86 | 118.06 | 151.9 | 5.58 | 0.998 | 5000 | 82
PJFV72EG | Eaton (formerly Cooper Lighting) | Metalux Industrial | HBLED-LD4-18-N-CLI-[Voltages include 120V thru 277V 347V or 480V]-[Emergency Options include blank EL7W or EL14]-L850-ED2-[Options include blank MP or MS]-[All Packaging] | Indoor Luminaires | High-Bay | High-Bay Aisle Luminaires | Standard | FALSE | [9 empty] | 41950 |  |  | NotYetVerified |  | 3 | 17342.78 | 114.17 | 151.9 | 5.58 | 0.998 | 5000 | 82
P76J7EXW | Eaton (formerly Cooper Lighting) | Metalux Industrial | HBLED-LD4-18-N-CLI-[Voltages include 120V thru 277V 347V or 480V]-[Emergency Options include blank EL7W or EL14]-L850-ED2-[Options include blank MP or MS]-[All Packaging] | Indoor Luminaires | High-Bay | High-Bay Luminaires for Commercial and Industrial Buildings | Standard | FALSE | [9 empty] | 41950 |  |  | NotYetVerified |  | 3 | 17342.78 | 114.17 | 151.9 | 5.58 | 0.998 | 5000 | 82
PKB4YJ1B | Eaton (formerly Cooper Lighting) | Metalux Industrial | HBLED-LD4-18-N-CL-[Voltages include 120V thru 277V 347V or 480V]-[Emergency Options include blank EL7W or EL14]-L850-ED2-[Options include blank MP or MS]-[All Packaging] | Indoor Luminaires | High-Bay | High-Bay Luminaires for Commercial and Industrial Buildings | Standard | FALSE | [9 empty] | 41950 |  |  | NotYetVerified |  | 3 | 17324.11 | 114.05 | 151.9 | 5.58 | 0.998 | 5000 | 82
PJ22EZMJ | Eaton (formerly Cooper Lighting) | Metalux Industrial | HBLED-LD4-18-N-CL-[Voltages include 120V thru 277V 347V or 480V]-[Emergency Options include blank EL7W or EL14]-L850-ED2-[Options include blank MP or MS]-[All Packaging] | Indoor Luminaires | High-Bay | High-Bay Aisle Luminaires | Standard | FALSE | [9 empty] | 41950 |  |  | NotYetVerified |  | 3 | 17324.11 | 114.05 | 151.9 | 5.58 | 0.998 | 5000 | 82
PE1ASN7B | Eaton (formerly Cooper Lighting) | Metalux Industrial | HBLED-LD4-18-W-AI-[Voltages include 120V thru 277V 347V or 480V]-[Emergency Options include blank EL7W or EL14]-L850-ED2-[Options include blank MP or MS]-[All Packaging] | Indoor Luminaires | High-Bay | High-Bay Luminaires for Commercial and Industrial Buildings | Standard | FALSE | [9 empty] | 41950 |  |  | NotYetVerified |  | 3 | 16407.16 | 108.01 | 151.9 | 5.58 | 0.998 | 5000 | 82
P817F6MZ | Eaton (formerly Cooper Lighting) | Metalux Industrial | HBLED-LD4-18-W-A-[Voltages include 120V thru 277V 347V or 480V]-[Emergency Options include blank EL7W or EL14]-L850-ED2-[Options include blank MP or MS]-[All Packaging] | Indoor Luminaires | High-Bay | High-Bay Luminaires for Commercial and Industrial Buildings | Standard | FALSE | [9 empty] | 41950 |  |  | NotYetVerified |  | 3 | 16349.19 | 107.63 | 151.9 | 5.58 | 0.998 | 5000 | 82
PNTZ8PHC | Eaton (formerly Cooper Lighting) | Metalux Industrial | HBLED-LD4-36-W-blank-[Voltages include 120V thru 277V 347V or 480V]-[Emergency Options include blank EL7W or EL14]-L850-ED3-[Options include blank MP or MS]-[All Packaging] | Indoor Luminaires | High-Bay | High-Bay Luminaires for Commercial and Industrial Buildings | Standard | FALSE | [9 empty] | 41950 |  |  | NotYetVerified |  | 3 | 36059 | 117.53 | 306.8 | 5.52 | 0.99835 | 5000 | 82
P83V8VVA | Eaton (formerly Cooper Lighting) | Metalux Industrial | HBLED-LD4-36-N-blank-[Voltages include 120V thru 277V 347V or 480V]-[Emergency Options include blank EL7W or EL14]-L850-ED3-[Options include blank MP or MS]-[All Packaging] | Indoor Luminaires | High-Bay | High-Bay Aisle Luminaires | Standard | FALSE | [9 empty] | 41950 |  |  | NotYetVerified |  | 3 | 34832.99 | 113.54 | 306.8 | 5.52 | 0.99835 | 5000 | 82
P6BMKDUZ | Eaton (formerly Cooper Lighting) | Metalux Industrial | HBLED-LD4-36-N-blank-[Voltages include 120V thru 277V 347V or 480V]-[Emergency Options include blank EL7W or EL14]-L850-ED3-[Options include blank MP or MS]-[All Packaging] | Indoor Luminaires | High-Bay | High-Bay Luminaires for Commercial and Industrial Buildings | Standard | FALSE | [9 empty] | 41950 |  |  | NotYetVerified |  | 3 | 34832.99 | 113.54 | 306.8 | 5.52 | 0.99835 | 5000 | 82
PSNH441Q | Eaton (formerly Cooper Lighting) | Metalux Industrial | HBLED-LD4-36-W-WG-[Voltages include 120V thru 277V 347V or 480V]-[Emergency Options include blank EL7W or EL14W]-L850-ED3-[Options include blank MP or MS]-[All Packaging] | Indoor Luminaires | High-Bay | High-Bay Luminaires for Commercial and Industrial Buildings | Standard | FALSE | [9 empty] | 41950 |  |  | NotYetVerified | Updated 8/9/16 | 3 | 34796.94 | 113.42 | 306.8 | 5.52 | 0.998 | 5000 | 82
PVAMHQZN | Eaton (formerly Cooper Lighting) | Metalux Industrial | HBLED-LD4-36-N-WG-[Voltages include 120V thru 277V 347V or 480V]-[Emergency Options include blank EL7W or EL14W]-L850-ED3-[Options include blank MP or MS]-[All Packaging] | Indoor Luminaires | High-Bay | High-Bay Aisle Luminaires | Standard | FALSE | [9 empty] | 41950 |  |  | NotYetVerified | Updated 8/9/16 | 3 | 33613.84 | 109.56 | 306.8 | 5.52 | 0.998 | 5000 | 82
PUY71SSZ | Eaton (formerly Cooper Lighting) | Metalux Industrial | HBLED-LD4-36-N-WG-[Voltages include 120V thru 277V 347V or 480V]-[Emergency Options include blank EL7W or EL14W]-L850-ED3-[Options include blank MP or MS]-[All Packaging] | Indoor Luminaires | High-Bay | High-Bay Luminaires for Commercial and Industrial Buildings | Standard | FALSE | [9 empty] | 41950 |  |  | NotYetVerified | Updated 8/9/16 | 3 | 33613.84 | 109.56 | 306.8 | 5.52 | 0.998 | 5000 | 82
PW3NA8MP | Eaton (formerly Cooper Lighting) | Metalux Industrial | HBLED-LD4-36-W-CLI-[Voltages include 120V thru 277V 347V or 480V]-[Emergency Options include blank EL7W or EL14]-L850-ED3-[Options include blank MP or MS]-[All Packaging] | Indoor Luminaires | High-Bay | High-Bay Luminaires for Commercial and Industrial Buildings | Standard | FALSE | [9 empty] | 41950 |  |  | NotYetVerified |  | 3 | 33498.81 | 109.19 | 306.8 | 5.52 | 0.99835 | 5000 | 82
PTKRVDZK | Eaton (formerly Cooper Lighting) | Metalux Industrial | HBLED-LD4-36-N-CLI-[Voltages include 120V thru 277V 347V or 480V]-[Emergency Options include blank EL7W or EL14]-L850-ED3-[Options include blank MP or MS]-[All Packaging] | Indoor Luminaires | High-Bay | High-Bay Luminaires for Commercial and Industrial Buildings | Standard | FALSE | [9 empty] | 41950 |  |  | NotYetVerified |  | 3 | 32359.85 | 105.48 | 306.8 | 5.52 | 0.99835 | 5000 | 82
PEF8CMEE | Eaton (formerly Cooper Lighting) | Metalux Industrial | HBLED-LD4-36-N-CLI-[Voltages include 120V thru 277V 347V or 480V]-[Emergency Options include blank EL7W or EL14]-L850-ED3-[Options include blank MP or MS]-[All Packaging] | Indoor Luminaires | High-Bay | High-Bay Aisle Luminaires | Standard | FALSE | [9 empty] | 41950 |  |  | NotYetVerified |  | 3 | 32359.85 | 105.48 | 306.8 | 5.52 | 0.99835 | 5000 | 82
PZG1B33N | Eaton (formerly Cooper Lighting) | Metalux Industrial | HBLED-LD4-36-W-AI-[Voltages include 120V thru 277V 347V or 480V]-[Emergency Options include blank EL7W or EL14]-L850-ED3-[Options include blank MP or MS]-[All Packaging] | Indoor Luminaires | High-Bay | High-Bay Luminaires for Commercial and Industrial Buildings | Standard | FALSE | [9 empty] | 41950 |  |  | NotYetVerified |  | 3 | 30614.09 | 99.79 | 306.8 | 5.52 | 0.99835 | 5000 | 82
PQ4XYQKB | Eaton (formerly Cooper Lighting) | Metalux Industrial | HBLED-LD4-24-W-blank-[Voltages include 120V thru 277V 347V or 480V]-[Emergency Options include blank EL7W or EL14]-L850-ED2-[Options include blank MP or MS]-[All Packaging] | Indoor Luminaires | High-Bay | High-Bay Luminaires for Commercial and Industrial Buildings | Standard | FALSE | [9 empty] | 41950 |  |  | NotYetVerified |  | 3 | 24226.5 | 119.87 | 202.1 | 5.52 | 0.99835 | 5000 | 82
PWYTNPJK | Eaton (formerly Cooper Lighting) | Metalux Industrial | HBLED-LD4-24-N-blank-[Voltages include 120V thru 277V 347V or 480V]-[Emergency Options include blank EL7W or EL14]-L850-ED2-[Options include blank MP or MS]-[All Packaging] | Indoor Luminaires | High-Bay | High-Bay Aisle Luminaires | Standard | FALSE | [9 empty] | 41950 |  |  | NotYetVerified |  | 3 | 23402.8 | 115.8 | 202.1 | 5.52 | 0.99835 | 5000 | 82
P3XVAPCY | Eaton (formerly Cooper Lighting) | Metalux Industrial | HBLED-LD4-24-N-blank-[Voltages include 120V thru 277V 347V or 480V]-[Emergency Options include blank EL7W or EL14]-L850-ED2-[Options include blank MP or MS]-[All Packaging] | Indoor Luminaires | High-Bay | High-Bay Luminaires for Commercial and Industrial Buildings | Standard | FALSE | [9 empty] | 41950 |  |  | NotYetVerified |  | 3 | 23402.8 | 115.8 | 202.1 | 5.52 | 0.99835 | 5000 | 82
P4BKEUQJ | Eaton (formerly Cooper Lighting) | Metalux Industrial | HBLED-LD4-24-W-WG-[Voltages include 120V thru 277V 347V or 480V]-[Emergency Options include blank EL7W or EL14W]-L850-ED2-[Options include blank MP or MS]-[All Packaging] | Indoor Luminaires | High-Bay | High-Bay Luminaires for Commercial and Industrial Buildings | Standard | FALSE | [9 empty] | 41950 |  |  | NotYetVerified | Updated 8/9/16 | 3 | 23378.57 | 115.68 | 202.1 | 5.52 | 0.998 | 5000 | 82
PYDZ3KHX | Eaton (formerly Cooper Lighting) | Metalux Industrial | HBLED-LD4-24-N-WG-[Voltages include 120V thru 277V 347V or 480V]-[Emergency Options include blank EL7W or EL14W]-L850-ED2-[Options include blank MP or MS]-[All Packaging] | Indoor Luminaires | High-Bay | High-Bay Aisle Luminaires | Standard | FALSE | [9 empty] | 41950 |  |  | NotYetVerified | Updated 8/9/16 | 3 | 22583.7 | 111.75 | 202.1 | 5.52 | 0.998 | 5000 | 82
PHYXYJYY | Eaton (formerly Cooper Lighting) | Metalux Industrial | HBLED-LD4-24-N-WG-[Voltages include 120V thru 277V 347V or 480V]-[Emergency Options include blank EL7W or EL14W]-L850-ED2-[Options include blank MP or MS]-[All Packaging] | Indoor Luminaires | High-Bay | High-Bay Luminaires for Commercial and Industrial Buildings | Standard | FALSE | [9 empty] | 41950 |  |  | NotYetVerified | Updated 8/9/16 | 3 | 22583.7 | 111.75 | 202.1 | 5.52 | 0.998 | 5000 | 82
PW53RYBA | Eaton (formerly Cooper Lighting) | Metalux Industrial | HBLED-LD4-24-W-CLI-[Voltages include 120V thru 277V 347V or 480V]-[Emergency Options include blank EL7W or EL14]-L850-ED2-[Options include blank MP or MS]-[All Packaging] | Indoor Luminaires | High-Bay | High-Bay Luminaires for Commercial and Industrial Buildings | Standard | FALSE | [9 empty] | 41950 |  |  | NotYetVerified |  | 3 | 22506.42 | 111.36 | 202.1 | 5.52 | 0.99835 | 5000 | 82
PB3YFVKY | Eaton (formerly Cooper Lighting) | Metalux Industrial | HBLED-LD4-24-W-CL-[Voltages include 120V thru 277V 347V or 480V]-[Emergency Options include blank EL7W or EL14]-L850-ED2-[Options include blank MP or MS]-[All Packaging] | Indoor Luminaires | High-Bay | High-Bay Luminaires for Commercial and Industrial Buildings | Standard | FALSE | [9 empty] | 41950 |  |  | NotYetVerified |  | 3 | 22482.19 | 111.24 | 202.1 | 5.52 | 0.99835 | 5000 | 82
PT23FUR2 | Eaton (formerly Cooper Lighting) | Metalux Industrial | HBLED-LD4-24-N-CLI-[Voltages include 120V thru 277V 347V or 480V]-[Emergency Options include blank EL7W or EL14]-L850-ED2-[Options include blank MP or MS]-[All Packaging] | Indoor Luminaires | High-Bay | High-Bay Aisle Luminaires | Standard | FALSE | [9 empty] | 41950 |  |  | NotYetVerified |  | 3 | 21741.2 | 107.58 | 202.1 | 5.52 | 0.99835 | 5000 | 82
PSV5HMDK | Eaton (formerly Cooper Lighting) | Metalux Industrial | HBLED-LD4-24-N-CLI-[Voltages include 120V thru 277V 347V or 480V]-[Emergency Options include blank EL7W or EL14]-L850-ED2-[Options include blank MP or MS]-[All Packaging] | Indoor Luminaires | High-Bay | High-Bay Luminaires for Commercial and Industrial Buildings | Standard | FALSE | [9 empty] | 41950 |  |  | NotYetVerified |  | 3 | 21741.2 | 107.58 | 202.1 | 5.52 | 0.99835 | 5000 | 82
PY6EJMNG | Eaton (formerly Cooper Lighting) | Metalux Industrial | HBLED-LD4-24-N-CL-[Voltages include 120V thru 277V 347V or 480V]-[Emergency Options include blank EL7W or EL14]-L850-ED2-[Options include blank MP or MS]-[All Packaging] | Indoor Luminaires | High-Bay | High-Bay Aisle Luminaires | Standard | FALSE | [9 empty] | 41950 |  |  | NotYetVerified |  | 3 | 21717.8 | 107.46 | 202.1 | 5.52 | 0.99835 | 5000 | 82
PKS56WDR | Eaton (formerly Cooper Lighting) | Metalux Industrial | HBLED-LD4-24-N-CL-[Voltages include 120V thru 277V 347V or 480V]-[Emergency Options include blank EL7W or EL14]-L850-ED2-[Options include blank MP or MS]-[All Packaging] | Indoor Luminaires | High-Bay | High-Bay Luminaires for Commercial and Industrial Buildings | Standard | FALSE | [9 empty] | 41950 |  |  | NotYetVerified |  | 3 | 21717.8 | 107.46 | 202.1 | 5.52 | 0.99835 | 5000 | 82
PRKCKM9U | Eaton (formerly Cooper Lighting) | Metalux Industrial | HBLED-LD4-24-W-AI-[Voltages include 120V thru 277V 347V or 480V]-[Emergency Options include blank EL7W or EL14]-L850-ED2-[Options include blank MP or MS]-[All Packaging] | Indoor Luminaires | High-Bay | High-Bay Luminaires for Commercial and Industrial Buildings | Standard | FALSE | [9 empty] | 41950 |  |  | NotYetVerified |  | 3 | 20568.3 | 101.77 | 202.1 | 5.52 | 0.99835 | 5000 | 82
PWXV7CRP | Eaton (formerly Cooper Lighting) | Metalux Industrial | HBLED-LD4-24-W-A-[Voltages include 120V thru 277V 347V or 480V]-[Emergency Options include blank EL7W or EL14]-L850-ED2-[Options include blank MP or MS]-[All Packaging] | Indoor Luminaires | High-Bay | High-Bay Luminaires for Commercial and Industrial Buildings | Standard | FALSE | [9 empty] | 41950 |  |  | NotYetVerified |  | 3 | 20495.62 | 101.41 | 202.1 | 5.52 | 0.99835 | 5000 | 82
PZ7UHWUP | Eaton (formerly Cooper Lighting) | Metalux Industrial | HBLED-LD4-12-W-blank-[Voltages include 120V thru 277V 347V or 480V]-[Emergency Options include blank EL7W or EL14]-L850-ED1-[Options include blank MP or MS]-[All Packaging] | Indoor Luminaires | High-Bay | High-Bay Luminaires for Commercial and Industrial Buildings | Standard | FALSE | [9 empty] | 41950 |  |  | NotYetVerified |  | 3 | 12394 | 124.19 | 99.8 | 5.52 | 0.99835 | 5000 | 82
PFVF556V | Eaton (formerly Cooper Lighting) | Metalux Industrial | HBLED-LD4-12-N-blank-[Voltages include 120V thru 277V 347V or 480V]-[Emergency Options include blank EL7W or EL14]-L850-ED1-[Options include blank MP or MS]-[All Packaging] | Indoor Luminaires | High-Bay | High-Bay Aisle Luminaires | Standard | FALSE | [9 empty] | 41950 |  |  | NotYetVerified |  | 3 | 11972.6 | 119.97 | 99.8 | 5.52 | 0.99835 | 5000 | 82
P7J8DMA2 | Eaton (formerly Cooper Lighting) | Metalux Industrial | HBLED-LD4-12-N-blank-[Voltages include 120V thru 277V 347V or 480V]-[Emergency Options include blank EL7W or EL14]-L850-ED1-[Options include blank MP or MS]-[All Packaging] | Indoor Luminaires | High-Bay | High-Bay Luminaires for Commercial and Industrial Buildings | Standard | FALSE | [9 empty] | 41950 |  |  | NotYetVerified |  | 3 | 11972.6 | 119.97 | 99.8 | 5.52 | 0.99835 | 5000 | 82
P35559A5 | Eaton (formerly Cooper Lighting) | Metalux Industrial | HBLED-LD4-12-W-WG-[Voltages include 120V thru 277V 347V or 480V]-[Emergency Options include blank EL7W or EL14W]-L850-ED1-[Options include blank MP or MS]-[All Packaging] | Indoor Luminaires | High-Bay | High-Bay Luminaires for Commercial and Industrial Buildings | Standard | FALSE | [9 empty] | 41950 |  |  | NotYetVerified | Updated 8/9/16 | 3 | 11960.21 | 119.84 | 99.8 | 5.52 | 0.998 | 5000 | 82
PHG7QNEW | Eaton (formerly Cooper Lighting) | Metalux Industrial | HBLED-LD4-12-N-WG-[Voltages include 120V thru 277V 347V or 480V]-[Emergency Options include blank EL7W or EL14W]-L850-ED1-[Options include blank MP or MS]-[All Packaging] | Indoor Luminaires | High-Bay | High-Bay Aisle Luminaires | Standard | FALSE | [9 empty] | 41950 |  |  | NotYetVerified | Updated 8/9/16 | 3 | 11553.56 | 115.77 | 99.8 | 5.52 | 0.998 | 5000 | 82
P1A23UKA | Eaton (formerly Cooper Lighting) | Metalux Industrial | HBLED-LD4-12-N-WG-[Voltages include 120V thru 277V 347V or 480V]-[Emergency Options include blank EL7W or EL14W]-L850-ED1-[Options include blank MP or MS]-[All Packaging] | Indoor Luminaires | High-Bay | High-Bay Luminaires for Commercial and Industrial Buildings | Standard | FALSE | [9 empty] | 41950 |  |  | NotYetVerified | Updated 8/9/16 | 3 | 11553.56 | 115.77 | 99.8 | 5.52 | 0.998 | 5000 | 82
PCFZCQ8R | Eaton (formerly Cooper Lighting) | Metalux Industrial | HBLED-LD4-12-W-CLI-[Voltages include 120V thru 277V 347V or 480V]-[Emergency Options include blank EL7W or EL14]-L850-ED1-[Options include blank MP or MS]-[All Packaging] | Indoor Luminaires | High-Bay | High-Bay Luminaires for Commercial and Industrial Buildings | Standard | FALSE | [9 empty] | 41950 |  |  | NotYetVerified |  | 3 | 11514.03 | 115.37 | 99.8 | 5.52 | 0.99835 | 5000 | 82
PBJZTG75 | Eaton (formerly Cooper Lighting) | Metalux Industrial | HBLED-LD4-12-W-CL-[Voltages include 120V thru 277V 347V or 480V]-[Emergency Options include blank EL7W or EL14]-L850-ED1-[Options include blank MP or MS]-[All Packaging] | Indoor Luminaires | High-Bay | High-Bay Luminaires for Commercial and Industrial Buildings | Standard | FALSE | [9 empty] | 41950 |  |  | NotYetVerified |  | 3 | 11501.63 | 115.25 | 99.8 | 5.52 | 0.99835 | 5000 | 82
PMXBYPW1 | Eaton (formerly Cooper Lighting) | Metalux Industrial | HBLED-LD4-12-N-CLI-[Voltages include 120V thru 277V 347V or 480V]-[Emergency Options include blank EL7W or EL14]-L850-ED1-[Options include blank MP or MS]-[All Packaging] | Indoor Luminaires | High-Bay | High-Bay Aisle Luminaires | Standard | FALSE | [9 empty] | 41950 |  |  | NotYetVerified |  | 3 | 11122.55 | 111.45 | 99.8 | 5.52 | 0.99835 | 5000 | 82
PFG6VHVV | Eaton (formerly Cooper Lighting) | Metalux Industrial | HBLED-LD4-12-N-CLI-[Voltages include 120V thru 277V 347V or 480V]-[Emergency Options include blank EL7W or EL14]-L850-ED1-[Options include blank MP or MS]-[All Packaging] | Indoor Luminaires | High-Bay | High-Bay Luminaires for Commercial and Industrial Buildings | Standard | FALSE | [9 empty] | 41950 |  |  | NotYetVerified |  | 3 | 11122.55 | 111.45 | 99.8 | 5.52 | 0.99835 | 5000 | 82
PSW8ADZG | Eaton (formerly Cooper Lighting) | Metalux Industrial | HBLED-LD4-12-N-CL-[Voltages include 120V thru 277V 347V or 480V]-[Emergency Options include blank EL7W or EL14]-L850-ED1-[Options include blank MP or MS]-[All Packaging] | Indoor Luminaires | High-Bay | High-Bay Aisle Luminaires | Standard | FALSE | [9 empty] | 41950 |  |  | NotYetVerified |  | 3 | 11110.58 | 111.33 | 99.8 | 5.52 | 0.99835 | 5000 | 82
PDZAWSH4 | Eaton (formerly Cooper Lighting) | Metalux Industrial | HBLED-LD4-12-N-CL-[Voltages include 120V thru 277V 347V or 480V]-[Emergency Options include blank EL7W or EL14]-L850-ED1-[Options include blank MP or MS]-[All Packaging] | Indoor Luminaires | High-Bay | High-Bay Luminaires for Commercial and Industrial Buildings | Standard | FALSE | [9 empty] | 41950 |  |  | NotYetVerified |  | 3 | 11110.58 | 111.33 | 99.8 | 5.52 | 0.99835 | 5000 | 82
PZCSWWYK | Eaton (formerly Cooper Lighting) | Metalux Industrial | HBLED-LD4-12-W-AI-[Voltages include 120V thru 277V 347V or 480V]-[Emergency Options include blank EL7W or EL14]-L850-ED1-[Options include blank MP or MS]-[All Packaging] | Indoor Luminaires | High-Bay | High-Bay Luminaires for Commercial and Industrial Buildings | Standard | FALSE | [9 empty] | 41950 |  |  | NotYetVerified |  | 3 | 10522.51 | 105.44 | 99.8 | 5.52 | 0.99835 | 5000 | 82
P323JX3E | Eaton (formerly Cooper Lighting) | Metalux Industrial | HBLED-LD4-12-W-A-[Voltages include 120V thru 277V 347V or 480V]-[Emergency Options include blank EL7W or EL14]-L850-ED1-[Options include blank MP or MS]-[All Packaging] | Indoor Luminaires | High-Bay | High-Bay Luminaires for Commercial and Industrial Buildings | Standard | FALSE | [9 empty] | 41950 |  |  | NotYetVerified |  | 3 | 10485.32 | 105.06 | 99.8 | 5.52 | 0.99835 | 5000 | 82
PMTMH9R2 | Eaton (formerly Cooper Lighting) | Metalux Industrial | HBLED-LD4-30-W-WG-[Voltages include 120V thru 277V 347V or 480V]-[Emergency Options include blank EL7W or EL14W]-L850-CD3-[Options include blank MP or MS]-[All Packaging] | Indoor Luminaires | High-Bay | High-Bay Luminaires for Commercial and Industrial Buildings | Standard | FALSE | [9 empty] | 41950 |  |  | NotYetVerified | Updated 8/9/16 | 3 | 27158.58 | 119.25 | 227.75 | 7.025 | 0.995 | 5000 | 82
PEJ16RBJ | Eaton (formerly Cooper Lighting) | Metalux Industrial | HBLED-LD4-30-N-WG-[Voltages include 120V thru 277V 347V or 480V]-[Emergency Options include blank EL7W or EL14W]-L850-CD3-[Options include blank MP or MS]-[All Packaging] | Indoor Luminaires | High-Bay | High-Bay Luminaires for Commercial and Industrial Buildings | Standard | FALSE | [9 empty] | 41950 |  |  | NotYetVerified | Updated 8/9/16 | 3 | 26235.19 | 115.2 | 227.75 | 7.025 | 0.995 | 5000 | 82
P7CDMTV1 | Eaton (formerly Cooper Lighting) | Metalux Industrial | HBLED-LD4-30-N-WG-[Voltages include 120V thru 277V 347V or 480V]-[Emergency Options include blank EL7W or EL14W]-L850-CD3-[Options include blank MP or MS]-[All Packaging] | Indoor Luminaires | High-Bay | High-Bay Aisle Luminaires | Standard | FALSE | [9 empty] | 41950 |  |  | NotYetVerified | Updated 8/9/16 | 3 | 26235.19 | 115.2 | 227.75 | 7.025 | 0.995 | 5000 | 82
P8JA8Q76 | Eaton (formerly Cooper Lighting) | Metalux Industrial | HBLED-LD4-18-W-WG-[Voltages include 120V thru 277V 347V or 480V]-[Emergency Options include blank EL7W or EL14W]-L850-[Driver Types include CD or 5LTD]2-[Options include blank MP or MS]-[All Packaging] | Indoor Luminaires | High-Bay | High-Bay Luminaires for Commercial and Industrial Buildings | Standard | FALSE | [9 empty] | 41950 |  |  | NotYetVerified | Updated 8/9/16 | 3 | 18648.89 | 123.91 | 150.5 | 7.025 | 0.995 | 5000 | 82
PTATCTZB | Eaton (formerly Cooper Lighting) | Metalux Industrial | HBLED-LD4-18-N-WG-[Voltages include 120V thru 277V 347V or 480V]-[Emergency Options include blank EL7W or EL14W]-L850-[Driver Types include CD or 5LTD]2-[Options include blank MP or MS]-[All Packaging] | Indoor Luminaires | High-Bay | High-Bay Aisle Luminaires | Standard | FALSE | [9 empty] | 41950 |  |  | NotYetVerified | Updated 8/9/16 | 3 | 18014.83 | 119.7 | 150.5 | 7.025 | 0.995 | 5000 | 82
P2CZP46Q | Eaton (formerly Cooper Lighting) | Metalux Industrial | HBLED-LD4-18-N-WG-[Voltages include 120V thru 277V 347V or 480V]-[Emergency Options include blank EL7W or EL14W]-L850-[Driver Types include CD or 5LTD]2-[Options include blank MP or MS]-[All Packaging] | Indoor Luminaires | High-Bay | High-Bay Luminaires for Commercial and Industrial Buildings | Standard | FALSE | [9 empty] | 41950 |  |  | NotYetVerified | Updated 8/9/16 | 3 | 18014.83 | 119.7 | 150.5 | 7.025 | 0.995 | 5000 | 82
P2B9Q2KN | Eaton (formerly Cooper Lighting) | Metalux Industrial | HBLED-LD4-30-W-blank-[Voltages include 120V thru 277V 347V or 480V]-[Emergency Options include blank EL7W or EL14]-L850-CD3-[Options include blank MP or MS]-[All Packaging] | Indoor Luminaires | High-Bay | High-Bay Luminaires for Commercial and Industrial Buildings | Standard | FALSE | [9 empty] | 41950 |  |  | NotYetVerified |  | 3 | 28143.61 | 123.57 | 227.75 | 7.0249 | 0.995 | 5000 | 82
PU7XJQTV | Eaton (formerly Cooper Lighting) | Metalux Industrial | HBLED-LD4-30-N-blank-[Voltages include 120V thru 277V 347V or 480V]-[Emergency Options include blank EL7W or EL14]-L850-CD3-[Options include blank MP or MS]-[All Packaging] | Indoor Luminaires | High-Bay | High-Bay Luminaires for Commercial and Industrial Buildings | Standard | FALSE | [9 empty] | 41950 |  |  | NotYetVerified |  | 3 | 27186.73 | 119.37 | 227.75 | 7.0249 | 0.995 | 5000 | 82
PKYGKZPE | Eaton (formerly Cooper Lighting) | Metalux Industrial | HBLED-LD4-30-N-blank-[Voltages include 120V thru 277V 347V or 480V]-[Emergency Options include blank EL7W or EL14]-L850-CD3-[Options include blank MP or MS]-[All Packaging] | Indoor Luminaires | High-Bay | High-Bay Aisle Luminaires | Standard | FALSE | [9 empty] | 41950 |  |  | NotYetVerified |  | 3 | 27186.73 | 119.37 | 227.75 | 7.0249 | 0.995 | 5000 | 82
PD1CSERX | Eaton (formerly Cooper Lighting) | Metalux Industrial | HBLED-LD4-30-W-CLI-[Voltages include 120V thru 277V 347V or 480V]-[Emergency Options include blank EL7W or EL14]-L850-CD3-[Options include blank MP or MS]-[All Packaging] | Indoor Luminaires | High-Bay | High-Bay Luminaires for Commercial and Industrial Buildings | Standard | FALSE | [9 empty] | 41950 |  |  | NotYetVerified |  | 3 | 26145.41 | 114.8 | 227.75 | 7.0249 | 0.995 | 5000 | 82
PP7E4S27 | Eaton (formerly Cooper Lighting) | Metalux Industrial | HBLED-LD4-30-N-CLI-[Voltages include 120V thru 277V 347V or 480V]-[Emergency Options include blank EL7W or EL14]-L850-CD3-[Options include blank MP or MS]-[All Packaging] | Indoor Luminaires | High-Bay | High-Bay Aisle Luminaires | Standard | FALSE | [9 empty] | 41950 |  |  | NotYetVerified |  | 3 | 25256.47 | 110.9 | 227.75 | 7.0249 | 0.995 | 5000 | 82
PK2CYPM9 | Eaton (formerly Cooper Lighting) | Metalux Industrial | HBLED-LD4-30-N-CLI-[Voltages include 120V thru 277V 347V or 480V]-[Emergency Options include blank EL7W or EL14]-L850-CD3-[Options include blank MP or MS]-[All Packaging] | Indoor Luminaires | High-Bay | High-Bay Luminaires for Commercial and Industrial Buildings | Standard | FALSE | [9 empty] | 41950 |  |  | NotYetVerified |  | 3 | 25256.47 | 110.9 | 227.75 | 7.0249 | 0.995 | 5000 | 82
PM2V8XJW | Eaton (formerly Cooper Lighting) | Metalux Industrial | HBLED-LD4-30-W-AI-[Voltages include 120V thru 277V 347V or 480V]-[Emergency Options include blank EL7W or EL14]-L850-CD3-[Options include blank MP or MS]-[All Packaging] | Indoor Luminaires | High-Bay | High-Bay Luminaires for Commercial and Industrial Buildings | Standard | FALSE | [9 empty] | 41950 |  |  | NotYetVerified |  | 3 | 23893.92 | 104.91 | 227.75 | 7.0249 | 0.995 | 5000 | 82
P4FUUAYZ | Eaton (formerly Cooper Lighting) | Metalux Industrial | HBLED-LD4-18-W-blank-[Voltages include 120V thru 277V 347V or 480V]-[Emergency Options include blank EL7W or EL14]-L850-[Driver Types include CD or 5LTD]2-[Options include blank MP or MS]-[All Packaging] | Indoor Luminaires | High-Bay | High-Bay Luminaires for Commercial and Industrial Buildings | Standard | FALSE | [9 empty] | 41950 |  |  | NotYetVerified |  | 3 | 19325.28 | 128.41 | 150.5 | 7.0249 | 0.995 | 5000 | 82
PSZW2VCX | Eaton (formerly Cooper Lighting) | Metalux Industrial | HBLED-LD4-18-N-blank-[Voltages include 120V thru 277V 347V or 480V]-[Emergency Options include blank EL7W or EL14]-L850-[Driver Types include CD or 5LTD]2-[Options include blank MP or MS]-[All Packaging] | Indoor Luminaires | High-Bay | High-Bay Aisle Luminaires | Standard | FALSE | [9 empty] | 41950 |  |  | NotYetVerified |  | 3 | 18668.22 | 124.04 | 150.5 | 7.0249 | 0.995 | 5000 | 82
PQYGXYHA | Eaton (formerly Cooper Lighting) | Metalux Industrial | HBLED-LD4-18-N-blank-[Voltages include 120V thru 277V 347V or 480V]-[Emergency Options include blank EL7W or EL14]-L850-[Driver Types include CD or 5LTD]2-[Options include blank MP or MS]-[All Packaging] | Indoor Luminaires | High-Bay | High-Bay Luminaires for Commercial and Industrial Buildings | Standard | FALSE | [9 empty] | 41950 |  |  | NotYetVerified |  | 3 | 18668.22 | 124.04 | 150.5 | 7.0249 | 0.995 | 5000 | 82
P9M3P779 | Eaton (formerly Cooper Lighting) | Metalux Industrial | HBLED-LD4-18-W-CLI-[Voltages include 120V thru 277V 347V or 480V]-[Emergency Options include blank EL7W or EL14]-L850-[Driver Types include CD or 5LTD]2-[Options include blank MP or MS]-[All Packaging] | Indoor Luminaires | High-Bay | High-Bay Luminaires for Commercial and Industrial Buildings | Standard | FALSE | [9 empty] | 41950 |  |  | NotYetVerified |  | 3 | 17953.18 | 119.29 | 150.5 | 7.0249 | 0.995 | 5000 | 82
PSYEDEPM | Eaton (formerly Cooper Lighting) | Metalux Industrial | HBLED-LD4-18-W-CL-[Voltages include 120V thru 277V 347V or 480V]-[Emergency Options include blank EL7W or EL14]-L850-[Driver Types include CD or 5LTD]2-[Options include blank MP or MS]-[All Packaging] | Indoor Luminaires | High-Bay | High-Bay Luminaires for Commercial and Industrial Buildings | Standard | FALSE | [9 empty] | 41950 |  |  | NotYetVerified |  | 3 | 17933.86 | 119.16 | 150.5 | 7.0249 | 0.995 | 5000 | 82
PJU1SW9V | Eaton (formerly Cooper Lighting) | Metalux Industrial | HBLED-LD4-18-N-CLI-[Voltages include 120V thru 277V 347V or 480V]-[Emergency Options include blank EL7W or EL14]-L850-[Driver Types include CD or 5LTD]2-[Options include blank MP or MS]-[All Packaging] | Indoor Luminaires | High-Bay | High-Bay Aisle Luminaires | Standard | FALSE | [9 empty] | 41950 |  |  | NotYetVerified |  | 3 | 17342.78 | 115.23 | 150.5 | 7.0249 | 0.995 | 5000 | 82
P22JEHMZ | Eaton (formerly Cooper Lighting) | Metalux Industrial | HBLED-LD4-18-N-CLI-[Voltages include 120V thru 277V 347V or 480V]-[Emergency Options include blank EL7W or EL14]-L850-[Driver Types include CD or 5LTD]2-[Options include blank MP or MS]-[All Packaging] | Indoor Luminaires | High-Bay | High-Bay Luminaires for Commercial and Industrial Buildings | Standard | FALSE | [9 empty] | 41950 |  |  | NotYetVerified |  | 3 | 17342.78 | 115.23 | 150.5 | 7.0249 | 0.995 | 5000 | 82
PXZGGZD8 | Eaton (formerly Cooper Lighting) | Metalux Industrial | HBLED-LD4-18-N-CL-[Voltages include 120V thru 277V 347V or 480V]-[Emergency Options include blank EL7W or EL14]-L850-[Driver Types include CD or 5LTD]2-[Options include blank MP or MS]-[All Packaging] | Indoor Luminaires | High-Bay | High-Bay Aisle Luminaires | Standard | FALSE | [9 empty] | 41950 |  |  | NotYetVerified |  | 3 | 17324.11 | 115.11 | 150.5 | 7.0249 | 0.995 | 5000 | 82
P7A7ZCBV | Eaton (formerly Cooper Lighting) | Metalux Industrial | HBLED-LD4-18-N-CL-[Voltages include 120V thru 277V 347V or 480V]-[Emergency Options include blank EL7W or EL14]-L850-[Driver Types include CD or 5LTD]2-[Options include blank MP or MS]-[All Packaging] | Indoor Luminaires | High-Bay | High-Bay Luminaires for Commercial and Industrial Buildings | Standard | FALSE | [9 empty] | 41950 |  |  | NotYetVerified |  | 3 | 17324.11 | 115.11 | 150.5 | 7.0249 | 0.995 | 5000 | 82
PB6P59EA | Eaton (formerly Cooper Lighting) | Metalux Industrial | HBLED-LD4-18-W-AI-[Voltages include 120V thru 277V 347V or 480V]-[Emergency Options include blank EL7W or EL14]-L850-[Driver Types include CD or 5LTD]2-[Options include blank MP or MS]-[All Packaging] | Indoor Luminaires | High-Bay | High-Bay Luminaires for Commercial and Industrial Buildings | Standard | FALSE | [9 empty] | 41950 |  |  | NotYetVerified |  | 3 | 16407.16 | 109.02 | 150.5 | 7.0249 | 0.995 | 5000 | 82
P9Z8BDNH | Eaton (formerly Cooper Lighting) | Metalux Industrial | HBLED-LD4-18-W-A-[Voltages include 120V thru 277V 347V or 480V]-[Emergency Options include blank EL7W or EL14]-L850-[Driver Types include CD or 5LTD]2-[Options include blank MP or MS]-[All Packaging] | Indoor Luminaires | High-Bay | High-Bay Luminaires for Commercial and Industrial Buildings | Standard | FALSE | [9 empty] | 41950 |  |  | NotYetVerified |  | 3 | 16349.19 | 108.63 | 150.5 | 7.0249 | 0.995 | 5000 | 82
PVGHGX5T | Eaton (formerly Cooper Lighting) | Metalux Industrial | HBLED-LD4-36-W-blank-[Voltages include 120V thru 277V or 480V]-[Emergency Options include blank EL7W or EL14]-L850-CD3-[Options include blank MP or MS]-[All Packaging] | Indoor Luminaires | High-Bay | High-Bay Luminaires for Commercial and Industrial Buildings | Standard | FALSE | [9 empty] | 41950 |  |  | NotYetVerified |  | 3 | 36059 | 116.02 | 310.79 | 6.36 | 0.9979 | 5000 | 82
PCDAQSVE | Eaton (formerly Cooper Lighting) | Metalux Industrial | HBLED-LD4-36-N-blank-[Voltages include 120V thru 277V or 480V]-[Emergency Options include blank EL7W or EL14]-L850-CD3-[Options include blank MP or MS]-[All Packaging] | Indoor Luminaires | High-Bay | High-Bay Luminaires for Commercial and Industrial Buildings | Standard | FALSE | [9 empty] | 41950 |  |  | NotYetVerified |  | 3 | 34832.99 | 112.08 | 310.79 | 6.36 | 0.9979 | 5000 | 82
P2R63JBU | Eaton (formerly Cooper Lighting) | Metalux Industrial | HBLED-LD4-36-N-blank-[Voltages include 120V thru 277V or 480V]-[Emergency Options include blank EL7W or EL14]-L850-CD3-[Options include blank MP or MS]-[All Packaging] | Indoor Luminaires | High-Bay | High-Bay Aisle Luminaires | Standard | FALSE | [9 empty] | 41950 |  |  | NotYetVerified |  | 3 | 34832.99 | 112.08 | 310.79 | 6.36 | 0.9979 | 5000 | 82
P2NABZ45 | Eaton (formerly Cooper Lighting) | Metalux Industrial | HBLED-LD4-36-W-WG-[Voltages include 120V thru 277V or 480V]-[Emergency Options include blank EL7W or EL14W]-L850-CD3-[Options include blank MP or MS]-[All Packaging] | Indoor Luminaires | High-Bay | High-Bay Luminaires for Commercial and Industrial Buildings | Standard | FALSE | [9 empty] | 41950 |  |  | NotYetVerified | Updated 8/9/16 | 3 | 34796.94 | 111.96 | 310.79 | 6.36 | 0.998 | 5000 | 82
PJ19MACB | Eaton (formerly Cooper Lighting) | Metalux Industrial | HBLED-LD4-36-N-WG-[Voltages include 120V thru 277V or 480V]-[Emergency Options include blank EL7W or EL14W]-L850-CD3-[Options include blank MP or MS]-[All Packaging] | Indoor Luminaires | High-Bay | High-Bay Aisle Luminaires | Standard | FALSE | [9 empty] | 41950 |  |  | NotYetVerified | Updated 8/9/16 | 3 | 33613.84 | 108.16 | 310.79 | 6.36 | 0.998 | 5000 | 82
P9MNP3FW | Eaton (formerly Cooper Lighting) | Metalux Industrial | HBLED-LD4-36-N-WG-[Voltages include 120V thru 277V or 480V]-[Emergency Options include blank EL7W or EL14W]-L850-CD3-[Options include blank MP or MS]-[All Packaging] | Indoor Luminaires | High-Bay | High-Bay Luminaires for Commercial and Industrial Buildings | Standard | FALSE | [9 empty] | 41950 |  |  | NotYetVerified | Updated 8/9/16 | 3 | 33613.84 | 108.16 | 310.79 | 6.36 | 0.998 | 5000 | 82
PUQ7MP4H | Eaton (formerly Cooper Lighting) | Metalux Industrial | HBLED-LD4-36-W-CLI-[Voltages include 120V thru 277V or 480V]-[Emergency Options include blank EL7W or EL14]-L850-CD3-[Options include blank MP or MS]-[All Packaging] | Indoor Luminaires | High-Bay | High-Bay Luminaires for Commercial and Industrial Buildings | Standard | FALSE | [9 empty] | 41950 |  |  | NotYetVerified |  | 3 | 33498.81 | 107.79 | 310.79 | 6.36 | 0.9979 | 5000 | 82
PU5NK947 | Eaton (formerly Cooper Lighting) | Metalux Industrial | HBLED-LD4-36-N-CLI-[Voltages include 120V thru 277V or 480V]-[Emergency Options include blank EL7W or EL14]-L850-CD3-[Options include blank MP or MS]-[All Packaging] | Indoor Luminaires | High-Bay | High-Bay Aisle Luminaires | Standard | FALSE | [9 empty] | 41950 |  |  | NotYetVerified |  | 3 | 32359.85 | 104.12 | 310.79 | 6.36 | 0.9979 | 5000 | 82
PDH4H676 | Eaton (formerly Cooper Lighting) | Metalux Industrial | HBLED-LD4-36-N-CLI-[Voltages include 120V thru 277V or 480V]-[Emergency Options include blank EL7W or EL14]-L850-CD3-[Options include blank MP or MS]-[All Packaging] | Indoor Luminaires | High-Bay | High-Bay Luminaires for Commercial and Industrial Buildings | Standard | FALSE | [9 empty] | 41950 |  |  | NotYetVerified |  | 3 | 32359.85 | 104.12 | 310.79 | 6.36 | 0.9979 | 5000 | 82
PC3EB2HC | Eaton (formerly Cooper Lighting) | Metalux Industrial | HBLED-LD4-36-W-AI-[Voltages include 120V thru 277V or 480V]-[Emergency Options include blank EL7W or EL14]-L850-CD3-[Options include blank MP or MS]-[All Packaging] | Indoor Luminaires | High-Bay | High-Bay Luminaires for Commercial and Industrial Buildings | Standard | FALSE | [9 empty] | 41950 |  |  | NotYetVerified |  | 3 | 30614.09 | 98.5 | 310.79 | 6.36 | 0.9979 | 5000 | 82
PXQUD2AG | Eaton (formerly Cooper Lighting) | Metalux Industrial | HBLED-LD4-24-W-blank-[Voltages include 120V thru 277V 347V or 480V]-[Emergency Options include blank EL7W or EL14]-L850-[Driver Types include CD or 5LTD]2-[Options include blank MP or MS]-[All Packaging] | Indoor Luminaires | High-Bay | High-Bay Luminaires for Commercial and Industrial Buildings | Standard | FALSE | [9 empty] | 41950 |  |  | NotYetVerified |  | 3 | 24226.5 | 118.72 | 204.06 | 6.36 | 0.9979 | 5000 | 82
PFYSZKNG | Eaton (formerly Cooper Lighting) | Metalux Industrial | HBLED-LD4-24-N-blank-[Voltages include 120V thru 277V 347V or 480V]-[Emergency Options include blank EL7W or EL14]-L850-[Driver Types include CD or 5LTD]2-[Options include blank MP or MS]-[All Packaging] | Indoor Luminaires | High-Bay | High-Bay Aisle Luminaires | Standard | FALSE | [9 empty] | 41950 |  |  | NotYetVerified |  | 3 | 23402.8 | 114.69 | 204.06 | 6.36 | 0.9979 | 5000 | 82
PFG5P6QR | Eaton (formerly Cooper Lighting) | Metalux Industrial | HBLED-LD4-24-N-blank-[Voltages include 120V thru 277V 347V or 480V]-[Emergency Options include blank EL7W or EL14]-L850-[Driver Types include CD or 5LTD]2-[Options include blank MP or MS]-[All Packaging] | Indoor Luminaires | High-Bay | High-Bay Luminaires for Commercial and Industrial Buildings | Standard | FALSE | [9 empty] | 41950 |  |  | NotYetVerified |  | 3 | 23402.8 | 114.69 | 204.06 | 6.36 | 0.9979 | 5000 | 82
P17RB7W6 | Eaton (formerly Cooper Lighting) | Metalux Industrial | HBLED-LD4-24-W-WG-[Voltages include 120V thru 277V 347V or 480V]-[Emergency Options include blank EL7W or EL14W]-L850-[Driver Types include CD or 5LTD]2-[Options include blank MP or MS]-[All Packaging] | Indoor Luminaires | High-Bay | High-Bay Luminaires for Commercial and Industrial Buildings | Standard | FALSE | [9 empty] | 41950 |  |  | NotYetVerified | Updated 8/9/16 | 3 | 23378.57 | 114.57 | 204.06 | 6.36 | 0.998 | 5000 | 82
PYRM1V86 | Eaton (formerly Cooper Lighting) | Metalux Industrial | HBLED-LD4-24-N-WG-[Voltages include 120V thru 277V 347V or 480V]-[Emergency Options include blank EL7W or EL14W]-L850-[Driver Types include CD or 5LTD]2-[Options include blank MP or MS]-[All Packaging] | Indoor Luminaires | High-Bay | High-Bay Luminaires for Commercial and Industrial Buildings | Standard | FALSE | [9 empty] | 41950 |  |  | NotYetVerified | Updated 8/9/16 | 3 | 22583.7 | 110.67 | 204.06 | 6.36 | 0.998 | 5000 | 82
P4DYZJMR | Eaton (formerly Cooper Lighting) | Metalux Industrial | HBLED-LD4-24-N-WG-[Voltages include 120V thru 277V 347V or 480V]-[Emergency Options include blank EL7W or EL14W]-L850-[Driver Types include CD or 5LTD]2-[Options include blank MP or MS]-[All Packaging] | Indoor Luminaires | High-Bay | High-Bay Aisle Luminaires | Standard | FALSE | [9 empty] | 41950 |  |  | NotYetVerified | Updated 8/9/16 | 3 | 22583.7 | 110.67 | 204.06 | 6.36 | 0.998 | 5000 | 82
PK3BYVZA | Eaton (formerly Cooper Lighting) | Metalux Industrial | HBLED-LD4-24-W-CLI-[Voltages include 120V thru 277V 347V or 480V]-[Emergency Options include blank EL7W or EL14]-L850-[Driver Types include CD or 5LTD]2-[Options include blank MP or MS]-[All Packaging] | Indoor Luminaires | High-Bay | High-Bay Luminaires for Commercial and Industrial Buildings | Standard | FALSE | [9 empty] | 41950 |  |  | NotYetVerified |  | 3 | 22506.42 | 110.29 | 204.06 | 6.36 | 0.9979 | 5000 | 82
P62XNY8C | Eaton (formerly Cooper Lighting) | Metalux Industrial | HBLED-LD4-24-W-CL-[Voltages include 120V thru 277V 347V or 480V]-[Emergency Options include blank EL7W or EL14]-L850-[Driver Types include CD or 5LTD]2-[Options include blank MP or MS]-[All Packaging] | Indoor Luminaires | High-Bay | High-Bay Luminaires for Commercial and Industrial Buildings | Standard | FALSE | [9 empty] | 41950 |  |  | NotYetVerified |  | 3 | 22482.19 | 110.18 | 204.06 | 6.36 | 0.9979 | 5000 | 82
PMQ4DHZJ | Eaton (formerly Cooper Lighting) | Metalux Industrial | HBLED-LD4-24-N-CLI-[Voltages include 120V thru 277V 347V or 480V]-[Emergency Options include blank EL7W or EL14]-L850-[Driver Types include CD or 5LTD]2-[Options include blank MP or MS]-[All Packaging] | Indoor Luminaires | High-Bay | High-Bay Aisle Luminaires | Standard | FALSE | [9 empty] | 41950 |  |  | NotYetVerified |  | 3 | 21741.2 | 106.54 | 204.06 | 6.36 | 0.9979 | 5000 | 82
PCTN9DYN | Eaton (formerly Cooper Lighting) | Metalux Industrial | HBLED-LD4-24-N-CLI-[Voltages include 120V thru 277V 347V or 480V]-[Emergency Options include blank EL7W or EL14]-L850-[Driver Types include CD or 5LTD]2-[Options include blank MP or MS]-[All Packaging] | Indoor Luminaires | High-Bay | High-Bay Luminaires for Commercial and Industrial Buildings | Standard | FALSE | [9 empty] | 41950 |  |  | NotYetVerified |  | 3 | 21741.2 | 106.54 | 204.06 | 6.36 | 0.9979 | 5000 | 82
PS4QSZ1M | Eaton (formerly Cooper Lighting) | Metalux Industrial | HBLED-LD4-24-N-CL-[Voltages include 120V thru 277V 347V or 480V]-[Emergency Options include blank EL7W or EL14]-L850-[Driver Types include CD or 5LTD]2-[Options include blank MP or MS]-[All Packaging] | Indoor Luminaires | High-Bay | High-Bay Luminaires for Commercial and Industrial Buildings | Standard | FALSE | [9 empty] | 41950 |  |  | NotYetVerified |  | 3 | 21717.8 | 106.43 | 204.06 | 6.36 | 0.9979 | 5000 | 82
PMGD91DG | Eaton (formerly Cooper Lighting) | Metalux Industrial | HBLED-LD4-24-N-CL-[Voltages include 120V thru 277V 347V or 480V]-[Emergency Options include blank EL7W or EL14]-L850-[Driver Types include CD or 5LTD]2-[Options include blank MP or MS]-[All Packaging] | Indoor Luminaires | High-Bay | High-Bay Aisle Luminaires | Standard | FALSE | [9 empty] | 41950 |  |  | NotYetVerified |  | 3 | 21717.8 | 106.43 | 204.06 | 6.36 | 0.9979 | 5000 | 82
PGYD9Y5Q | Eaton (formerly Cooper Lighting) | Metalux Industrial | HBLED-LD4-24-W-AI-[Voltages include 120V thru 277V 347V or 480V]-[Emergency Options include blank EL7W or EL14]-L850-[Driver Types include CD or 5LTD]2-[Options include blank MP or MS]-[All Packaging] | Indoor Luminaires | High-Bay | High-Bay Luminaires for Commercial and Industrial Buildings | Standard | FALSE | [9 empty] | 41950 |  |  | NotYetVerified |  | 3 | 20568.3 | 100.8 | 204.06 | 6.36 | 0.9979 | 5000 | 82
PP6M6VZS | Eaton (formerly Cooper Lighting) | Metalux Industrial | HBLED-LD4-24-W-A-[Voltages include 120V thru 277V 347V or 480V]-[Emergency Options include blank EL7W or EL14]-L850-[Driver Types include CD or 5LTD]2-[Options include blank MP or MS]-[All Packaging] | Indoor Luminaires | High-Bay | High-Bay Luminaires for Commercial and Industrial Buildings | Standard | FALSE | [9 empty] | 41950 |  |  | NotYetVerified |  | 3 | 20495.62 | 100.44 | 204.06 | 6.36 | 0.9979 | 5000 | 82
PYFHEY1Q | Eaton (formerly Cooper Lighting) | Metalux Industrial | HBLED-LD4-12-W-blank-[Voltages include 120V thru 277V 347V or 480V]-[Emergency Options include blank EL7W or EL14]-L850-[Driver Types include CD or 5LTD]1-[Options include blank MP or MS]-[All Packaging] | Indoor Luminaires | High-Bay | High-Bay Luminaires for Commercial and Industrial Buildings | Standard | FALSE | [9 empty] | 41950 |  |  | NotYetVerified |  | 3 | 12394 | 123.57 | 100.3 | 6.36 | 0.9979 | 5000 | 82
P2ZYH4K5 | Eaton (formerly Cooper Lighting) | Metalux Industrial | HBLED-LD4-12-N-blank-[Voltages include 120V thru 277V 347V or 480V]-[Emergency Options include blank EL7W or EL14]-L850-[Driver Types include CD or 5LTD]1-[Options include blank MP or MS]-[All Packaging] | Indoor Luminaires | High-Bay | High-Bay Luminaires for Commercial and Industrial Buildings | Standard | FALSE | [9 empty] | 41950 |  |  | NotYetVerified |  | 3 | 11972.6 | 119.37 | 100.3 | 6.36 | 0.9979 | 5000 | 82
P1VKQB71 | Eaton (formerly Cooper Lighting) | Metalux Industrial | HBLED-LD4-12-N-blank-[Voltages include 120V thru 277V 347V or 480V]-[Emergency Options include blank EL7W or EL14]-L850-[Driver Types include CD or 5LTD]1-[Options include blank MP or MS]-[All Packaging] | Indoor Luminaires | High-Bay | High-Bay Aisle Luminaires | Standard | FALSE | [9 empty] | 41950 |  |  | NotYetVerified |  | 3 | 11972.6 | 119.37 | 100.3 | 6.36 | 0.9979 | 5000 | 82
P4M6C8TA | Eaton (formerly Cooper Lighting) | Metalux Industrial | HBLED-LD4-12-W-WG-[Voltages include 120V thru 277V 347V or 480V]-[Emergency Options include blank EL7W or EL14W]-L850-[Driver Types include CD or 5LTD]1-[Options include blank MP or MS]-[All Packaging] | Indoor Luminaires | High-Bay | High-Bay Luminaires for Commercial and Industrial Buildings | Standard | FALSE | [9 empty] | 41950 |  |  | NotYetVerified | Updated 8/9/16 | 3 | 11960.21 | 119.24 | 100.3 | 6.36 | 0.998 | 5000 | 82
PEQZQQGD | Eaton (formerly Cooper Lighting) | Metalux Industrial | HBLED-LD4-12-N-WG-[Voltages include 120V thru 277V 347V or 480V]-[Emergency Options include blank EL7W or EL14W]-L850-[Driver Types include CD or 5LTD]1-[Options include blank MP or MS]-[All Packaging] | Indoor Luminaires | High-Bay | High-Bay Aisle Luminaires | Standard | FALSE | [9 empty] | 41950 |  |  | NotYetVerified | Updated 8/9/16 | 3 | 11553.56 | 115.19 | 100.3 | 6.36 | 0.998 | 5000 | 82
PAWHHYBZ | Eaton (formerly Cooper Lighting) | Metalux Industrial | HBLED-LD4-12-N-WG-[Voltages include 120V thru 277V 347V or 480V]-[Emergency Options include blank EL7W or EL14W]-L850-[Driver Types include CD or 5LTD]1-[Options include blank MP or MS]-[All Packaging] | Indoor Luminaires | High-Bay | High-Bay Luminaires for Commercial and Industrial Buildings | Standard | FALSE | [9 empty] | 41950 |  |  | NotYetVerified | Updated 8/9/16 | 3 | 11553.56 | 115.19 | 100.3 | 6.36 | 0.998 | 5000 | 82
P4KH3QAV | Eaton (formerly Cooper Lighting) | Metalux Industrial | HBLED-LD4-12-W-CLI-[Voltages include 120V thru 277V 347V or 480V]-[Emergency Options include blank EL7W or EL14]-L850-[Driver Types include CD or 5LTD]1-[Options include blank MP or MS]-[All Packaging] | Indoor Luminaires | High-Bay | High-Bay Luminaires for Commercial and Industrial Buildings | Standard | FALSE | [9 empty] | 41950 |  |  | NotYetVerified |  | 3 | 11514.03 | 114.8 | 100.3 | 6.36 | 0.9979 | 5000 | 82
P3NF5CUN | Eaton (formerly Cooper Lighting) | Metalux Industrial | HBLED-LD4-12-W-CL-[Voltages include 120V thru 277V 347V or 480V]-[Emergency Options include blank EL7W or EL14]-L850-[Driver Types include CD or 5LTD]1-[Options include blank MP or MS]-[All Packaging] | Indoor Luminaires | High-Bay | High-Bay Luminaires for Commercial and Industrial Buildings | Standard | FALSE | [9 empty] | 41950 |  |  | NotYetVerified |  | 3 | 11501.63 | 114.67 | 100.3 | 6.36 | 0.9979 | 5000 | 82
PMVC6WPJ | Eaton (formerly Cooper Lighting) | Metalux Industrial | HBLED-LD4-12-N-CLI-[Voltages include 120V thru 277V 347V or 480V]-[Emergency Options include blank EL7W or EL14]-L850-[Driver Types include CD or 5LTD]1-[Options include blank MP or MS]-[All Packaging] | Indoor Luminaires | High-Bay | High-Bay Aisle Luminaires | Standard | FALSE | [9 empty] | 41950 |  |  | NotYetVerified |  | 3 | 11122.55 | 110.89 | 100.3 | 6.36 | 0.9979 | 5000 | 82
PK5426RQ | Eaton (formerly Cooper Lighting) | Metalux Industrial | HBLED-LD4-12-N-CLI-[Voltages include 120V thru 277V 347V or 480V]-[Emergency Options include blank EL7W or EL14]-L850-[Driver Types include CD or 5LTD]1-[Options include blank MP or MS]-[All Packaging] | Indoor Luminaires | High-Bay | High-Bay Luminaires for Commercial and Industrial Buildings | Standard | FALSE | [9 empty] | 41950 |  |  | NotYetVerified |  | 3 | 11122.55 | 110.89 | 100.3 | 6.36 | 0.9979 | 5000 | 82
PJ2J6FC2 | Eaton (formerly Cooper Lighting) | Metalux Industrial | HBLED-LD4-12-N-CL-[Voltages include 120V thru 277V 347V or 480V]-[Emergency Options include blank EL7W or EL14]-L850-[Driver Types include CD or 5LTD]1-[Options include blank MP or MS]-[All Packaging] | Indoor Luminaires | High-Bay | High-Bay Aisle Luminaires | Standard | FALSE | [9 empty] | 41950 |  |  | NotYetVerified |  | 3 | 11110.58 | 110.77 | 100.3 | 6.36 | 0.9979 | 5000 | 82
P3U59CHG | Eaton (formerly Cooper Lighting) | Metalux Industrial | HBLED-LD4-12-N-CL-[Voltages include 120V thru 277V 347V or 480V]-[Emergency Options include blank EL7W or EL14]-L850-[Driver Types include CD or 5LTD]1-[Options include blank MP or MS]-[All Packaging] | Indoor Luminaires | High-Bay | High-Bay Luminaires for Commercial and Industrial Buildings | Standard | FALSE | [9 empty] | 41950 |  |  | NotYetVerified |  | 3 | 11110.58 | 110.77 | 100.3 | 6.36 | 0.9979 | 5000 | 82
PZBMBMX7 | Eaton (formerly Cooper Lighting) | Metalux Industrial | HBLED-LD4-12-W-AI-[Voltages include 120V thru 277V 347V or 480V]-[Emergency Options include blank EL7W or EL14]-L850-[Driver Types include CD or 5LTD]1-[Options include blank MP or MS]-[All Packaging] | Indoor Luminaires | High-Bay | High-Bay Luminaires for Commercial and Industrial Buildings | Standard | FALSE | [9 empty] | 41950 |  |  | NotYetVerified |  | 3 | 10522.51 | 104.91 | 100.3 | 6.36 | 0.9979 | 5000 | 82
PERXWQ6F | Eaton (formerly Cooper Lighting) | Metalux Industrial | HBLED-LD4-12-W-A-[Voltages include 120V thru 277V 347V or 480V]-[Emergency Options include blank EL7W or EL14]-L850-[Driver Types include CD or 5LTD]1-[Options include blank MP or MS]-[All Packaging] | Indoor Luminaires | High-Bay | High-Bay Luminaires for Commercial and Industrial Buildings | Standard | FALSE | [9 empty] | 41950 |  |  | NotYetVerified |  | 3 | 10485.32 | 104.54 | 100.3 | 6.36 | 0.9979 | 5000 | 82
P87PD55U | Eaton (formerly Cooper Lighting) | Metalux Industrial | HBLED-LD4-30-W-blank-[Voltages include 120V thru 277V 347V or 480V]-[Emergency Options include blank EL7W or EL14]-L840-ED3-[Options include blank MP or MS]-[All Packaging] | Indoor Luminaires | High-Bay | High-Bay Luminaires for Commercial and Industrial Buildings | Standard | FALSE | [9 empty] | 41950 |  |  | NotYetVerified |  | 3 | 26477.56 | 116.23 | 227.8 | 5.58 | 0.998 | 4000 | 82
PY8CEWM1 | Eaton (formerly Cooper Lighting) | Metalux Industrial | HBLED-LD4-30-N-blank-[Voltages include 120V thru 277V 347V or 480V]-[Emergency Options include blank EL7W or EL14]-L840-ED3-[Options include blank MP or MS]-[All Packaging] | Indoor Luminaires | High-Bay | High-Bay Aisle Luminaires | Standard | FALSE | [9 empty] | 41950 |  |  | NotYetVerified |  | 3 | 25577.32 | 112.28 | 227.8 | 5.58 | 0.998 | 4000 | 82
PUFKKU7R | Eaton (formerly Cooper Lighting) | Metalux Industrial | HBLED-LD4-30-N-blank-[Voltages include 120V thru 277V 347V or 480V]-[Emergency Options include blank EL7W or EL14]-L840-ED3-[Options include blank MP or MS]-[All Packaging] | Indoor Luminaires | High-Bay | High-Bay Luminaires for Commercial and Industrial Buildings | Standard | FALSE | [9 empty] | 41950 |  |  | NotYetVerified |  | 3 | 25577.32 | 112.28 | 227.8 | 5.58 | 0.998 | 4000 | 82
P9UGM892 | Eaton (formerly Cooper Lighting) | Metalux Industrial | HBLED-LD4-30-W-WG-[Voltages include 120V thru 277V 347V or 480V]-[Emergency Options include blank EL7W or EL14]-L840-ED3-[Options include blank MP or MS]-[All Packaging] | Indoor Luminaires | High-Bay | High-Bay Luminaires for Commercial and Industrial Buildings | Standard | FALSE | [9 empty] | 41950 |  |  | NotYetVerified |  | 3 | 25550.85 | 112.16 | 227.8 | 5.58 | 0.998 | 4000 | 82
PH7QDEXR | Eaton (formerly Cooper Lighting) | Metalux Industrial | HBLED-LD4-30-N-WG-[Voltages include 120V thru 277V 347V or 480V]-[Emergency Options include blank EL7W or EL14]-L840-ED3-[Options include blank MP or MS]-[All Packaging] | Indoor Luminaires | High-Bay | High-Bay Aisle Luminaires | Standard | FALSE | [9 empty] | 41950 |  |  | NotYetVerified |  | 3 | 24682.12 | 108.35 | 227.8 | 5.58 | 0.998 | 4000 | 82
P8W4C4DC | Eaton (formerly Cooper Lighting) | Metalux Industrial | HBLED-LD4-30-N-WG-[Voltages include 120V thru 277V 347V or 480V]-[Emergency Options include blank EL7W or EL14]-L840-ED3-[Options include blank MP or MS]-[All Packaging] | Indoor Luminaires | High-Bay | High-Bay Luminaires for Commercial and Industrial Buildings | Standard | FALSE | [9 empty] | 41950 |  |  | NotYetVerified |  | 3 | 24682.12 | 108.35 | 227.8 | 5.58 | 0.998 | 4000 | 82
P1J6M7BX | Eaton (formerly Cooper Lighting) | Metalux Industrial | HBLED-LD4-30-W-CLI-[Voltages include 120V thru 277V 347V or 480V]-[Emergency Options include blank EL7W or EL14]-L840-ED3-[Options include blank MP or MS]-[All Packaging] | Indoor Luminaires | High-Bay | High-Bay Luminaires for Commercial and Industrial Buildings | Standard | FALSE | [9 empty] | 41950 |  |  | NotYetVerified |  | 3 | 24597.65 | 107.98 | 227.8 | 5.58 | 0.998 | 4000 | 82
PWX62XMF | Eaton (formerly Cooper Lighting) | Metalux Industrial | HBLED-LD4-30-N-CLI-[Voltages include 120V thru 277V 347V or 480V]-[Emergency Options include blank EL7W or EL14]-L840-ED3-[Options include blank MP or MS]-[All Packaging] | Indoor Luminaires | High-Bay | High-Bay Aisle Luminaires | Standard | FALSE | [9 empty] | 41950 |  |  | NotYetVerified |  | 3 | 23761.33 | 104.31 | 227.8 | 5.58 | 0.998 | 4000 | 82
PCM64KYS | Eaton (formerly Cooper Lighting) | Metalux Industrial | HBLED-LD4-30-N-CLI-[Voltages include 120V thru 277V 347V or 480V]-[Emergency Options include blank EL7W or EL14]-L840-ED3-[Options include blank MP or MS]-[All Packaging] | Indoor Luminaires | High-Bay | High-Bay Luminaires for Commercial and Industrial Buildings | Standard | FALSE | [9 empty] | 41950 |  |  | NotYetVerified |  | 3 | 23761.33 | 104.31 | 227.8 | 5.58 | 0.998 | 4000 | 82
P4RVDJPT | Eaton (formerly Cooper Lighting) | Metalux Industrial | HBLED-LD4-30-W-AI-[Voltages include 120V thru 277V 347V or 480V]-[Emergency Options include blank EL7W or EL14]-L840-ED3-[Options include blank MP or MS]-[All Packaging] | Indoor Luminaires | High-Bay | High-Bay Luminaires for Commercial and Industrial Buildings | Standard | FALSE | [9 empty] | 41950 |  |  | NotYetVerified |  | 3 | 22479.45 | 98.68 | 227.8 | 5.58 | 0.998 | 4000 | 82
PS3AZS4C | Eaton (formerly Cooper Lighting) | Metalux Industrial | HBLED-LD4-18-W-blank-[Voltages include 120V thru 277V 347V or 480V]-[Emergency Options include blank EL7W or EL14]-L840-ED2-[Options include blank MP or MS]-[All Packaging] | Indoor Luminaires | High-Bay | High-Bay Luminaires for Commercial and Industrial Buildings | Standard | FALSE | [9 empty] | 41950 |  |  | NotYetVerified |  | 3 | 17846.63 | 117.49 | 151.9 | 5.58 | 0.998 | 4000 | 82
PQJJSQ94 | Eaton (formerly Cooper Lighting) | Metalux Industrial | HBLED-LD4-18-N-blank-[Voltages include 120V thru 277V 347V or 480V]-[Emergency Options include blank EL7W or EL14]-L840-ED2-[Options include blank MP or MS]-[All Packaging] | Indoor Luminaires | High-Bay | High-Bay Luminaires for Commercial and Industrial Buildings | Standard | FALSE | [9 empty] | 41950 |  |  | NotYetVerified |  | 3 | 17239.85 | 113.49 | 151.9 | 5.58 | 0.998 | 4000 | 82
PESZCDP9 | Eaton (formerly Cooper Lighting) | Metalux Industrial | HBLED-LD4-18-N-blank-[Voltages include 120V thru 277V 347V or 480V]-[Emergency Options include blank EL7W or EL14]-L840-ED2-[Options include blank MP or MS]-[All Packaging] | Indoor Luminaires | High-Bay | High-Bay Aisle Luminaires | Standard | FALSE | [9 empty] | 41950 |  |  | NotYetVerified |  | 3 | 17239.85 | 113.49 | 151.9 | 5.58 | 0.998 | 4000 | 82
PX3B2SM5 | Eaton (formerly Cooper Lighting) | Metalux Industrial | HBLED-LD4-18-W-WG-[Voltages include 120V thru 277V 347V or 480V]-[Emergency Options include blank EL7W or EL14]-L840-ED2-[Options include blank MP or MS]-[All Packaging] | Indoor Luminaires | High-Bay | High-Bay Luminaires for Commercial and Industrial Buildings | Standard | FALSE | [9 empty] | 41950 |  |  | NotYetVerified |  | 3 | 17222 | 113.38 | 151.9 | 5.58 | 0.998 | 4000 | 82
PRQ2NP81 | Eaton (formerly Cooper Lighting) | Metalux Industrial | HBLED-LD4-18-N-WG-[Voltages include 120V thru 277V 347V or 480V]-[Emergency Options include blank EL7W or EL14]-L840-ED2-[Options include blank MP or MS]-[All Packaging] | Indoor Luminaires | High-Bay | High-Bay Aisle Luminaires | Standard | FALSE | [9 empty] | 41950 |  |  | NotYetVerified |  | 3 | 16636.45 | 109.52 | 151.9 | 5.58 | 0.998 | 4000 | 82
PNJVBCNH | Eaton (formerly Cooper Lighting) | Metalux Industrial | HBLED-LD4-18-N-WG-[Voltages include 120V thru 277V 347V or 480V]-[Emergency Options include blank EL7W or EL14]-L840-ED2-[Options include blank MP or MS]-[All Packaging] | Indoor Luminaires | High-Bay | High-Bay Luminaires for Commercial and Industrial Buildings | Standard | FALSE | [9 empty] | 41950 |  |  | NotYetVerified |  | 3 | 16636.45 | 109.52 | 151.9 | 5.58 | 0.998 | 4000 | 82
PK8R9MWU | Eaton (formerly Cooper Lighting) | Metalux Industrial | HBLED-LD4-18-W-CLI-[Voltages include 120V thru 277V 347V or 480V]-[Emergency Options include blank EL7W or EL14]-L840-ED2-[Options include blank MP or MS]-[All Packaging] | Indoor Luminaires | High-Bay | High-Bay Luminaires for Commercial and Industrial Buildings | Standard | FALSE | [9 empty] | 41950 |  |  | NotYetVerified |  | 3 | 16579.52 | 109.15 | 151.9 | 5.58 | 0.998 | 4000 | 82
P8QK516N | Eaton (formerly Cooper Lighting) | Metalux Industrial | HBLED-LD4-18-W-CL-[Voltages include 120V thru 277V 347V or 480V]-[Emergency Options include blank EL7W or EL14]-L840-ED2-[Options include blank MP or MS]-[All Packaging] | Indoor Luminaires | High-Bay | High-Bay Luminaires for Commercial and Industrial Buildings | Standard | FALSE | [9 empty] | 41950 |  |  | NotYetVerified |  | 3 | 16561.68 | 109.03 | 151.9 | 5.58 | 0.998 | 4000 | 82
PFFWXJB7 | Eaton (formerly Cooper Lighting) | Metalux Industrial | HBLED-LD4-18-N-CLI-[Voltages include 120V thru 277V 347V or 480V]-[Emergency Options include blank EL7W or EL14]-L840-ED2-[Options include blank MP or MS]-[All Packaging] | Indoor Luminaires | High-Bay | High-Bay Luminaires for Commercial and Industrial Buildings | Standard | FALSE | [9 empty] | 41950 |  |  | NotYetVerified |  | 3 | 16015.82 | 105.44 | 151.9 | 5.58 | 0.998 | 4000 | 82
P7MQXDFD | Eaton (formerly Cooper Lighting) | Metalux Industrial | HBLED-LD4-18-N-CLI-[Voltages include 120V thru 277V 347V or 480V]-[Emergency Options include blank EL7W or EL14]-L840-ED2-[Options include blank MP or MS]-[All Packaging] | Indoor Luminaires | High-Bay | High-Bay Aisle Luminaires | Standard | FALSE | [9 empty] | 41950 |  |  | NotYetVerified |  | 3 | 16015.82 | 105.44 | 151.9 | 5.58 | 0.998 | 4000 | 82
PXJ2Q4E1 | Eaton (formerly Cooper Lighting) | Metalux Industrial | HBLED-LD4-18-N-CL-[Voltages include 120V thru 277V 347V or 480V]-[Emergency Options include blank EL7W or EL14]-L840-ED2-[Options include blank MP or MS]-[All Packaging] | Indoor Luminaires | High-Bay | High-Bay Luminaires for Commercial and Industrial Buildings | Standard | FALSE | [9 empty] | 41950 |  |  | NotYetVerified |  | 3 | 15998.58 | 105.32 | 151.9 | 5.58 | 0.998 | 4000 | 82
PTK2HP9D | Eaton (formerly Cooper Lighting) | Metalux Industrial | HBLED-LD4-18-N-CL-[Voltages include 120V thru 277V 347V or 480V]-[Emergency Options include blank EL7W or EL14]-L840-ED2-[Options include blank MP or MS]-[All Packaging] | Indoor Luminaires | High-Bay | High-Bay Aisle Luminaires | Standard | FALSE | [9 empty] | 41950 |  |  | NotYetVerified |  | 3 | 15998.58 | 105.32 | 151.9 | 5.58 | 0.998 | 4000 | 82
PQJEHCXK | Eaton (formerly Cooper Lighting) | Metalux Industrial | HBLED-LD4-18-W-AI-[Voltages include 120V thru 277V 347V or 480V]-[Emergency Options include blank EL7W or EL14]-L840-ED2-[Options include blank MP or MS]-[All Packaging] | Indoor Luminaires | High-Bay | High-Bay Luminaires for Commercial and Industrial Buildings | Standard | FALSE | [9 empty] | 41950 |  |  | NotYetVerified |  | 3 | 15151.79 | 99.75 | 151.9 | 5.58 | 0.998 | 4000 | 82
P32KM3GQ | Eaton (formerly Cooper Lighting) | Metalux Industrial | HBLED-LD4-18-W-A-[Voltages include 120V thru 277V 347V or 480V]-[Emergency Options include blank EL7W or EL14]-L840-ED2-[Options include blank MP or MS]-[All Packaging] | Indoor Luminaires | High-Bay | High-Bay Luminaires for Commercial and Industrial Buildings | Standard | FALSE | [9 empty] | 41950 |  |  | NotYetVerified |  | 3 | 15098.25 | 99.4 | 151.9 | 5.58 | 0.998 | 4000 | 82
PPG8MG23 | Eaton (formerly Cooper Lighting) | Metalux Industrial | HBLED-LD4-36-W-blank-[Voltages include 120V thru 277V 347V or 480V]-[Emergency Options include blank EL7W or EL14]-L840-ED3-[Options include blank MP or MS]-[All Packaging] | Indoor Luminaires | High-Bay | High-Bay Luminaires for Commercial and Industrial Buildings | Standard | FALSE | [9 empty] | 41950 |  |  | NotYetVerified |  | 3 | 33300 | 108.54 | 306.8 | 5.52 | 0.99835 | 4000 | 82
PYPGXFXE | Eaton (formerly Cooper Lighting) | Metalux Industrial | HBLED-LD4-36-N-blank-[Voltages include 120V thru 277V 347V or 480V]-[Emergency Options include blank EL7W or EL14]-L840-ED3-[Options include blank MP or MS]-[All Packaging] | Indoor Luminaires | High-Bay | High-Bay Aisle Luminaires | Standard | FALSE | [9 empty] | 41950 |  |  | NotYetVerified |  | 3 | 32167.8 | 104.85 | 306.8 | 5.52 | 0.99835 | 4000 | 82
P66CTC2C | Eaton (formerly Cooper Lighting) | Metalux Industrial | HBLED-LD4-36-N-blank-[Voltages include 120V thru 277V 347V or 480V]-[Emergency Options include blank EL7W or EL14]-L840-ED3-[Options include blank MP or MS]-[All Packaging] | Indoor Luminaires | High-Bay | High-Bay Luminaires for Commercial and Industrial Buildings | Standard | FALSE | [9 empty] | 41950 |  |  | NotYetVerified |  | 3 | 32167.8 | 104.85 | 306.8 | 5.52 | 0.99835 | 4000 | 82
PGF2ACS1 | Eaton (formerly Cooper Lighting) | Metalux Industrial | HBLED-LD4-36-W-WG-[Voltages include 120V thru 277V 347V or 480V]-[Emergency Options include blank EL7W or EL14]-L840-ED3-[Options include blank MP or MS]-[All Packaging] | Indoor Luminaires | High-Bay | High-Bay Luminaires for Commercial and Industrial Buildings | Standard | FALSE | [9 empty] | 41950 |  |  | NotYetVerified |  | 3 | 32134.5 | 104.74 | 306.8 | 5.52 | 0.99835 | 4000 | 82
PVCPJCK1 | Eaton (formerly Cooper Lighting) | Metalux Industrial | HBLED-LD4-36-N-WG-[Voltages include 120V thru 277V 347V or 480V]-[Emergency Options include blank EL7W or EL14]-L840-ED3-[Options include blank MP or MS]-[All Packaging] | Indoor Luminaires | High-Bay | High-Bay Luminaires for Commercial and Industrial Buildings | Standard | FALSE | [9 empty] | 41950 |  |  | NotYetVerified |  | 3 | 31041.93 | 101.18 | 306.8 | 5.52 | 0.99835 | 4000 | 82
PCTQ814V | Eaton (formerly Cooper Lighting) | Metalux Industrial | HBLED-LD4-36-N-WG-[Voltages include 120V thru 277V 347V or 480V]-[Emergency Options include blank EL7W or EL14]-L840-ED3-[Options include blank MP or MS]-[All Packaging] | Indoor Luminaires | High-Bay | High-Bay Aisle Luminaires | Standard | FALSE | [9 empty] | 41950 |  |  | NotYetVerified |  | 3 | 31041.93 | 101.18 | 306.8 | 5.52 | 0.99835 | 4000 | 82
PPCQYBT9 | Eaton (formerly Cooper Lighting) | Metalux Industrial | HBLED-LD4-36-W-CLI-[Voltages include 120V thru 277V 347V or 480V]-[Emergency Options include blank EL7W or EL14]-L840-ED3-[Options include blank MP or MS]-[All Packaging] | Indoor Luminaires | High-Bay | High-Bay Luminaires for Commercial and Industrial Buildings | Standard | FALSE | [9 empty] | 41950 |  |  | NotYetVerified |  | 3 | 30935.7 | 100.83 | 306.8 | 5.52 | 0.99835 | 4000 | 82
PU2UHWAP | Eaton (formerly Cooper Lighting) | Metalux Industrial | HBLED-LD4-36-N-CLI-[Voltages include 120V thru 277V 347V or 480V]-[Emergency Options include blank EL7W or EL14]-L840-ED3-[Options include blank MP or MS]-[All Packaging] | Indoor Luminaires | High-Bay | High-Bay Luminaires for Commercial and Industrial Buildings | Standard | FALSE | [9 empty] | 41950 |  |  | NotYetVerified |  | 3 | 29883.89 | 97.41 | 306.8 | 5.52 | 0.99835 | 4000 | 82
PDNXCFVU | Eaton (formerly Cooper Lighting) | Metalux Industrial | HBLED-LD4-36-N-CLI-[Voltages include 120V thru 277V 347V or 480V]-[Emergency Options include blank EL7W or EL14]-L840-ED3-[Options include blank MP or MS]-[All Packaging] | Indoor Luminaires | High-Bay | High-Bay Aisle Luminaires | Standard | FALSE | [9 empty] | 41950 |  |  | NotYetVerified |  | 3 | 29883.89 | 97.41 | 306.8 | 5.52 | 0.99835 | 4000 | 82
P7ZNZ4BK | Eaton (formerly Cooper Lighting) | Metalux Industrial | HBLED-LD4-36-W-AI-[Voltages include 120V thru 277V 347V or 480V]-[Emergency Options include blank EL7W or EL14]-L840-ED3-[Options include blank MP or MS]-[All Packaging] | Indoor Luminaires | High-Bay | High-Bay Luminaires for Commercial and Industrial Buildings | Standard | FALSE | [9 empty] | 41950 |  |  | NotYetVerified |  | 3 | 28271.7 | 92.15 | 306.8 | 5.52 | 0.99835 | 4000 | 82
PYNAG8SY | Eaton (formerly Cooper Lighting) | Metalux Industrial | HBLED-LD4-24-W-blank-[Voltages include 120V thru 277V 347V or 480V]-[Emergency Options include blank EL7W or EL14]-L840-ED2-[Options include blank MP or MS]-[All Packaging] | Indoor Luminaires | High-Bay | High-Bay Luminaires for Commercial and Industrial Buildings | Standard | FALSE | [9 empty] | 41950 |  |  | NotYetVerified |  | 3 | 22866 | 113.14 | 202.1 | 5.52 | 0.99835 | 4000 | 82
PR2UMG51 | Eaton (formerly Cooper Lighting) | Metalux Industrial | HBLED-LD4-24-N-blank-[Voltages include 120V thru 277V 347V or 480V]-[Emergency Options include blank EL7W or EL14]-L840-ED2-[Options include blank MP or MS]-[All Packaging] | Indoor Luminaires | High-Bay | High-Bay Luminaires for Commercial and Industrial Buildings | Standard | FALSE | [9 empty] | 41950 |  |  | NotYetVerified |  | 3 | 22088.56 | 109.3 | 202.1 | 5.52 | 0.99835 | 4000 | 82
P3K5SQ88 | Eaton (formerly Cooper Lighting) | Metalux Industrial | HBLED-LD4-24-N-blank-[Voltages include 120V thru 277V 347V or 480V]-[Emergency Options include blank EL7W or EL14]-L840-ED2-[Options include blank MP or MS]-[All Packaging] | Indoor Luminaires | High-Bay | High-Bay Aisle Luminaires | Standard | FALSE | [9 empty] | 41950 |  |  | NotYetVerified |  | 3 | 22088.56 | 109.3 | 202.1 | 5.52 | 0.99835 | 4000 | 82
PEXF8NC9 | Eaton (formerly Cooper Lighting) | Metalux Industrial | HBLED-LD4-24-W-WG-[Voltages include 120V thru 277V 347V or 480V]-[Emergency Options include blank EL7W or EL14]-L840-ED2-[Options include blank MP or MS]-[All Packaging] | Indoor Luminaires | High-Bay | High-Bay Luminaires for Commercial and Industrial Buildings | Standard | FALSE | [9 empty] | 41950 |  |  | NotYetVerified |  | 3 | 22065.69 | 109.18 | 202.1 | 5.52 | 0.99835 | 4000 | 82
PVS3V59T | Eaton (formerly Cooper Lighting) | Metalux Industrial | HBLED-LD4-24-N-WG-[Voltages include 120V thru 277V 347V or 480V]-[Emergency Options include blank EL7W or EL14]-L840-ED2-[Options include blank MP or MS]-[All Packaging] | Indoor Luminaires | High-Bay | High-Bay Aisle Luminaires | Standard | FALSE | [9 empty] | 41950 |  |  | NotYetVerified |  | 3 | 21315.46 | 105.47 | 202.1 | 5.52 | 0.99835 | 4000 | 82
PTBMEJPZ | Eaton (formerly Cooper Lighting) | Metalux Industrial | HBLED-LD4-24-N-WG-[Voltages include 120V thru 277V 347V or 480V]-[Emergency Options include blank EL7W or EL14]-L840-ED2-[Options include blank MP or MS]-[All Packaging] | Indoor Luminaires | High-Bay | High-Bay Luminaires for Commercial and Industrial Buildings | Standard | FALSE | [9 empty] | 41950 |  |  | NotYetVerified |  | 3 | 21315.46 | 105.47 | 202.1 | 5.52 | 0.99835 | 4000 | 82
PW96XVWK | Eaton (formerly Cooper Lighting) | Metalux Industrial | HBLED-LD4-24-W-CLI-[Voltages include 120V thru 277V 347V or 480V]-[Emergency Options include blank EL7W or EL14]-L840-ED2-[Options include blank MP or MS]-[All Packaging] | Indoor Luminaires | High-Bay | High-Bay Luminaires for Commercial and Industrial Buildings | Standard | FALSE | [9 empty] | 41950 |  |  | NotYetVerified |  | 3 | 21242.51 | 105.11 | 202.1 | 5.52 | 0.99835 | 4000 | 82
PZ6PGK5E | Eaton (formerly Cooper Lighting) | Metalux Industrial | HBLED-LD4-24-W-CL-[Voltages include 120V thru 277V 347V or 480V]-[Emergency Options include blank EL7W or EL14]-L840-ED2-[Options include blank MP or MS]-[All Packaging] | Indoor Luminaires | High-Bay | High-Bay Luminaires for Commercial and Industrial Buildings | Standard | FALSE | [9 empty] | 41950 |  |  | NotYetVerified |  | 3 | 21219.65 | 105 | 202.1 | 5.52 | 0.99835 | 4000 | 82
PPCP3FRY | Eaton (formerly Cooper Lighting) | Metalux Industrial | HBLED-LD4-24-N-CLI-[Voltages include 120V thru 277V 347V or 480V]-[Emergency Options include blank EL7W or EL14]-L840-ED2-[Options include blank MP or MS]-[All Packaging] | Indoor Luminaires | High-Bay | High-Bay Luminaires for Commercial and Industrial Buildings | Standard | FALSE | [9 empty] | 41950 |  |  | NotYetVerified |  | 3 | 20520.27 | 101.54 | 202.1 | 5.52 | 0.99835 | 4000 | 82
PF4N3KJ1 | Eaton (formerly Cooper Lighting) | Metalux Industrial | HBLED-LD4-24-N-CLI-[Voltages include 120V thru 277V 347V or 480V]-[Emergency Options include blank EL7W or EL14]-L840-ED2-[Options include blank MP or MS]-[All Packaging] | Indoor Luminaires | High-Bay | High-Bay Aisle Luminaires | Standard | FALSE | [9 empty] | 41950 |  |  | NotYetVerified |  | 3 | 20520.27 | 101.54 | 202.1 | 5.52 | 0.99835 | 4000 | 82
PH4CV9YG | Eaton (formerly Cooper Lighting) | Metalux Industrial | HBLED-LD4-24-N-CL-[Voltages include 120V thru 277V 347V or 480V]-[Emergency Options include blank EL7W or EL14]-L840-ED2-[Options include blank MP or MS]-[All Packaging] | Indoor Luminaires | High-Bay | High-Bay Luminaires for Commercial and Industrial Buildings | Standard | FALSE | [9 empty] | 41950 |  |  | NotYetVerified |  | 3 | 20498.18 | 101.43 | 202.1 | 5.52 | 0.99835 | 4000 | 82
P6QBKYX9 | Eaton (formerly Cooper Lighting) | Metalux Industrial | HBLED-LD4-24-N-CL-[Voltages include 120V thru 277V 347V or 480V]-[Emergency Options include blank EL7W or EL14]-L840-ED2-[Options include blank MP or MS]-[All Packaging] | Indoor Luminaires | High-Bay | High-Bay Aisle Luminaires | Standard | FALSE | [9 empty] | 41950 |  |  | NotYetVerified |  | 3 | 20498.18 | 101.43 | 202.1 | 5.52 | 0.99835 | 4000 | 82
P3SM4SYY | Eaton (formerly Cooper Lighting) | Metalux Industrial | HBLED-LD4-24-W-AI-[Voltages include 120V thru 277V 347V or 480V]-[Emergency Options include blank EL7W or EL14]-L840-ED2-[Options include blank MP or MS]-[All Packaging] | Indoor Luminaires | High-Bay | High-Bay Luminaires for Commercial and Industrial Buildings | Standard | FALSE | [9 empty] | 41950 |  |  | NotYetVerified |  | 3 | 19413.23 | 96.06 | 202.1 | 5.52 | 0.99835 | 4000 | 82
PQHMZG24 | Eaton (formerly Cooper Lighting) | Metalux Industrial | HBLED-LD4-24-W-A-[Voltages include 120V thru 277V 347V or 480V]-[Emergency Options include blank EL7W or EL14]-L840-ED2-[Options include blank MP or MS]-[All Packaging] | Indoor Luminaires | High-Bay | High-Bay Luminaires for Commercial and Industrial Buildings | Standard | FALSE | [9 empty] | 41950 |  |  | NotYetVerified |  | 3 | 19344.64 | 95.72 | 202.1 | 5.52 | 0.99835 | 4000 | 82
PY5977ZY | Eaton (formerly Cooper Lighting) | Metalux Industrial | HBLED-LD4-12-W-blank-[Voltages include 120V thru 277V 347V or 480V]-[Emergency Options include blank EL7W or EL14]-L840-ED1-[Options include blank MP or MS]-[All Packaging] | Indoor Luminaires | High-Bay | High-Bay Luminaires for Commercial and Industrial Buildings | Standard | FALSE | [9 empty] | 41950 |  |  | NotYetVerified |  | 3 | 11433 | 114.56 | 99.8 | 5.52 | 0.99835 | 4000 | 82
PHDGYX3M | Eaton (formerly Cooper Lighting) | Metalux Industrial | HBLED-LD4-12-N-blank-[Voltages include 120V thru 277V 347V or 480V]-[Emergency Options include blank EL7W or EL14]-L840-ED1-[Options include blank MP or MS]-[All Packaging] | Indoor Luminaires | High-Bay | High-Bay Luminaires for Commercial and Industrial Buildings | Standard | FALSE | [9 empty] | 41950 |  |  | NotYetVerified |  | 3 | 11044.28 | 110.66 | 99.8 | 5.52 | 0.99835 | 4000 | 82
PFF9UZSP | Eaton (formerly Cooper Lighting) | Metalux Industrial | HBLED-LD4-12-N-blank-[Voltages include 120V thru 277V 347V or 480V]-[Emergency Options include blank EL7W or EL14]-L840-ED1-[Options include blank MP or MS]-[All Packaging] | Indoor Luminaires | High-Bay | High-Bay Aisle Luminaires | Standard | FALSE | [9 empty] | 41950 |  |  | NotYetVerified |  | 3 | 11044.28 | 110.66 | 99.8 | 5.52 | 0.99835 | 4000 | 82
P3X73QVW | Eaton (formerly Cooper Lighting) | Metalux Industrial | HBLED-LD4-12-W-WG-[Voltages include 120V thru 277V 347V or 480V]-[Emergency Options include blank EL7W or EL14]-L840-ED1-[Options include blank MP or MS]-[All Packaging] | Indoor Luminaires | High-Bay | High-Bay Luminaires for Commercial and Industrial Buildings | Standard | FALSE | [9 empty] | 41950 |  |  | NotYetVerified |  | 3 | 11032.85 | 110.55 | 99.8 | 5.52 | 0.99835 | 4000 | 82
PH4VTG5J | Eaton (formerly Cooper Lighting) | Metalux Industrial | HBLED-LD4-12-N-WG-[Voltages include 120V thru 277V 347V or 480V]-[Emergency Options include blank EL7W or EL14]-L840-ED1-[Options include blank MP or MS]-[All Packaging] | Indoor Luminaires | High-Bay | High-Bay Aisle Luminaires | Standard | FALSE | [9 empty] | 41950 |  |  | NotYetVerified |  | 3 | 10657.73 | 106.79 | 99.8 | 5.52 | 0.99835 | 4000 | 82
P7VPJFCC | Eaton (formerly Cooper Lighting) | Metalux Industrial | HBLED-LD4-12-N-WG-[Voltages include 120V thru 277V 347V or 480V]-[Emergency Options include blank EL7W or EL14]-L840-ED1-[Options include blank MP or MS]-[All Packaging] | Indoor Luminaires | High-Bay | High-Bay Luminaires for Commercial and Industrial Buildings | Standard | FALSE | [9 empty] | 41950 |  |  | NotYetVerified |  | 3 | 10657.73 | 106.79 | 99.8 | 5.52 | 0.99835 | 4000 | 82
PQFD4CEX | Eaton (formerly Cooper Lighting) | Metalux Industrial | HBLED-LD4-12-W-CLI-[Voltages include 120V thru 277V 347V or 480V]-[Emergency Options include blank EL7W or EL14]-L840-ED1-[Options include blank MP or MS]-[All Packaging] | Indoor Luminaires | High-Bay | High-Bay Luminaires for Commercial and Industrial Buildings | Standard | FALSE | [9 empty] | 41950 |  |  | NotYetVerified |  | 3 | 10621.26 | 106.43 | 99.8 | 5.52 | 0.99835 | 4000 | 82
P379E2M2 | Eaton (formerly Cooper Lighting) | Metalux Industrial | HBLED-LD4-12-W-CL-[Voltages include 120V thru 277V 347V or 480V]-[Emergency Options include blank EL7W or EL14]-L840-ED1-[Options include blank MP or MS]-[All Packaging] | Indoor Luminaires | High-Bay | High-Bay Luminaires for Commercial and Industrial Buildings | Standard | FALSE | [9 empty] | 41950 |  |  | NotYetVerified |  | 3 | 10609.82 | 106.31 | 99.8 | 5.52 | 0.99835 | 4000 | 82
PPCFZXVU | Eaton (formerly Cooper Lighting) | Metalux Industrial | HBLED-LD4-12-N-CLI-[Voltages include 120V thru 277V 347V or 480V]-[Emergency Options include blank EL7W or EL14]-L840-ED1-[Options include blank MP or MS]-[All Packaging] | Indoor Luminaires | High-Bay | High-Bay Luminaires for Commercial and Industrial Buildings | Standard | FALSE | [9 empty] | 41950 |  |  | NotYetVerified |  | 3 | 10260.13 | 102.81 | 99.8 | 5.52 | 0.99835 | 4000 | 82
P7EQBH3N | Eaton (formerly Cooper Lighting) | Metalux Industrial | HBLED-LD4-12-N-CLI-[Voltages include 120V thru 277V 347V or 480V]-[Emergency Options include blank EL7W or EL14]-L840-ED1-[Options include blank MP or MS]-[All Packaging] | Indoor Luminaires | High-Bay | High-Bay Aisle Luminaires | Standard | FALSE | [9 empty] | 41950 |  |  | NotYetVerified |  | 3 | 10260.13 | 102.81 | 99.8 | 5.52 | 0.99835 | 4000 | 82
PRK9GCYH | Eaton (formerly Cooper Lighting) | Metalux Industrial | HBLED-LD4-12-N-CL-[Voltages include 120V thru 277V 347V or 480V]-[Emergency Options include blank EL7W or EL14]-L840-ED1-[Options include blank MP or MS]-[All Packaging] | Indoor Luminaires | High-Bay | High-Bay Aisle Luminaires | Standard | FALSE | [9 empty] | 41950 |  |  | NotYetVerified |  | 3 | 10249.09 | 102.7 | 99.8 | 5.52 | 0.99835 | 4000 | 82
PCZRRW4R | Eaton (formerly Cooper Lighting) | Metalux Industrial | HBLED-LD4-12-N-CL-[Voltages include 120V thru 277V 347V or 480V]-[Emergency Options include blank EL7W or EL14]-L840-ED1-[Options include blank MP or MS]-[All Packaging] | Indoor Luminaires | High-Bay | High-Bay Luminaires for Commercial and Industrial Buildings | Standard | FALSE | [9 empty] | 41950 |  |  | NotYetVerified |  | 3 | 10249.09 | 102.7 | 99.8 | 5.52 | 0.99835 | 4000 | 82
PTU79CZG | Eaton (formerly Cooper Lighting) | Metalux Industrial | HBLED-LD4-12-W-AI-[Voltages include 120V thru 277V 347V or 480V]-[Emergency Options include blank EL7W or EL14]-L840-ED1-[Options include blank MP or MS]-[All Packaging] | Indoor Luminaires | High-Bay | High-Bay Luminaires for Commercial and Industrial Buildings | Standard | FALSE | [9 empty] | 41950 |  |  | NotYetVerified |  | 3 | 9706.62 | 97.26 | 99.8 | 5.52 | 0.99835 | 4000 | 82
PQQN53DK | Eaton (formerly Cooper Lighting) | Metalux Industrial | HBLED-LD4-12-W-A-[Voltages include 120V thru 277V 347V or 480V]-[Emergency Options include blank EL7W or EL14]-L840-ED1-[Options include blank MP or MS]-[All Packaging] | Indoor Luminaires | High-Bay | High-Bay Luminaires for Commercial and Industrial Buildings | Standard | FALSE | [9 empty] | 41950 |  |  | NotYetVerified |  | 3 | 9672.32 | 96.92 | 99.8 | 5.52 | 0.99835 | 4000 | 82
P7UG5PAQ | Eaton (formerly Cooper Lighting) | Metalux Industrial | HBLED-LD4-30-W-blank-[Voltages include 120V thru 277V 347V or 480V]-[Emergency Options include blank EL7W or EL14]-L840-CD3-[Options include blank MP or MS]-[All Packaging] | Indoor Luminaires | High-Bay | High-Bay Luminaires for Commercial and Industrial Buildings | Standard | FALSE | [9 empty] | 41950 |  |  | NotYetVerified |  | 3 | 26477.56 | 116.26 | 227.75 | 7.0249 | 0.995 | 4000 | 82
PXV8BW9J | Eaton (formerly Cooper Lighting) | Metalux Industrial | HBLED-LD4-30-N-blank-[Voltages include 120V thru 277V 347V or 480V]-[Emergency Options include blank EL7W or EL14]-L840-CD3-[Options include blank MP or MS]-[All Packaging] | Indoor Luminaires | High-Bay | High-Bay Aisle Luminaires | Standard | FALSE | [9 empty] | 41950 |  |  | NotYetVerified |  | 3 | 25577.32 | 112.31 | 227.75 | 7.0249 | 0.995 | 4000 | 82
P3S3MTKZ | Eaton (formerly Cooper Lighting) | Metalux Industrial | HBLED-LD4-30-N-blank-[Voltages include 120V thru 277V 347V or 480V]-[Emergency Options include blank EL7W or EL14]-L840-CD3-[Options include blank MP or MS]-[All Packaging] | Indoor Luminaires | High-Bay | High-Bay Luminaires for Commercial and Industrial Buildings | Standard | FALSE | [9 empty] | 41950 |  |  | NotYetVerified |  | 3 | 25577.32 | 112.31 | 227.75 | 7.0249 | 0.995 | 4000 | 82
PSEMPWZN | Eaton (formerly Cooper Lighting) | Metalux Industrial | HBLED-LD4-30-W-WG-[Voltages include 120V thru 277V 347V or 480V]-[Emergency Options include blank EL7W or EL14]-L840-CD3-[Options include blank MP or MS]-[All Packaging] | Indoor Luminaires | High-Bay | High-Bay Luminaires for Commercial and Industrial Buildings | Standard | FALSE | [9 empty] | 41950 |  |  | NotYetVerified |  | 3 | 25550.85 | 112.19 | 227.75 | 7.0249 | 0.995 | 4000 | 82
PUSU752E | Eaton (formerly Cooper Lighting) | Metalux Industrial | HBLED-LD4-30-N-WG-[Voltages include 120V thru 277V 347V or 480V]-[Emergency Options include blank EL7W or EL14]-L840-CD3-[Options include blank MP or MS]-[All Packaging] | Indoor Luminaires | High-Bay | High-Bay Luminaires for Commercial and Industrial Buildings | Standard | FALSE | [9 empty] | 41950 |  |  | NotYetVerified |  | 3 | 24682.12 | 108.38 | 227.75 | 7.0249 | 0.995 | 4000 | 82
PBN9T6EG | Eaton (formerly Cooper Lighting) | Metalux Industrial | HBLED-LD4-30-N-WG-[Voltages include 120V thru 277V 347V or 480V]-[Emergency Options include blank EL7W or EL14]-L840-CD3-[Options include blank MP or MS]-[All Packaging] | Indoor Luminaires | High-Bay | High-Bay Aisle Luminaires | Standard | FALSE | [9 empty] | 41950 |  |  | NotYetVerified |  | 3 | 24682.12 | 108.38 | 227.75 | 7.0249 | 0.995 | 4000 | 82
P4TPGHHZ | Eaton (formerly Cooper Lighting) | Metalux Industrial | HBLED-LD4-30-W-CLI-[Voltages include 120V thru 277V 347V or 480V]-[Emergency Options include blank EL7W or EL14]-L840-CD3-[Options include blank MP or MS]-[All Packaging] | Indoor Luminaires | High-Bay | High-Bay Luminaires for Commercial and Industrial Buildings | Standard | FALSE | [9 empty] | 41950 |  |  | NotYetVerified |  | 3 | 24597.65 | 108 | 227.75 | 7.0249 | 0.995 | 4000 | 82
PVHXKYVM | Eaton (formerly Cooper Lighting) | Metalux Industrial | HBLED-LD4-30-N-CLI-[Voltages include 120V thru 277V 347V or 480V]-[Emergency Options include blank EL7W or EL14]-L840-CD3-[Options include blank MP or MS]-[All Packaging] | Indoor Luminaires | High-Bay | High-Bay Aisle Luminaires | Standard | FALSE | [9 empty] | 41950 |  |  | NotYetVerified |  | 3 | 23761.33 | 104.33 | 227.75 | 7.0249 | 0.995 | 4000 | 82
PKMBFBNJ | Eaton (formerly Cooper Lighting) | Metalux Industrial | HBLED-LD4-30-N-CLI-[Voltages include 120V thru 277V 347V or 480V]-[Emergency Options include blank EL7W or EL14]-L840-CD3-[Options include blank MP or MS]-[All Packaging] | Indoor Luminaires | High-Bay | High-Bay Luminaires for Commercial and Industrial Buildings | Standard | FALSE | [9 empty] | 41950 |  |  | NotYetVerified |  | 3 | 23761.33 | 104.33 | 227.75 | 7.0249 | 0.995 | 4000 | 82
P4428HJ6 | Eaton (formerly Cooper Lighting) | Metalux Industrial | HBLED-LD4-30-W-AI-[Voltages include 120V thru 277V 347V or 480V]-[Emergency Options include blank EL7W or EL14]-L840-CD3-[Options include blank MP or MS]-[All Packaging] | Indoor Luminaires | High-Bay | High-Bay Luminaires for Commercial and Industrial Buildings | Standard | FALSE | [9 empty] | 41950 |  |  | NotYetVerified |  | 3 | 22479.45 | 98.7 | 227.75 | 7.0249 | 0.995 | 4000 | 82
P8XGH3UP | Eaton (formerly Cooper Lighting) | Metalux Industrial | HBLED-LD4-18-W-blank-[Voltages include 120V thru 277V 347V or 480V]-[Emergency Options include blank EL7W or EL14]-L840-[Driver Types include CD or 5LTD]2-[Options include blank MP or MS]-[All Packaging] | Indoor Luminaires | High-Bay | High-Bay Luminaires for Commercial and Industrial Buildings | Standard | FALSE | [9 empty] | 41950 |  |  | NotYetVerified |  | 3 | 17846.63 | 118.58 | 150.5 | 7.0249 | 0.995 | 4000 | 82
PZZW6MQH | Eaton (formerly Cooper Lighting) | Metalux Industrial | HBLED-LD4-18-N-blank-[Voltages include 120V thru 277V 347V or 480V]-[Emergency Options include blank EL7W or EL14]-L840-[Driver Types include CD or 5LTD]2-[Options include blank MP or MS]-[All Packaging] | Indoor Luminaires | High-Bay | High-Bay Aisle Luminaires | Standard | FALSE | [9 empty] | 41950 |  |  | NotYetVerified |  | 3 | 17239.85 | 114.55 | 150.5 | 7.0249 | 0.995 | 4000 | 82
PNXUZ42A | Eaton (formerly Cooper Lighting) | Metalux Industrial | HBLED-LD4-18-N-blank-[Voltages include 120V thru 277V 347V or 480V]-[Emergency Options include blank EL7W or EL14]-L840-[Driver Types include CD or 5LTD]2-[Options include blank MP or MS]-[All Packaging] | Indoor Luminaires | High-Bay | High-Bay Luminaires for Commercial and Industrial Buildings | Standard | FALSE | [9 empty] | 41950 |  |  | NotYetVerified |  | 3 | 17239.85 | 114.55 | 150.5 | 7.0249 | 0.995 | 4000 | 82
P8EFXZZP | Eaton (formerly Cooper Lighting) | Metalux Industrial | HBLED-LD4-18-W-WG-[Voltages include 120V thru 277V 347V or 480V]-[Emergency Options include blank EL7W or EL14]-L840-[Driver Types include CD or 5LTD]2-[Options include blank MP or MS]-[All Packaging] | Indoor Luminaires | High-Bay | High-Bay Luminaires for Commercial and Industrial Buildings | Standard | FALSE | [9 empty] | 41950 |  |  | NotYetVerified |  | 3 | 17222 | 114.43 | 150.5 | 7.0249 | 0.995 | 4000 | 82
P9RGK1Q3 | Eaton (formerly Cooper Lighting) | Metalux Industrial | HBLED-LD4-18-N-WG-[Voltages include 120V thru 277V 347V or 480V]-[Emergency Options include blank EL7W or EL14]-L840-[Driver Types include CD or 5LTD]2-[Options include blank MP or MS]-[All Packaging] | Indoor Luminaires | High-Bay | High-Bay Aisle Luminaires | Standard | FALSE | [9 empty] | 41950 |  |  | NotYetVerified |  | 3 | 16636.45 | 110.54 | 150.5 | 7.0249 | 0.995 | 4000 | 82
P4WCZ1MZ | Eaton (formerly Cooper Lighting) | Metalux Industrial | HBLED-LD4-18-N-WG-[Voltages include 120V thru 277V 347V or 480V]-[Emergency Options include blank EL7W or EL14]-L840-[Driver Types include CD or 5LTD]2-[Options include blank MP or MS]-[All Packaging] | Indoor Luminaires | High-Bay | High-Bay Luminaires for Commercial and Industrial Buildings | Standard | FALSE | [9 empty] | 41950 |  |  | NotYetVerified |  | 3 | 16636.45 | 110.54 | 150.5 | 7.0249 | 0.995 | 4000 | 82
PQ6N8QYB | Eaton (formerly Cooper Lighting) | Metalux Industrial | HBLED-LD4-18-W-CLI-[Voltages include 120V thru 277V 347V or 480V]-[Emergency Options include blank EL7W or EL14]-L840-[Driver Types include CD or 5LTD]2-[Options include blank MP or MS]-[All Packaging] | Indoor Luminaires | High-Bay | High-Bay Luminaires for Commercial and Industrial Buildings | Standard | FALSE | [9 empty] | 41950 |  |  | NotYetVerified |  | 3 | 16579.52 | 110.16 | 150.5 | 7.0249 | 0.995 | 4000 | 82
PTJKJEDF | Eaton (formerly Cooper Lighting) | Metalux Industrial | HBLED-LD4-18-W-CL-[Voltages include 120V thru 277V 347V or 480V]-[Emergency Options include blank EL7W or EL14]-L840-[Driver Types include CD or 5LTD]2-[Options include blank MP or MS]-[All Packaging] | Indoor Luminaires | High-Bay | High-Bay Luminaires for Commercial and Industrial Buildings | Standard | FALSE | [9 empty] | 41950 |  |  | NotYetVerified |  | 3 | 16561.68 | 110.04 | 150.5 | 7.0249 | 0.995 | 4000 | 82
PWP6VK5G | Eaton (formerly Cooper Lighting) | Metalux Industrial | HBLED-LD4-18-N-CLI-[Voltages include 120V thru 277V 347V or 480V]-[Emergency Options include blank EL7W or EL14]-L840-[Driver Types include CD or 5LTD]2-[Options include blank MP or MS]-[All Packaging] | Indoor Luminaires | High-Bay | High-Bay Luminaires for Commercial and Industrial Buildings | Standard | FALSE | [9 empty] | 41950 |  |  | NotYetVerified |  | 3 | 16015.82 | 106.42 | 150.5 | 7.0249 | 0.995 | 4000 | 82
PNJBH36V | Eaton (formerly Cooper Lighting) | Metalux Industrial | HBLED-LD4-18-N-CLI-[Voltages include 120V thru 277V 347V or 480V]-[Emergency Options include blank EL7W or EL14]-L840-[Driver Types include CD or 5LTD]2-[Options include blank MP or MS]-[All Packaging] | Indoor Luminaires | High-Bay | High-Bay Aisle Luminaires | Standard | FALSE | [9 empty] | 41950 |  |  | NotYetVerified |  | 3 | 16015.82 | 106.42 | 150.5 | 7.0249 | 0.995 | 4000 | 82
PZCEBCMR | Eaton (formerly Cooper Lighting) | Metalux Industrial | HBLED-LD4-18-N-CL-[Voltages include 120V thru 277V 347V or 480V]-[Emergency Options include blank EL7W or EL14]-L840-[Driver Types include CD or 5LTD]2-[Options include blank MP or MS]-[All Packaging] | Indoor Luminaires | High-Bay | High-Bay Luminaires for Commercial and Industrial Buildings | Standard | FALSE | [9 empty] | 41950 |  |  | NotYetVerified |  | 3 | 15998.58 | 106.3 | 150.5 | 7.0249 | 0.995 | 4000 | 82
PD225VSX | Eaton (formerly Cooper Lighting) | Metalux Industrial | HBLED-LD4-18-N-CL-[Voltages include 120V thru 277V 347V or 480V]-[Emergency Options include blank EL7W or EL14]-L840-[Driver Types include CD or 5LTD]2-[Options include blank MP or MS]-[All Packaging] | Indoor Luminaires | High-Bay | High-Bay Aisle Luminaires | Standard | FALSE | [9 empty] | 41950 |  |  | NotYetVerified |  | 3 | 15998.58 | 106.3 | 150.5 | 7.0249 | 0.995 | 4000 | 82
PAX7PU4M | Eaton (formerly Cooper Lighting) | Metalux Industrial | HBLED-LD4-18-W-AI-[Voltages include 120V thru 277V 347V or 480V]-[Emergency Options include blank EL7W or EL14]-L840-[Driver Types include CD or 5LTD]2-[Options include blank MP or MS]-[All Packaging] | Indoor Luminaires | High-Bay | High-Bay Luminaires for Commercial and Industrial Buildings | Standard | FALSE | [9 empty] | 41950 |  |  | NotYetVerified |  | 3 | 15151.79 | 100.68 | 150.5 | 7.0249 | 0.995 | 4000 | 82
PNPJFB22 | Eaton (formerly Cooper Lighting) | Metalux Industrial | HBLED-LD4-18-W-A-[Voltages include 120V thru 277V 347V or 480V]-[Emergency Options include blank EL7W or EL14]-L840-[Driver Types include CD or 5LTD]2-[Options include blank MP or MS]-[All Packaging] | Indoor Luminaires | High-Bay | High-Bay Luminaires for Commercial and Industrial Buildings | Standard | FALSE | [9 empty] | 41950 |  |  | NotYetVerified |  | 3 | 15098.25 | 100.32 | 150.5 | 7.0249 | 0.995 | 4000 | 82
P4FYWGMZ | Eaton (formerly Cooper Lighting) | Metalux Industrial | HBLED-LD4-36-W-blank-[Voltages include 120V thru 277V or 480V]-[Emergency Options include blank EL7W or EL14]-L840-CD3-[Options include blank MP or MS]-[All Packaging] | Indoor Luminaires | High-Bay | High-Bay Luminaires for Commercial and Industrial Buildings | Standard | FALSE | [9 empty] | 41950 |  |  | NotYetVerified |  | 3 | 33300 | 107.15 | 310.79 | 6.36 | 0.9979 | 4000 | 82
PSQT9D7W | Eaton (formerly Cooper Lighting) | Metalux Industrial | HBLED-LD4-36-N-blank-[Voltages include 120V thru 277V or 480V]-[Emergency Options include blank EL7W or EL14]-L840-CD3-[Options include blank MP or MS]-[All Packaging] | Indoor Luminaires | High-Bay | High-Bay Aisle Luminaires | Standard | FALSE | [9 empty] | 41950 |  |  | NotYetVerified |  | 3 | 32167.8 | 103.5 | 310.79 | 6.36 | 0.9979 | 4000 | 82
P74PAHUY | Eaton (formerly Cooper Lighting) | Metalux Industrial | HBLED-LD4-36-N-blank-[Voltages include 120V thru 277V or 480V]-[Emergency Options include blank EL7W or EL14]-L840-CD3-[Options include blank MP or MS]-[All Packaging] | Indoor Luminaires | High-Bay | High-Bay Luminaires for Commercial and Industrial Buildings | Standard | FALSE | [9 empty] | 41950 |  |  | NotYetVerified |  | 3 | 32167.8 | 103.5 | 310.79 | 6.36 | 0.9979 | 4000 | 82
PDRCTXXB | Eaton (formerly Cooper Lighting) | Metalux Industrial | HBLED-LD4-36-W-WG-[Voltages include 120V thru 277V or 480V]-[Emergency Options include blank EL7W or EL14]-L840-CD3-[Options include blank MP or MS]-[All Packaging] | Indoor Luminaires | High-Bay | High-Bay Luminaires for Commercial and Industrial Buildings | Standard | FALSE | [9 empty] | 41950 |  |  | NotYetVerified |  | 3 | 32134.5 | 103.4 | 310.79 | 6.36 | 0.9979 | 4000 | 82
PRTXWHYC | Eaton (formerly Cooper Lighting) | Metalux Industrial | HBLED-LD4-36-N-WG-[Voltages include 120V thru 277V or 480V]-[Emergency Options include blank EL7W or EL14]-L840-CD3-[Options include blank MP or MS]-[All Packaging] | Indoor Luminaires | High-Bay | High-Bay Luminaires for Commercial and Industrial Buildings | Standard | FALSE | [9 empty] | 41950 |  |  | NotYetVerified |  | 3 | 31041.93 | 99.88 | 310.79 | 6.36 | 0.9979 | 4000 | 82
PJD7HTW7 | Eaton (formerly Cooper Lighting) | Metalux Industrial | HBLED-LD4-36-N-WG-[Voltages include 120V thru 277V or 480V]-[Emergency Options include blank EL7W or EL14]-L840-CD3-[Options include blank MP or MS]-[All Packaging] | Indoor Luminaires | High-Bay | High-Bay Aisle Luminaires | Standard | FALSE | [9 empty] | 41950 |  |  | NotYetVerified |  | 3 | 31041.93 | 99.88 | 310.79 | 6.36 | 0.9979 | 4000 | 82
P54J89FR | Eaton (formerly Cooper Lighting) | Metalux Industrial | HBLED-LD4-36-W-CLI-[Voltages include 120V thru 277V or 480V]-[Emergency Options include blank EL7W or EL14]-L840-CD3-[Options include blank MP or MS]-[All Packaging] | Indoor Luminaires | High-Bay | High-Bay Luminaires for Commercial and Industrial Buildings | Standard | FALSE | [9 empty] | 41950 |  |  | NotYetVerified |  | 3 | 30935.7 | 99.54 | 310.79 | 6.36 | 0.9979 | 4000 | 82
PGTWN9XT | Eaton (formerly Cooper Lighting) | Metalux Industrial | HBLED-LD4-36-N-CLI-[Voltages include 120V thru 277V or 480V]-[Emergency Options include blank EL7W or EL14]-L840-CD3-[Options include blank MP or MS]-[All Packaging] | Indoor Luminaires | High-Bay | High-Bay Aisle Luminaires | Standard | FALSE | [9 empty] | 41950 |  |  | NotYetVerified |  | 3 | 29883.89 | 96.16 | 310.79 | 6.36 | 0.9979 | 4000 | 82
P7UBMN5B | Eaton (formerly Cooper Lighting) | Metalux Industrial | HBLED-LD4-36-N-CLI-[Voltages include 120V thru 277V or 480V]-[Emergency Options include blank EL7W or EL14]-L840-CD3-[Options include blank MP or MS]-[All Packaging] | Indoor Luminaires | High-Bay | High-Bay Luminaires for Commercial and Industrial Buildings | Standard | FALSE | [9 empty] | 41950 |  |  | NotYetVerified |  | 3 | 29883.89 | 96.16 | 310.79 | 6.36 | 0.9979 | 4000 | 82
P21PNGRR | Eaton (formerly Cooper Lighting) | Metalux Industrial | HBLED-LD4-36-W-AI-[Voltages include 120V thru 277V or 480V]-[Emergency Options include blank EL7W or EL14]-L840-CD3-[Options include blank MP or MS]-[All Packaging] | Indoor Luminaires | High-Bay | High-Bay Luminaires for Commercial and Industrial Buildings | Standard | FALSE | [9 empty] | 41950 |  |  | NotYetVerified |  | 3 | 28271.7 | 90.97 | 310.79 | 6.36 | 0.9979 | 4000 | 82
PGN6UMFP | Eaton (formerly Cooper Lighting) | Metalux Industrial | HBLED-LD4-24-W-blank-[Voltages include 120V thru 277V 347V or 480V]-[Emergency Options include blank EL7W or EL14]-L840-[Driver Types include CD or 5LTD]2-[Options include blank MP or MS]-[All Packaging] | Indoor Luminaires | High-Bay | High-Bay Luminaires for Commercial and Industrial Buildings | Standard | FALSE | [9 empty] | 41950 |  |  | NotYetVerified |  | 3 | 22866 | 112.06 | 204.06 | 6.36 | 0.9979 | 4000 | 82
PJQ11GR3 | Eaton (formerly Cooper Lighting) | Metalux Industrial | HBLED-LD4-24-N-blank-[Voltages include 120V thru 277V 347V or 480V]-[Emergency Options include blank EL7W or EL14]-L840-[Driver Types include CD or 5LTD]2-[Options include blank MP or MS]-[All Packaging] | Indoor Luminaires | High-Bay | High-Bay Aisle Luminaires | Standard | FALSE | [9 empty] | 41950 |  |  | NotYetVerified |  | 3 | 22088.56 | 108.25 | 204.06 | 6.36 | 0.9979 | 4000 | 82
PBJYCUEV | Eaton (formerly Cooper Lighting) | Metalux Industrial | HBLED-LD4-24-N-blank-[Voltages include 120V thru 277V 347V or 480V]-[Emergency Options include blank EL7W or EL14]-L840-[Driver Types include CD or 5LTD]2-[Options include blank MP or MS]-[All Packaging] | Indoor Luminaires | High-Bay | High-Bay Luminaires for Commercial and Industrial Buildings | Standard | FALSE | [9 empty] | 41950 |  |  | NotYetVerified |  | 3 | 22088.56 | 108.25 | 204.06 | 6.36 | 0.9979 | 4000 | 82
PZGZ3AKV | Eaton (formerly Cooper Lighting) | Metalux Industrial | HBLED-LD4-24-W-WG-[Voltages include 120V thru 277V 347V or 480V]-[Emergency Options include blank EL7W or EL14]-L840-[Driver Types include CD or 5LTD]2-[Options include blank MP or MS]-[All Packaging] | Indoor Luminaires | High-Bay | High-Bay Luminaires for Commercial and Industrial Buildings | Standard | FALSE | [9 empty] | 41950 |  |  | NotYetVerified |  | 3 | 22065.69 | 108.13 | 204.06 | 6.36 | 0.9979 | 4000 | 82
PRSS6PKQ | Eaton (formerly Cooper Lighting) | Metalux Industrial | HBLED-LD4-24-N-WG-[Voltages include 120V thru 277V 347V or 480V]-[Emergency Options include blank EL7W or EL14]-L840-[Driver Types include CD or 5LTD]2-[Options include blank MP or MS]-[All Packaging] | Indoor Luminaires | High-Bay | High-Bay Luminaires for Commercial and Industrial Buildings | Standard | FALSE | [9 empty] | 41950 |  |  | NotYetVerified |  | 3 | 21315.46 | 104.46 | 204.06 | 6.36 | 0.9979 | 4000 | 82
P5TWUS29 | Eaton (formerly Cooper Lighting) | Metalux Industrial | HBLED-LD4-24-N-WG-[Voltages include 120V thru 277V 347V or 480V]-[Emergency Options include blank EL7W or EL14]-L840-[Driver Types include CD or 5LTD]2-[Options include blank MP or MS]-[All Packaging] | Indoor Luminaires | High-Bay | High-Bay Aisle Luminaires | Standard | FALSE | [9 empty] | 41950 |  |  | NotYetVerified |  | 3 | 21315.46 | 104.46 | 204.06 | 6.36 | 0.9979 | 4000 | 82
P6N4S98W | Eaton (formerly Cooper Lighting) | Metalux Industrial | HBLED-LD4-24-W-CLI-[Voltages include 120V thru 277V 347V or 480V]-[Emergency Options include blank EL7W or EL14]-L840-[Driver Types include CD or 5LTD]2-[Options include blank MP or MS]-[All Packaging] | Indoor Luminaires | High-Bay | High-Bay Luminaires for Commercial and Industrial Buildings | Standard | FALSE | [9 empty] | 41950 |  |  | NotYetVerified |  | 3 | 21242.51 | 104.1 | 204.06 | 6.36 | 0.9979 | 4000 | 82
PFER6W2Y | Eaton (formerly Cooper Lighting) | Metalux Industrial | HBLED-LD4-24-W-CL-[Voltages include 120V thru 277V 347V or 480V]-[Emergency Options include blank EL7W or EL14]-L840-[Driver Types include CD or 5LTD]2-[Options include blank MP or MS]-[All Packaging] | Indoor Luminaires | High-Bay | High-Bay Luminaires for Commercial and Industrial Buildings | Standard | FALSE | [9 empty] | 41950 |  |  | NotYetVerified |  | 3 | 21219.65 | 103.99 | 204.06 | 6.36 | 0.9979 | 4000 | 82
PKZ1DRM8 | Eaton (formerly Cooper Lighting) | Metalux Industrial | HBLED-LD4-24-N-CLI-[Voltages include 120V thru 277V 347V or 480V]-[Emergency Options include blank EL7W or EL14]-L840-[Driver Types include CD or 5LTD]2-[Options include blank MP or MS]-[All Packaging] | Indoor Luminaires | High-Bay | High-Bay Aisle Luminaires | Standard | FALSE | [9 empty] | 41950 |  |  | NotYetVerified |  | 3 | 20520.27 | 100.56 | 204.06 | 6.36 | 0.9979 | 4000 | 82
P14ATZSS | Eaton (formerly Cooper Lighting) | Metalux Industrial | HBLED-LD4-24-N-CLI-[Voltages include 120V thru 277V 347V or 480V]-[Emergency Options include blank EL7W or EL14]-L840-[Driver Types include CD or 5LTD]2-[Options include blank MP or MS]-[All Packaging] | Indoor Luminaires | High-Bay | High-Bay Luminaires for Commercial and Industrial Buildings | Standard | FALSE | [9 empty] | 41950 |  |  | NotYetVerified |  | 3 | 20520.27 | 100.56 | 204.06 | 6.36 | 0.9979 | 4000 | 82
PB6FK88D | Eaton (formerly Cooper Lighting) | Metalux Industrial | HBLED-LD4-24-N-CL-[Voltages include 120V thru 277V 347V or 480V]-[Emergency Options include blank EL7W or EL14]-L840-[Driver Types include CD or 5LTD]2-[Options include blank MP or MS]-[All Packaging] | Indoor Luminaires | High-Bay | High-Bay Luminaires for Commercial and Industrial Buildings | Standard | FALSE | [9 empty] | 41950 |  |  | NotYetVerified |  | 3 | 20498.18 | 100.45 | 204.06 | 6.36 | 0.9979 | 4000 | 82
P76QWEXK | Eaton (formerly Cooper Lighting) | Metalux Industrial | HBLED-LD4-24-N-CL-[Voltages include 120V thru 277V 347V or 480V]-[Emergency Options include blank EL7W or EL14]-L840-[Driver Types include CD or 5LTD]2-[Options include blank MP or MS]-[All Packaging] | Indoor Luminaires | High-Bay | High-Bay Aisle Luminaires | Standard | FALSE | [9 empty] | 41950 |  |  | NotYetVerified |  | 3 | 20498.18 | 100.45 | 204.06 | 6.36 | 0.9979 | 4000 | 82
P8QX6DBF | Eaton (formerly Cooper Lighting) | Metalux Industrial | HBLED-LD4-24-W-AI-[Voltages include 120V thru 277V 347V or 480V]-[Emergency Options include blank EL7W or EL14]-L840-[Driver Types include CD or 5LTD]2-[Options include blank MP or MS]-[All Packaging] | Indoor Luminaires | High-Bay | High-Bay Luminaires for Commercial and Industrial Buildings | Standard | FALSE | [9 empty] | 41950 |  |  | NotYetVerified |  | 3 | 19413.23 | 95.14 | 204.06 | 6.36 | 0.9979 | 4000 | 82
PK74GNT7 | Eaton (formerly Cooper Lighting) | Metalux Industrial | HBLED-LD4-24-W-A-[Voltages include 120V thru 277V 347V or 480V]-[Emergency Options include blank EL7W or EL14]-L840-[Driver Types include CD or 5LTD]2-[Options include blank MP or MS]-[All Packaging] | Indoor Luminaires | High-Bay | High-Bay Luminaires for Commercial and Industrial Buildings | Standard | FALSE | [9 empty] | 41950 |  |  | NotYetVerified |  | 3 | 19344.64 | 94.8 | 204.06 | 6.36 | 0.9979 | 4000 | 82
PMDZPM6G | Eaton (formerly Cooper Lighting) | Metalux Industrial | HBLED-LD4-12-W-blank-[Voltages include 120V thru 277V 347V or 480V]-[Emergency Options include blank EL7W or EL14]-L840-[Driver Types include CD or 5LTD]1-[Options include blank MP or MS]-[All Packaging] | Indoor Luminaires | High-Bay | High-Bay Luminaires for Commercial and Industrial Buildings | Standard | FALSE | [9 empty] | 41950 |  |  | NotYetVerified |  | 3 | 11433 | 113.99 | 100.3 | 6.36 | 0.9979 | 4000 | 82
PXWKBD5P | Eaton (formerly Cooper Lighting) | Metalux Industrial | HBLED-LD4-12-N-blank-[Voltages include 120V thru 277V 347V or 480V]-[Emergency Options include blank EL7W or EL14]-L840-[Driver Types include CD or 5LTD]1-[Options include blank MP or MS]-[All Packaging] | Indoor Luminaires | High-Bay | High-Bay Aisle Luminaires | Standard | FALSE | [9 empty] | 41950 |  |  | NotYetVerified |  | 3 | 11044.28 | 110.11 | 100.3 | 6.36 | 0.9979 | 4000 | 82
PGPNUNYZ | Eaton (formerly Cooper Lighting) | Metalux Industrial | HBLED-LD4-12-N-blank-[Voltages include 120V thru 277V 347V or 480V]-[Emergency Options include blank EL7W or EL14]-L840-[Driver Types include CD or 5LTD]1-[Options include blank MP or MS]-[All Packaging] | Indoor Luminaires | High-Bay | High-Bay Luminaires for Commercial and Industrial Buildings | Standard | FALSE | [9 empty] | 41950 |  |  | NotYetVerified |  | 3 | 11044.28 | 110.11 | 100.3 | 6.36 | 0.9979 | 4000 | 82
PQHKC2UC | Eaton (formerly Cooper Lighting) | Metalux Industrial | HBLED-LD4-12-W-WG-[Voltages include 120V thru 277V 347V or 480V]-[Emergency Options include blank EL7W or EL14]-L840-[Driver Types include CD or 5LTD]1-[Options include blank MP or MS]-[All Packaging] | Indoor Luminaires | High-Bay | High-Bay Luminaires for Commercial and Industrial Buildings | Standard | FALSE | [9 empty] | 41950 |  |  | NotYetVerified |  | 3 | 11032.85 | 110 | 100.3 | 6.36 | 0.9979 | 4000 | 82
PMES4PCS | Eaton (formerly Cooper Lighting) | Metalux Industrial | HBLED-LD4-12-N-WG-[Voltages include 120V thru 277V 347V or 480V]-[Emergency Options include blank EL7W or EL14]-L840-[Driver Types include CD or 5LTD]1-[Options include blank MP or MS]-[All Packaging] | Indoor Luminaires | High-Bay | High-Bay Aisle Luminaires | Standard | FALSE | [9 empty] | 41950 |  |  | NotYetVerified |  | 3 | 10657.73 | 106.26 | 100.3 | 6.36 | 0.9979 | 4000 | 82
PE8YHJP4 | Eaton (formerly Cooper Lighting) | Metalux Industrial | HBLED-LD4-12-N-WG-[Voltages include 120V thru 277V 347V or 480V]-[Emergency Options include blank EL7W or EL14]-L840-[Driver Types include CD or 5LTD]1-[Options include blank MP or MS]-[All Packaging] | Indoor Luminaires | High-Bay | High-Bay Luminaires for Commercial and Industrial Buildings | Standard | FALSE | [9 empty] | 41950 |  |  | NotYetVerified |  | 3 | 10657.73 | 106.26 | 100.3 | 6.36 | 0.9979 | 4000 | 82
PJCM4SYG | Eaton (formerly Cooper Lighting) | Metalux Industrial | HBLED-LD4-12-W-CLI-[Voltages include 120V thru 277V 347V or 480V]-[Emergency Options include blank EL7W or EL14]-L840-[Driver Types include CD or 5LTD]1-[Options include blank MP or MS]-[All Packaging] | Indoor Luminaires | High-Bay | High-Bay Luminaires for Commercial and Industrial Buildings | Standard | FALSE | [9 empty] | 41950 |  |  | NotYetVerified |  | 3 | 10621.26 | 105.89 | 100.3 | 6.36 | 0.9979 | 4000 | 82
P2BHU8W3 | Eaton (formerly Cooper Lighting) | Metalux Industrial | HBLED-LD4-12-W-CL-[Voltages include 120V thru 277V 347V or 480V]-[Emergency Options include blank EL7W or EL14]-L840-[Driver Types include CD or 5LTD]1-[Options include blank MP or MS]-[All Packaging] | Indoor Luminaires | High-Bay | High-Bay Luminaires for Commercial and Industrial Buildings | Standard | FALSE | [9 empty] | 41950 |  |  | NotYetVerified |  | 3 | 10609.82 | 105.78 | 100.3 | 6.36 | 0.9979 | 4000 | 82
P7EUUJVT | Eaton (formerly Cooper Lighting) | Metalux Industrial | HBLED-LD4-12-N-CLI-[Voltages include 120V thru 277V 347V or 480V]-[Emergency Options include blank EL7W or EL14]-L840-[Driver Types include CD or 5LTD]1-[Options include blank MP or MS]-[All Packaging] | Indoor Luminaires | High-Bay | High-Bay Luminaires for Commercial and Industrial Buildings | Standard | FALSE | [9 empty] | 41950 |  |  | NotYetVerified |  | 3 | 10260.13 | 102.29 | 100.3 | 6.36 | 0.9979 | 4000 | 82
P2TMT8J1 | Eaton (formerly Cooper Lighting) | Metalux Industrial | HBLED-LD4-12-N-CLI-[Voltages include 120V thru 277V 347V or 480V]-[Emergency Options include blank EL7W or EL14]-L840-[Driver Types include CD or 5LTD]1-[Options include blank MP or MS]-[All Packaging] | Indoor Luminaires | High-Bay | High-Bay Aisle Luminaires | Standard | FALSE | [9 empty] | 41950 |  |  | NotYetVerified |  | 3 | 10260.13 | 102.29 | 100.3 | 6.36 | 0.9979 | 4000 | 82
PKH64NKY | Eaton (formerly Cooper Lighting) | Metalux Industrial | HBLED-LD4-12-N-CL-[Voltages include 120V thru 277V 347V or 480V]-[Emergency Options include blank EL7W or EL14]-L840-[Driver Types include CD or 5LTD]1-[Options include blank MP or MS]-[All Packaging] | Indoor Luminaires | High-Bay | High-Bay Aisle Luminaires | Standard | FALSE | [9 empty] | 41950 |  |  | NotYetVerified |  | 3 | 10249.09 | 102.18 | 100.3 | 6.36 | 0.9979 | 4000 | 82
PC9YF4Z5 | Eaton (formerly Cooper Lighting) | Metalux Industrial | HBLED-LD4-12-N-CL-[Voltages include 120V thru 277V 347V or 480V]-[Emergency Options include blank EL7W or EL14]-L840-[Driver Types include CD or 5LTD]1-[Options include blank MP or MS]-[All Packaging] | Indoor Luminaires | High-Bay | High-Bay Luminaires for Commercial and Industrial Buildings | Standard | FALSE | [9 empty] | 41950 |  |  | NotYetVerified |  | 3 | 10249.09 | 102.18 | 100.3 | 6.36 | 0.9979 | 4000 | 82
PKED9QMH | Eaton (formerly Cooper Lighting) | Metalux Industrial | HBLED-LD4-12-W-AI-[Voltages include 120V thru 277V 347V or 480V]-[Emergency Options include blank EL7W or EL14]-L840-[Driver Types include CD or 5LTD]1-[Options include blank MP or MS]-[All Packaging] | Indoor Luminaires | High-Bay | High-Bay Luminaires for Commercial and Industrial Buildings | Standard | FALSE | [9 empty] | 41950 |  |  | NotYetVerified |  | 3 | 9706.62 | 96.78 | 100.3 | 6.36 | 0.9979 | 4000 | 82
PJF4W1MW | Eaton (formerly Cooper Lighting) | Metalux Industrial | HBLED-LD4-12-W-A-[Voltages include 120V thru 277V 347V or 480V]-[Emergency Options include blank EL7W or EL14]-L840-[Driver Types include CD or 5LTD]1-[Options include blank MP or MS]-[All Packaging] | Indoor Luminaires | High-Bay | High-Bay Luminaires for Commercial and Industrial Buildings | Standard | FALSE | [9 empty] | 41950 |  |  | NotYetVerified |  | 3 | 9672.32 | 96.43 | 100.3 | 6.36 | 0.9979 | 4000 | 82
P69QH9YMM | Noribachi | Noribachi | 072-LB2-[optional upgrades]-[mounting] | Indoor Luminaires | High-Bay | Low-Bay Luminaires for Commercial and Industrial Buildings | Standard | TRUE | 10071 | 113.7 | 88.6 | 8.54 | 0.996 | 4853 | 71.9 | 5 | 100000 | 41949 |  |  | NotYetVerified |  | 3
PT5V91T74 | Noribachi | Noribachi | 024-LB2-[optional upgrades]-[mounting] | Indoor Luminaires | High-Bay | Low-Bay Luminaires for Commercial and Industrial Buildings | Standard | TRUE | 4682 | 79.1 | 59.16 | 8.04 | 0.996 | 4892 | 71.4 | 5 | 100000 | 41949 |  |  | NotYetVerified |  | 3
P7EA8U31 | Voltech International Inc. | Technilight | TLVP5C75W | Indoor Luminaires | High-Bay | Low-Bay Luminaires for Commercial and Industrial Buildings | Standard | TRUE | 6536.5 | 86.07 | 75.94 | 15.62 | 0.949 | 2957 | 82.9 | 5 | 50000 | 41949 |  |  | NotYetVerified |  | 3 | 7250 | 97 | 75 |  | 0.98 | 3000 | 80
PXHPJ4B7 | Voltech International Inc. | Technilight | TLVP5F75W | Indoor Luminaires | High-Bay | Low-Bay Luminaires for Commercial and Industrial Buildings | Standard | TRUE | 6173.5 | 82.76 | 74.59 | 15.62 | 0.949 | 2942 | 83.3 | 5 | 50000 | 41949 |  |  | NotYetVerified |  | 3 |  | 94 | 75 |  | 0.98 | 3000 | 80
PKXK12H4 | Voltech International Inc. | Technilight | TLVP4C48W | Indoor Luminaires | High-Bay | Low-Bay Luminaires for Commercial and Industrial Buildings | Standard | TRUE | 4597.5 | 99.7 | 46.48 | 21.5 | 0.88 | 3166 | 82.1 | 5 | 50000 | 41949 |  |  | NotYetVerified |  | 3 | 4880 | 100 | 48 |  | 0.98 | 3000 | 80
PNGYRFPK | Voltech International Inc. | Technilight | TLVP5F75P | Indoor Luminaires | High-Bay | Low-Bay Luminaires for Commercial and Industrial Buildings | Standard | FALSE | [9 empty] | 41949 | Not Yet Verified | Not Yet Verified | NotYetVerified |  | 3 | 7050 | 94 | 75 |  | 0.98 | 5000 | 80
PQ7R7F69 | Voltech International Inc. | Technilight | TLVP5C75P | Indoor Luminaires | High-Bay | Low-Bay Luminaires for Commercial and Industrial Buildings | Standard | FALSE | [9 empty] | 41949 | Not Dimmable | Not Dimmable | NotYetVerified |  | 3 | 7250 | 97 | 75 |  | 0.98 | 5000 | 80
P1WRX4HQ | Voltech International Inc. | Technilight | TLVP4C48P | Indoor Luminaires | High-Bay | Low-Bay Luminaires for Commercial and Industrial Buildings | Standard | FALSE | [9 empty] | 41949 | Not Dimmable | Not Dimmable | NotYetVerified |  | 3 | 4880 | 100 | 48 |  | 0.98 | 5000 | 80
PGF97YGE | Voltech International Inc. | Technilight | TLVP5F75N | Indoor Luminaires | High-Bay | Low-Bay Luminaires for Commercial and Industrial Buildings | Standard | FALSE | [9 empty] | 41949 | Not Yet Verified | Not Yet Verified | NotYetVerified |  | 3 | 7050 | 94 | 75 |  | 0.98 | 4000 | 80
P8A5FB8X | Voltech International Inc. | Technilight | TLVP5C75N | Indoor Luminaires | High-Bay | Low-Bay Luminaires for Commercial and Industrial Buildings | Standard | FALSE | [9 empty] | 41949 | Not Dimmable | Not Dimmable | NotYetVerified |  | 3 | 7250 | 97 | 75 |  | 0.98 | 4000 | 80
PG6BMASH | Voltech International Inc. | Technilight | TLVP4C48N | Indoor Luminaires | High-Bay | Low-Bay Luminaires for Commercial and Industrial Buildings | Standard | FALSE | [9 empty] | 41949 | Not Dimmable | Not Dimmable | NotYetVerified |  | 3 | 4880 | 100 | 48 |  | 0.98 | 4000 | 80
PZXWVNTR9 | Noribachi | Noribachi | 021-CAX-[optional upgrades]-[mounting] | Indoor Luminaires | High-Bay | Low-Bay Luminaires for Commercial and Industrial Buildings | Standard | TRUE | 6178 | 94 | 65.6 | 7.05 | 0.997 | 4990 | 73.4 | 5 | 100000 | 41943 |  |  | NotYetVerified |  | 3
P39G9UMR4 | Noribachi | Noribachi | 042-CAQ-[optional upgrades]-[mounting] | Indoor Luminaires | High-Bay | Low-Bay Luminaires for Commercial and Industrial Buildings | Standard | TRUE | 5944 | 89.5 | 66.4 | 7.03 | 0.997 | 4992 | 72.6 | 5 | 100000 | 41943 |  |  | NotYetVerified |  | 3
PAN91W5YA | Noribachi | Noribachi | 042-CAZ-[optional upgrades]-[mounting] | Indoor Luminaires | High-Bay | Low-Bay Luminaires for Commercial and Industrial Buildings | Standard | TRUE | 6233 | 92.5 | 67.4 | 6.8 | 0.997 | 4901 | 71.6 | 5 | 100000 | 41943 |  |  | NotYetVerified |  | 3
PKSKJFTX1 | Eaton (formerly Cooper Lighting) | Metalux | HBLED-LD4-12-N-CL-UNV-L850-ED3-U | Indoor Luminaires | High-Bay | High-Bay Aisle Luminaires | Standard | TRUE | 9990 | 97.56 | 102.4 | 6.335 | 0.997 | 4988 | 81.5 | 5 | 60000 | 41943 |  |  | NotYetVerified | Updated 8/23/16 | 3
PDD7H3BF9 | Noribachi | Noribachi | 084-HBS-[optional upgrades]-[mounting] | Indoor Luminaires | High-Bay | High-Bay Luminaires for Commercial and Industrial Buildings | Standard | TRUE | 11070 | 81.6 | 135.7 | 9.33 | 0.944 | 4892 | 71.3 | 5 | 100000 | 41943 |  |  | NotYetVerified | Only qualified when mounted straight down | 3
P5JGY9ZT9 | Noribachi | Noribachi | 084-CAQ-[optional upgrades]-[mounting] | Indoor Luminaires | High-Bay | High-Bay Luminaires for Commercial and Industrial Buildings | Standard | TRUE | 11115 | 84.8 | 131 | 10.4 | 0.942 | 4977 | 73.2 | 5 | 100000 | 41943 |  |  | NotYetVerified |  | 3
PMFSMXGWS | Noribachi | Noribachi | 084-CAZ-[optional upgrades]-[mounting] | Indoor Luminaires | High-Bay | High-Bay Luminaires for Commercial and Industrial Buildings | Standard | TRUE | 11690 | 88.1 | 132.7 | 9.84 | 0.941 | 4955 | 72.3 | 5 | 100000 | 41943 |  |  | NotYetVerified |  | 3
PEKVN68XT | Noribachi | Noribachi | 084-CAX-[optional upgrades]-[mounting] | Indoor Luminaires | High-Bay | High-Bay Luminaires for Commercial and Industrial Buildings | Standard | TRUE | 11425 | 87.2 | 131 | 9.78 | 0.941 | 5026 | 74.1 | 5 | 100000 | 41943 |  |  | NotYetVerified |  | 3
PTWPQ2HC | Orion Energy Systems Inc | Orion | 4VT40WLEDXXXXXXXNDX | Indoor Luminaires | High-Bay | Low-Bay Luminaires for Commercial and Industrial Buildings | Standard | TRUE | 4996 | 103.91 | 48.08 | 10.2 | 0.966 | 4984 | 82.4 | 5 |  | 41942 |  |  | NotYetVerified |  | 3 | 4996 | 104 | 48.08 | 8.01 | 0.996 | 4984 | 82.4
PMAQQQEV | Orion Energy Systems Inc | Orion | 4VT40WLEDXXXXX40NDX | Indoor Luminaires | High-Bay | Low-Bay Luminaires for Commercial and Industrial Buildings | Standard | TRUE | 4849 | 101.5 | 47.77 | 10.2 | 0.966 | 4023 | 83.7 | 5 |  | 41942 |  |  | NotYetVerified |  | 3 | 4849 | 102 | 47.77 | 7.35 | 0.996 | 4023 | 83.7
PCNSB4H7 | Orion Energy Systems Inc | Orion | 8VT80WLEDXXXXX40NDX | Indoor Luminaires | High-Bay | Low-Bay Luminaires for Commercial and Industrial Buildings | Standard | TRUE | 9586 | 100.44 | 95.44 | 10 | 0.963 | 4063 | 84.2 | 5 |  | 41942 |  |  | NotYetVerified |  | 3 | 9586 | 100 | 95.44 | 6.6 | 0.997 | 4063 | 84.2
PE5V49KU | Voltech International Inc. | Technilight | TLVP4F48D | Indoor Luminaires | High-Bay | Low-Bay Luminaires for Commercial and Industrial Buildings | Standard | TRUE | 4609 | 98.38 | 47.39 | 15.36 | 0.9121 | 2811 | 84.7 | 5 |  | 41942 |  |  | NotYetVerified |  | 3 | 4600 | 90 | 48 |  |  | 2700 | 80
PCJ8PANS | Orion Energy Systems Inc | Orion | 8VT80WLEDXXXXXXXNDX | Indoor Luminaires | High-Bay | Low-Bay Luminaires for Commercial and Industrial Buildings | Standard | FALSE | [9 empty] | 41942 |  |  | NotYetVerified |  | 3 | 10260 | 107 | 95.81 | 7.39 | 0.996 | 5095 | 83.3
P8VJCR63 | Orion Energy Systems Inc | Orion | 8VT80WLEDXXXXXXXXXFDX | Indoor Luminaires | High-Bay | Low-Bay Luminaires for Commercial and Industrial Buildings | Standard | FALSE | [9 empty] | 41942 |  |  | NotYetVerified |  | 3 | 10260 | 107 | 95.81 | 7.39 | 0.996 | 5095 | 83.3
P48TD2SY | Orion Energy Systems Inc | Orion | 4VT40WLEDXXXXXXXXXFDX | Indoor Luminaires | High-Bay | Low-Bay Luminaires for Commercial and Industrial Buildings | Standard | FALSE | [9 empty] | 41942 |  |  | NotYetVerified |  | 3 | 4996 | 104 | 48.08 | 8.01 | 0.996 | 4984 | 82.4
PG5Z5FNQ | Orion Energy Systems Inc | Orion | 8VT80WLEDXXXXX40XXFDX | Indoor Luminaires | High-Bay | Low-Bay Luminaires for Commercial and Industrial Buildings | Standard | FALSE | [9 empty] | 41942 |  |  | NotYetVerified |  | 3 | 9586 | 100 | 95.44 | 6.6 | 0.997 | 4063 | 84.2
PKM1YF3F | Orion Energy Systems Inc | Orion | 4VT40WLEDXXXXX40XXFDX | Indoor Luminaires | High-Bay | Low-Bay Luminaires for Commercial and Industrial Buildings | Standard | FALSE | [9 empty] | 41942 |  |  | NotYetVerified |  | 3 | 4849 | 102 | 47.77 | 7.35 | 0.996 | 4023 | 83.7
PWEJDQH8 | Voltech International Inc. | Technilight | TLVP4F48C | Indoor Luminaires | High-Bay | Low-Bay Luminaires for Commercial and Industrial Buildings | Standard | FALSE | [9 empty] | 41942 | Not Dimmable | Not Dimmable | NotYetVerified |  | 3 | 5000 | 100 | 48 |  |  | 5700 | 80
P5WR227D | Voltech International Inc. | Technilight | TLVP4F48P | Indoor Luminaires | High-Bay | Low-Bay Luminaires for Commercial and Industrial Buildings | Standard | FALSE | [9 empty] | 41942 | Not Dimmable | Not Dimmable | NotYetVerified |  | 3 | 4600 | 90 | 48 |  |  | 5000 | 80
PQMNPBXJ | Voltech International Inc. | Technilight | TLVP4F48N | Indoor Luminaires | High-Bay | Low-Bay Luminaires for Commercial and Industrial Buildings | Standard | FALSE | [9 empty] | 41942 | Not Dimmable | Not Dimmable | NotYetVerified |  | 3 | 4600 | 90 | 48 |  |  | 4000 | 80
P77T11GC | Voltech International Inc. | Technilight | TLVP4F48W | Indoor Luminaires | High-Bay | Low-Bay Luminaires for Commercial and Industrial Buildings | Standard | FALSE | [9 empty] | 41942 | Not Dimmable | Not Dimmable | NotYetVerified |  | 3 | 4600 | 90 | 48 |  |  | 3000 | 80
PQJ6YPQKK | Energy Solutions International | ESI | F-22DT-F6V-50-D | Indoor Luminaires | High-Bay | High-Bay Luminaires for Commercial and Industrial Buildings | Standard | TRUE | 24030 | 108 | 222.55 | 9.13 | 0.9822 | 5230 | 84 | 5 | 50000 | 41941 |  |  | NotYetVerified |  | 3 | 21600 |  | 225 |  |  | 5000
PUG8JV3SR | CIXI YUANHUI LIGHTING ELECTRIC CO.LTD | YUANHUI | VP5C75W | Indoor Luminaires | High-Bay | Low-Bay Luminaires for Commercial and Industrial Buildings | Standard | TRUE | 6536.5 | 86.07 | 75.94 | 15.62 | 0.949 | 2957 | 82.9 | 5 | 50000 | 41941 |  |  | NotYetVerified |  | 3 | 7250 | 97 | 75 |  | 0.98 | 3000 | 80
PWGG66NTA | CIXI YUANHUI LIGHTING ELECTRIC CO.LTD | YUANHUI | VP5F75W | Indoor Luminaires | High-Bay | Low-Bay Luminaires for Commercial and Industrial Buildings | Standard | TRUE | 6173.5 | 82.76 | 74.59 | 15.62 | 0.949 | 2942 | 83.3 | 5 | 50000 | 41941 |  |  | NotYetVerified |  | 3 |  | 94 | 75 |  | 0.98 | 3000 | 80
PZVAH6FX | UIC ENERGY LLC | UIC SURYA | UIC-LB90-4000K | Indoor Luminaires | High-Bay | Low-Bay Luminaires for Commercial and Industrial Buildings | Standard | TRUE | 7815.06 | 88.14 | 88.67 | 17.33 | 0.928 | 3967 | 84.6 | 5 | 50000 | 41941 |  |  | NotYetVerified |  | 3 | 7815 | 88 | 88 |  |  | 4000 | 85
PKAW8RVED | Full Energy Solutions Distribution | FES | FES180LED120-277IP65 | Indoor Luminaires | High-Bay | High-Bay Luminaires for Commercial and Industrial Buildings | Standard | TRUE | 21397 | 102.3 | 209.2 | 17.12 | 0.9208 | 5445 | 84.71 | 5 |  | 41941 |  |  | NotYetVerified |  | 3 | [5 empty] | 5000
P8Y8XQFB | UIC ENERGY LLC | UIC SURYA | UIC-LB60-4000K | Indoor Luminaires | High-Bay | Low-Bay Luminaires for Commercial and Industrial Buildings | Standard | TRUE | 5189.58 | 88.79 | 58.45 | 15.3 | 0.913 | 3962 | 84.7 | 5 | 50000 | 41941 |  |  | NotYetVerified |  | 3 | 5100 | 89 | 60 |  |  | 4000 | 85
P5XRJQE34 | CIXI YUANHUI LIGHTING ELECTRIC CO.LTD | YUANHUI | VP4C48W | Indoor Luminaires | High-Bay | Low-Bay Luminaires for Commercial and Industrial Buildings | Standard | TRUE | 4597.5 | 99.7 | 46.48 | 21.5 | 0.88 | 3166 | 82.1 | 5 | 50000 | 41941 |  |  | NotYetVerified |  | 3 | 4880 | 100 | 48 |  | 0.98 | 3000 | 80
PBK9636B | UIC ENERGY LLC | UIC SURYA | UIC-LB90-5000K | Indoor Luminaires | High-Bay | Low-Bay Luminaires for Commercial and Industrial Buildings | Standard | FALSE | [9 empty] | 41941 |  |  | NotYetVerified |  | 3 | 8242.13 | 92 | 89.62 |  |  | 5000 | 86
PWA1GK7B | UIC ENERGY LLC | UIC SURYA | UIC-LB60-5000K | Indoor Luminaires | High-Bay | Low-Bay Luminaires for Commercial and Industrial Buildings | Standard | FALSE | [9 empty] | 41941 |  |  | NotYetVerified |  | 3 | 5326.48 | 93.53 | 57 |  |  | 5000 | 85
PB1QJTGQ4 | CIXI YUANHUI LIGHTING ELECTRIC CO.LTD | YUANHUI | VP5C75P | Indoor Luminaires | High-Bay | Low-Bay Luminaires for Commercial and Industrial Buildings | Standard | FALSE | [9 empty] | 41941 |  |  | NotYetVerified |  | 3 | 7250 | 97 | 75 |  | 0.98 | 5000 | 80
P6EZG8ED6 | CIXI YUANHUI LIGHTING ELECTRIC CO.LTD | YUANHUI | VP5F75P | Indoor Luminaires | High-Bay | Low-Bay Luminaires for Commercial and Industrial Buildings | Standard | FALSE | [9 empty] | 41941 |  |  | NotYetVerified |  | 3 | 7050 | 94 | 75 |  | 0.98 | 5000 | 80
PNVXUC1NR | CIXI YUANHUI LIGHTING ELECTRIC CO.LTD | YUANHUI | VP4C48P | Indoor Luminaires | High-Bay | Low-Bay Luminaires for Commercial and Industrial Buildings | Standard | FALSE | [9 empty] | 41941 |  |  | NotYetVerified |  | 3 | 4880 | 100 | 48 |  | 0.98 | 5000 | 80
PDMBH6HVR | CIXI YUANHUI LIGHTING ELECTRIC CO.LTD | YUANHUI | VP5C75N | Indoor Luminaires | High-Bay | Low-Bay Luminaires for Commercial and Industrial Buildings | Standard | FALSE | [9 empty] | 41941 |  |  | NotYetVerified |  | 3 | 7250 | 97 | 75 |  | 0.98 | 4000 | 80
PW5V77SXP | CIXI YUANHUI LIGHTING ELECTRIC CO.LTD | YUANHUI | VP5F75N | Indoor Luminaires | High-Bay | Low-Bay Luminaires for Commercial and Industrial Buildings | Standard | FALSE | [9 empty] | 41941 |  |  | NotYetVerified |  | 3 | 7050 | 94 | 75 |  | 0.98 | 4000 | 80
PSY9Q9BDD | CIXI YUANHUI LIGHTING ELECTRIC CO.LTD | YUANHUI | VP4C48N | Indoor Luminaires | High-Bay | Low-Bay Luminaires for Commercial and Industrial Buildings | Standard | FALSE | [9 empty] | 41941 |  |  | NotYetVerified |  | 3 | 4880 | 100 | 48 |  | 0.98 | 4000 | 80
P3TMXZXDA | Noribachi | Noribachi | 126-HBDL-[optional upgrades]-[mounting] | Indoor Luminaires | High-Bay | High-Bay Luminaires for Commercial and Industrial Buildings | Standard | TRUE | 20250 | 99.1 | 204.3 | 5.04 | 0.999 | 4945 | 71.6 | 5 | 100000 | 41940 |  |  | NotYetVerified |  | 3
PDSTCH17F | Noribachi | Noribachi | 084-HBDM-[optional upgrades]-[mounting] | Indoor Luminaires | High-Bay | High-Bay Luminaires for Commercial and Industrial Buildings | Standard | TRUE | 13590 | 98.4 | 138.1 | 7.08 | 0.997 | 4916 | 71.5 | 5 | 100000 | 41940 |  |  | NotYetVerified |  | 3
P3YMGU9P | Arani Systems Corp | Arani Systems | HB-150W-347V | Indoor Luminaires | High-Bay | High-Bay Luminaires for Commercial and Industrial Buildings | Standard | TRUE | 14826.89 | 102.63 | 140.47 | 10.5 | 0.98 | 5222 | 70.7 | 5 | 50000 | 41940 |  |  | NotYetVerified |  | 3 | 14826 | 102.6 | 140 |  |  | 5000 | 70
PC39SH6T | Arani Systems Corp | Arani Systems | HB-200W-347V | Indoor Luminaires | High-Bay | High-Bay Luminaires for Commercial and Industrial Buildings | Standard | TRUE | 19968.68 | 99.85 | 199.99 | 8.9 | 0.98 | 5214 | 71 | 5 | 50000 | 41940 |  |  | NotYetVerified |  | 3 | 19968 | 99.85 | 200 |  |  | 5000 | 71
PTW2ST63E | Noribachi | Noribachi | 252-HBDL-[optional upgrades]-[mounting] | Indoor Luminaires | High-Bay | High-Bay Luminaires for Commercial and Industrial Buildings | Standard | TRUE | 39580 | 97.3 | 406.8 | 7.48 | 0.972 | 4950 | 71.8 | 5 | 100000 | 41940 |  |  | NotYetVerified |  | 3
P9UZKUQWZ | Noribachi | Noribachi | 168-HBDM-[optional upgrades]-[mounting] | Indoor Luminaires | High-Bay | High-Bay Luminaires for Commercial and Industrial Buildings | Standard | TRUE | 25810 | 95.1 | 271.5 | 8.89 | 0.944 | 4930 | 72 | 5 | 100000 | 41940 |  |  | NotYetVerified |  | 3
PHU9SWGV | Arani Systems Corp | Arani Systems | HB-200W | Indoor Luminaires | High-Bay | High-Bay Luminaires for Commercial and Industrial Buildings | Standard | TRUE | 20894.36 | 104.67 | 199.63 | 16.3 | 0.93 | 5202 | 71.1 | 5 | 50000 | 41940 |  |  | NotYetVerified |  | 3 | 20894 | 104.67 | 200 |  |  | 5000 | 71
PKC68VWN | Arani Systems Corp | Arani Systems | HB-150W | Indoor Luminaires | High-Bay | High-Bay Luminaires for Commercial and Industrial Buildings | Standard | TRUE | 16458.66 | 109.08 | 150.88 | 13 | 0.93 | 5014 | 70.3 | 5 | 50000 | 41940 |  |  | NotYetVerified |  | 3 | 16458 | 109 | 150 |  |  | 5000 | 70
PSP48AWNY | LDPI Inc. | LDPI | LE300-P11-V1-[All Option Except -F4 -X3 -X5]-W-D-P*[Options Exclude -C*-G -4K -7K] | Indoor Luminaires | High-Bay | High-Bay Luminaires for Commercial and Industrial Buildings | Standard | TRUE | 10958 | 102.4 | 107 | 12.7 | 0.921 | 5031 | 73.7 | 5 | 120000 | 41940 |  |  | NotYetVerified |  | 3 | 11000 | 104.76 | 105 |  |  | 5000
PP6MKM9T | Arani Systems Corp | Arani Systems | HB-100W | Indoor Luminaires | High-Bay | High-Bay Luminaires for Commercial and Industrial Buildings | Standard | TRUE | 10453.09 | 107.72 | 97.04 | 16.3 | 0.92 | 5002 | 70.2 | 5 | 50000 | 41940 |  |  | NotYetVerified |  | 3 | 10453 | 107.7 | 97 |  |  | 5000 | 70
P6SG5SBSH | LDPI Inc. | LDPI | LE401-P11-V1-[All Option Except -F4 -X3 -X5]-W-D-P*-[Options Exclude -C*-G -4K -7K] | Indoor Luminaires | High-Bay | High-Bay Luminaires for Commercial and Industrial Buildings | Standard | FALSE | [9 empty] | 41940 |  |  | NotYetVerified |  | 3 | 11000 | 104.76 | 105 |  |  | 5000
PFG1YA2SW | CIXI YUANHUI LIGHTING ELECTRIC CO.LTD | YUANHUI | WP-44W-O 4000K | Indoor Luminaires | High-Bay | Low-Bay Luminaires for Commercial and Industrial Buildings | Standard | TRUE | 4604.3 | 100.91 | 45.63 | 13.42 | 0.9051 | 4038 | 85.8 | 5 | 50000 | 41939 |  |  | NotYetVerified |  | 3 | [5 empty] | 4000
PZNBM8RR3 | CIXI YUANHUI LIGHTING ELECTRIC CO.LTD | YUANHUI | WP-44W-O 5000K | Indoor Luminaires | High-Bay | Low-Bay Luminaires for Commercial and Industrial Buildings | Standard | FALSE | [9 empty] | 41939 |  |  | NotYetVerified |  | 3 | 4870 | 104.69 | 46.52 | 13.98 | 0.9011 | 5000 | 82.2
PE9SDGT6K | CIXI YUANHUI LIGHTING ELECTRIC CO.LTD | YUANHUI | WP-44W-O 4500K | Indoor Luminaires | High-Bay | Low-Bay Luminaires for Commercial and Industrial Buildings | Standard | FALSE | [9 empty] | 41939 |  |  | NotYetVerified |  | 3 | 4604.3 | 100.91 | 45.63 | 13.42 | 0.9051 | 4500 | 85.8
PBN3C69F | Titan LED Inc. | Titan LED Inc. | 3300-72-7 | Indoor Luminaires | High-Bay | High-Bay Luminaires for Commercial and Industrial Buildings | Standard | TRUE | 11656 | 80.1 | 145.6 | 9.1 | 0.97 | 5135 | 69 | 5 | 35000 | 41936 |  |  | NotYetVerified |  | 3 |  |  | 160 |  | 0.95
PUDNA2E2 | Titan LED Inc. | Titan LED Inc. | 3600-144-7 [277V ONLY] [80Â° ONLY] | Indoor Luminaires | High-Bay | High-Bay Luminaires for Commercial and Industrial Buildings | Standard | TRUE | 24094 | 81.1 | 297.1 | 9.97 | 0.966 | 5230 | 69 | 5 | 90000 | 41936 |  |  | NotYetVerified |  | 3 | 24094 | 80 | 300 |  | 0.97 | 5500 | 75
PU1ZGTMFV | Noribachi | Noribachi | 105-HBM-[optional upgrades]-[mounting] | Indoor Luminaires | High-Bay | High-Bay Luminaires for Commercial and Industrial Buildings | Standard | TRUE | 16416 | 80.5 | 203.9 | 5.14 | 0.999 | 4890 | 71.5 | 5 | 100000 | 41935 |  |  | NotYetVerified | Only qualified when mounted straight down | 3
P1HGGR23V | Eaton (formerly Cooper Lighting) | Portfolio Wavestream | LSM35W8040D010TEP | Indoor Luminaires | High-Bay | Low-Bay Luminaires for Commercial and Industrial Buildings | Standard | TRUE | 4615.46 | 108.97 | 42.35 |  | 0.987 | 3827 | 82.3 | 5 |  | 41935 |  |  | NotYetVerified |  | 3
PPR8ADV6T | Noribachi | Noribachi | 210-HBM-[optional upgrades]-[mounting] | Indoor Luminaires | High-Bay | High-Bay Luminaires for Commercial and Industrial Buildings | Standard | TRUE | 31270 | 77.6 | 403 | 7.98 | 0.971 | 4901 | 71.8 | 5 | 100000 | 41935 |  |  | NotYetVerified | Only qualified when mounted straight down | 3
PDFSDWNE | Eaton (formerly Cooper Lighting) | Portfolio Wavestream | [All Housing]-55-W-90-40-[Drivers Include D010TE D010TR DL3 (120-277V); DE010 D5LT & DLT (120V only)]-[All Color]-[All Stem Kits]-[All Color]-[All Type] | Indoor Luminaires | High-Bay | Low-Bay Luminaires for Commercial and Industrial Buildings | Standard | FALSE | [9 empty] | 41935 |  |  | NotYetVerified |  | 3 | 4771 | 85.41 | 55.86 | 9.06 | 0.985 | 4000 | 90
P3NARR3Y | Eaton (formerly Cooper Lighting) | Portfolio Wavestream | [All Housing]-80-W-90-40-[Drivers Include D010TE D5LT D010TR & DE010]-[All Color]-[All Stem Kits]-[All Color]-[All Type] | Indoor Luminaires | High-Bay | Low-Bay Luminaires for Commercial and Industrial Buildings | Standard | FALSE | [9 empty] | 41935 |  |  | NotYetVerified |  | 3 | 6534 | 78.3 | 83.45 | 8.6 | 0.99 | 4000 | 90
PY8ZK71R | Eaton (formerly Cooper Lighting) | Portfolio Wavestream | [All Housing]-70-W-90-40-[Drivers Include D010TE D5LT D010TR DE010 DL3 (120-277V); DLT (120V only)]-[All Color]-[All Stem Kits]-[All Color]-[All Type] | Indoor Luminaires | High-Bay | Low-Bay Luminaires for Commercial and Industrial Buildings | Standard | FALSE | [9 empty] | 41935 |  |  | NotYetVerified |  | 3 | 5812 | 80.43 | 72.26 | 8.18 | 0.99 | 4000 | 90
PATPT6VX | Eaton (formerly Cooper Lighting) | Portfolio Wavestream | [All Housing]-90-W-80-40-D010TE-[All Color]-[All Stem Kits]-[All Color]-[All Type] | Indoor Luminaires | High-Bay | Low-Bay Luminaires for Commercial and Industrial Buildings | Standard | FALSE | [9 empty] | 41935 |  |  | NotYetVerified |  | 3 | 8858 | 89.71 | 98.74 | 12.77 | 0.99 | 4000 | 80
P31S6SQH | Eaton (formerly Cooper Lighting) | Portfolio Wavestream | [All Housing]-45-W-80-40-[Drivers Include D010TE D010TR DL3 (120-277V); DE010 D5LT & DLT (120V only)]-[All Color]-[All Stem Kits]-[All Color]-[All Type] | Indoor Luminaires | High-Bay | Low-Bay Luminaires for Commercial and Industrial Buildings | Standard | FALSE | [9 empty] | 41935 |  |  | NotYetVerified |  | 3 | 4725 | 110.37 | 42.81 | 9.47 | 0.97 | 4000 | 80
P6Y8KX2M | Eaton (formerly Cooper Lighting) | Portfolio Wavestream | [All Housing]-55-W-80-40-[Drivers Include D010TE D010TR DL3 (120-277V); DE010 D5LT & DLT (120V only)]-[All Color]-[All Stem Kits]-[All Color]-[All Type] | Indoor Luminaires | High-Bay | Low-Bay Luminaires for Commercial and Industrial Buildings | Standard | FALSE | [9 empty] | 41935 |  |  | NotYetVerified |  | 3 | 5828 | 104.33 | 55.86 | 9.06 | 0.985 | 4000 | 80
PXSJNV57 | Eaton (formerly Cooper Lighting) | Portfolio Wavestream | [All Housing]-80-W-80-40-[Drivers Include D010TE D5LT D010TR & DE010]-[All Color]-[All Stem Kits]-[All Color]-[All Type] | Indoor Luminaires | High-Bay | Low-Bay Luminaires for Commercial and Industrial Buildings | Standard | FALSE | [9 empty] | 41935 |  |  | NotYetVerified |  | 3 | 8085 | 96.88 | 83.45 | 8.6 | 0.99 | 4000 | 80
PYRKUU83 | Eaton (formerly Cooper Lighting) | Portfolio Wavestream | [All Housing]-70-W-80-40-[Drivers Include D010TE D5LT D010TR DE010 DL3 (120-277V); DLT (120V only)]-[All Color]-[All Stem Kits]-[All Color]-[All Type] | Indoor Luminaires | High-Bay | Low-Bay Luminaires for Commercial and Industrial Buildings | Standard | FALSE | [9 empty] | 41935 |  |  | NotYetVerified |  | 3 | 7066 | 97.79 | 72.26 | 8.18 | 0.99 | 4000 | 80
PQDFCT5N | Eaton (formerly Cooper Lighting) | Portfolio Wavestream | [All Housing]-55-W-90-35-[Drivers Include D010TE D010TR DL3 (120-277V); DE010 D5LT & DLT (120V only)]-[All Color]-[All Stem Kits]-[All Color]-[All Type] | Indoor Luminaires | High-Bay | Low-Bay Luminaires for Commercial and Industrial Buildings | Standard | FALSE | [9 empty] | 41935 |  |  | NotYetVerified |  | 3 | 4620 | 82.71 | 55.86 | 9.06 | 0.985 | 3500 | 90
PTRFAPF1 | Eaton (formerly Cooper Lighting) | Portfolio Wavestream | [All Housing]-70-W-90-35-[Drivers Include D010TE D5LT D010TR DE010 DL3 (120-277V); DLT (120V only)]-[All Color]-[All Stem Kits]-[All Color]-[All Type] | Indoor Luminaires | High-Bay | Low-Bay Luminaires for Commercial and Industrial Buildings | Standard | FALSE | [9 empty] | 41935 |  |  | NotYetVerified |  | 3 | 5629 | 77.9 | 72.26 | 8.18 | 0.99 | 3500 | 90
PZ34998P | Eaton (formerly Cooper Lighting) | Portfolio Wavestream | [All Housing]-90-W-80-35-D010TE-[All Color]-[All Stem Kits]-[All Color]-[All Type] | Indoor Luminaires | High-Bay | Low-Bay Luminaires for Commercial and Industrial Buildings | Standard | FALSE | [9 empty] | 41935 |  |  | NotYetVerified |  | 3 | 8827 | 89.4 | 98.74 | 12.77 | 0.99 | 3500 | 80
PYHPYZ53 | Eaton (formerly Cooper Lighting) | Portfolio Wavestream | [All Housing]-45-W-80-35-[Drivers Include D010TE D010TR DL3 (120-277V); DE010 D5LT & DLT (120V only)]-[All Color]-[All Stem Kits]-[All Color]-[All Type] | Indoor Luminaires | High-Bay | Low-Bay Luminaires for Commercial and Industrial Buildings | Standard | FALSE | [9 empty] | 41935 |  |  | NotYetVerified |  | 3 | 4709 | 110 | 42.81 | 9.47 | 0.97 | 3500 | 80
PX2WNCPM | Eaton (formerly Cooper Lighting) | Portfolio Wavestream | [All Housing]-55-W-80-35-[Drivers Include D010TE D010TR DL3 (120-277V); DE010 D5LT & DLT (120V only)]-[All Color]-[All Stem Kits]-[All Color]-[All Type] | Indoor Luminaires | High-Bay | Low-Bay Luminaires for Commercial and Industrial Buildings | Standard | FALSE | [9 empty] | 41935 |  |  | NotYetVerified |  | 3 | 5808 | 103.97 | 55.86 | 9.06 | 0.985 | 3500 | 80
PPH6R82S | Eaton (formerly Cooper Lighting) | Portfolio Wavestream | [All Housing]-80-W-80-35-[Drivers Include D010TE D5LT D010TR & DE010]-[All Color]-[All Stem Kits]-[All Color]-[All Type] | Indoor Luminaires | High-Bay | Low-Bay Luminaires for Commercial and Industrial Buildings | Standard | FALSE | [9 empty] | 41935 |  |  | NotYetVerified |  | 3 | 8057 | 96.55 | 83.45 | 8.6 | 0.99 | 3500 | 80
PW1CKPFH | Eaton (formerly Cooper Lighting) | Portfolio Wavestream | [All Housing]-70-W-80-35-[Drivers Include D010TE D5LT D010TR DE010 DL3 (120-277V); DLT (120V only)]-[All Color]-[All Stem Kits]-[All Color]-[All Type] | Indoor Luminaires | High-Bay | Low-Bay Luminaires for Commercial and Industrial Buildings | Standard | FALSE | [9 empty] | 41935 |  |  | NotYetVerified |  | 3 | 7041 | 97.44 | 72.26 | 8.18 | 0.99 | 3500 | 80
PZTSDK5J | Eaton (formerly Cooper Lighting) | Portfolio Wavestream | [All Housing]-55-W-90-30-[Drivers Include D010TE D010TR DL3 (120-277V); DE010 D5LT & DLT (120V only)]-[All Color]-[All Stem Kits]-[All Color]-[All Type] | Indoor Luminaires | High-Bay | Low-Bay Luminaires for Commercial and Industrial Buildings | Standard | FALSE | [9 empty] | 41935 |  |  | NotYetVerified |  | 3 | 4506 | 80.67 | 55.86 | 9.06 | 0.985 | 3000 | 90
PAN3GHRJ | Eaton (formerly Cooper Lighting) | Portfolio Wavestream | [All Housing]-90-W-80-30-D010TE-[All Color]-[All Stem Kits]-[All Color]-[All Type] | Indoor Luminaires | High-Bay | Low-Bay Luminaires for Commercial and Industrial Buildings | Standard | FALSE | [9 empty] | 41935 |  |  | NotYetVerified |  | 3 | 8327 | 84.33 | 98.74 | 12.77 | 0.99 | 3000 | 80
PKEHFVHQ | Eaton (formerly Cooper Lighting) | Portfolio Wavestream | [All Housing]-55-W-80-30-[Drivers Include D010TE D010TR DL3 (120-277V); DE010 D5LT & DLT (120V only)]-[All Color]-[All Stem Kits]-[All Color]-[All Type] | Indoor Luminaires | High-Bay | Low-Bay Luminaires for Commercial and Industrial Buildings | Standard | FALSE | [9 empty] | 41935 |  |  | NotYetVerified |  | 3 | 5479 | 98.08 | 55.86 | 9.06 | 0.985 | 3000 | 80
PQQ4HG7K | Eaton (formerly Cooper Lighting) | Portfolio Wavestream | [All Housing]-80-W-80-30-[Drivers Include D010TE D5LT D010TR & DE010]-[All Color]-[All Stem Kits]-[All Color]-[All Type] | Indoor Luminaires | High-Bay | Low-Bay Luminaires for Commercial and Industrial Buildings | Standard | FALSE | [9 empty] | 41935 |  |  | NotYetVerified |  | 3 | 7601 | 91.08 | 83.45 | 8.6 | 0.99 | 3000 | 80
P9CYJ21W | Eaton (formerly Cooper Lighting) | Portfolio Wavestream | [All Housing]-70-W-80-30-[Drivers Include D010TE D5LT D010TR DE010 DL3 (120-277V); DLT (120V only)]-[All Color]-[All Stem Kits]-[All Color]-[All Type] | Indoor Luminaires | High-Bay | Low-Bay Luminaires for Commercial and Industrial Buildings | Standard | FALSE | [9 empty] | 41935 |  |  | NotYetVerified |  | 3 | 6643 | 91.93 | 72.26 | 8.18 | 0.99 | 3000 | 80
P8T3QGKC | Eaton (formerly Cooper Lighting) | Portfolio Wavestream | [All Housing]-90-W-80-27-D010TE-[All Color]-[All Stem Kits]-[All Color]-[All Type] | Indoor Luminaires | High-Bay | Low-Bay Luminaires for Commercial and Industrial Buildings | Standard | FALSE | [9 empty] | 41935 |  |  | NotYetVerified |  | 3 | 7785 | 78.84 | 98.74 | 12.77 | 0.99 | 2700 | 80
PQXA97UC | Eaton (formerly Cooper Lighting) | Portfolio Wavestream | [All Housing]-55-W-80-27-[Drivers Include D010TE D010TR DL3 (120-277V); DE010 D5LT & DLT (120V only)]-[All Color]-[All Stem Kits]-[All Color]-[All Type] | Indoor Luminaires | High-Bay | Low-Bay Luminaires for Commercial and Industrial Buildings | Standard | FALSE | [9 empty] | 41935 |  |  | NotYetVerified |  | 3 | 5122 | 91.69 | 55.86 | 9.06 | 0.985 | 2700 | 80
PAS32D2S | Eaton (formerly Cooper Lighting) | Portfolio Wavestream | [All Housing]-80-W-80-27-[Drivers Include D010TE D5LT D010TR & DE010]-[All Color]-[All Stem Kits]-[All Color]-[All Type] | Indoor Luminaires | High-Bay | Low-Bay Luminaires for Commercial and Industrial Buildings | Standard | FALSE | [9 empty] | 41935 |  |  | NotYetVerified |  | 3 | 7106 | 85.15 | 83.45 | 8.6 | 0.99 | 2700 | 80
P85UQA7U | Eaton (formerly Cooper Lighting) | Portfolio Wavestream | [All Housing]-70-W-80-27-[Drivers Include D010TE D5LT D010TR DE010 DL3 (120-277V); DLT (120V only)]-[All Color]-[All Stem Kits]-[All Color]-[All Type] | Indoor Luminaires | High-Bay | Low-Bay Luminaires for Commercial and Industrial Buildings | Standard | FALSE | [9 empty] | 41935 |  |  | NotYetVerified |  | 3 | 6210 | 85.94 | 72.26 | 8.18 | 0.99 | 2700 | 80
PNFQTTTCB | WAI CHI OPTO TECHNOLOGY LTD. | WAICHI | LLHA01-S200N | Indoor Luminaires | High-Bay | High-Bay Luminaires for Commercial and Industrial Buildings | Standard | TRUE | 21542.523 | 103.376 | 208.39 | 13.7 | 0.95 | 4796 | 82.8 | 5 | 35000 | 41933 |  |  | NotYetVerified |  | 3 | [5 empty] | 5000
PDARBW14F | Spectrum Lighting | Spectrum Lighting | PRDDH22LEDOS99W35KE1 (NO LENS ONLY) | Indoor Luminaires | High-Bay | High-Bay Luminaires for Commercial and Industrial Buildings | Standard | TRUE | 9130 | 85.33 | 107 | 14.26 | 0.923 | 3483 | 83.2 | 5 |  | 41933 |  |  | NotYetVerified |  | 3 |  |  | 99 |  |  | 3500
PK1DSDXM | RC Lighting | RC Lighting | BAYLED104Y(All Fixture Colors) RCL | Indoor Luminaires | High-Bay | High-Bay Luminaires for Commercial and Industrial Buildings | Standard | TRUE | 9498 | 78.3 | 121.3 | 11.1 | 0.911 | 3087 | 81 | 5 | 100000 | 41933 |  |  | NotYetVerified |  | 3
PNJF1U11 | RC Lighting | RC Lighting | BAYLED104(All Fixture Colors) RCL | Indoor Luminaires | High-Bay | High-Bay Luminaires for Commercial and Industrial Buildings | Standard | FALSE | [9 empty] | 41933 |  |  | NotYetVerified |  | 3 | 10375 | 84.3 | 123 | 11.3 | 0.911 | 5143 | 82
P3XY7UZBU | SIMKAR Corporation | LEDBAY | LEDBAY12550U1 | Indoor Luminaires | High-Bay | High-Bay Luminaires for Commercial and Industrial Buildings | Standard | TRUE | 11977 | 96.1 | 124.6 | 8.54 | 0.939 | 4800 | 82.6 | 5 | 80000 | 41932 |  |  | NotYetVerified |  | 3
PW53DCZB | Atlas Lighting Products | Atlas Lighting Products | ILW98LED4WD | Indoor Luminaires | High-Bay | High-Bay Luminaires for Commercial and Industrial Buildings | Premium | TRUE | 12380 | 131.83 | 93.91 | 13.08 | 0.952 | 4603 | 83.7 | 5 | 200000 | 41929 |  |  | Yes |  | 3.1 | 12380 | 131.83 | 93.91 | 13.08 | 0.952 | 4603 | 83.7
PRUP663U | AGC Lighting Co. Ltd | AGC lighting | AGC-HB01-200 [5000K 120° Ceiling Mount Only] | Indoor Luminaires | High-Bay | High-Bay Luminaires for Commercial and Industrial Buildings | Standard | TRUE | 22496.52 | 111.12 | 202.46 | 11.28 | 0.948 | 5202 | 73.2 | 5 | 50000 | 41929 |  |  | NotYetVerified |  | 3 | 23000 | 115 | 200 | 15 | 0.93 | 5000 | 70
PSKNZDT3 | AGC Lighting Co. Ltd | AGC lighting | AGC-HB01-150 [5000K 120° Ceiling Mount Only] | Indoor Luminaires | High-Bay | High-Bay Luminaires for Commercial and Industrial Buildings | Standard | TRUE | 17305.76 | 117.52 | 147.26 | 11.28 | 0.948 | 5204 | 73.4 | 5 | 50000 | 41929 |  |  | NotYetVerified |  | 3 | 17200 | 115 | 150 | 15 | 0.93 | 5000 | 70
PQQQ7C1C | AGC Lighting Co. Ltd | AGC lighting | AGC-HB01-120 [5000K 120° Ceiling Mount Only] | Indoor Luminaires | High-Bay | High-Bay Luminaires for Commercial and Industrial Buildings | Standard | TRUE | 13548.28 | 110.91 | 122.16 | 13.61 | 0.9252 | 5242 | 73.3 | 5 | 50000 | 41929 |  |  | NotYetVerified |  | 3 | 13800 | 115 | 120 | 15 | 0.93 | 5000 | 70
P5M8MDFS | Atlas Lighting Products | Atlas Lighting Products | ILW130LED4WD | Indoor Luminaires | High-Bay | High-Bay Luminaires for Commercial and Industrial Buildings | Premium | TRUE | 15370 | 121.78 | 126.21 | 15.67 | 0.92 | 4579 | 83.8 | 5 | 200000 | 41929 |  |  | Yes |  | 3.1 | 15370 | 121.78 | 126.21 | 15.67 | 0.92 | 4579 | 83.8
PBDFARCQ | AGC Lighting Co. Ltd | AGC lighting | AGC-HB01-100 [5000K 120° Ceiling Mount Only] | Indoor Luminaires | High-Bay | High-Bay Luminaires for Commercial and Industrial Buildings | Standard | TRUE | 11205.3 | 113.62 | 98.62 | 16.21 | 0.917 | 5170 | 73.1 | 5 | 50000 | 41929 |  |  | NotYetVerified |  | 3 | 11500 | 115 | 100 | 15 | 0.93 | 5000 | 70
PCYH1HWJ | Industrial Lighting Products | Industrial Lighting Products | RAH4-60WLED-UNIV-2700K [EXCLUDE SD480] | Indoor Luminaires | High-Bay | Low-Bay Luminaires for Commercial and Industrial Buildings | Standard | TRUE | 5048 | 86.1 | 58.66 | 5.51 | 0.969 | 2793 | 82.1 | 5 | 50000 | 41928 |  |  | NotYetVerified |  | 3 | 5048 | 86.06 | 58.66 | 13.5 | 0.953 | 2700 | 82
PH8QUD1A | EcoGEN a Division of ADH Supply Chain Solutions Inc. | EcoGen | EG-7009-120W-3000K-RackB -MVOLT | Indoor Luminaires | High-Bay | High-Bay Aisle Luminaires | Standard | TRUE | 11604 | 96.6 | 120.1 | 11.67 | 0.9378 | 3146 | 73.5 | 5 | 50000 | 41928 |  |  | NotYetVerified |  | 3 | 11604 | 96.6 | 120.1 | 11.67 | 0.9378 | 3146 | 73.5
P4BKV4MY | EcoGEN a Division of ADH Supply Chain Solutions Inc. | EcoGen | EG-2025-120W-3000K-170D -MVOLT | Indoor Luminaires | High-Bay | High-Bay Luminaires for Commercial and Industrial Buildings | Standard | TRUE | 10581 | 87.85 | 120.4 | 12.42 | 0.935 | 3194 | 73 | 5 |  | 41928 |  |  | NotYetVerified |  | 3 | 10581 |  | 120 |  |  | 3000
PGGXE9DX | Hubbell Lighting | Columbia Lighting | LLHP3-40VL-A-EU | Indoor Luminaires | High-Bay | High-Bay Luminaires for Commercial and Industrial Buildings | Standard | TRUE | 34640 | 82.7 | 419 | 20 | 0.932 | 3887 | 73.5 | 5 | 35000 | 41928 |  |  | NotYetVerified |  | 3 | 34682 | 82 | 420.8 | 20 | 0.932 | 4000 | 73.5
PC9Z9WNTZ | YES LED Lighting Inc. | YES LED Lighting | YVP-440W | Indoor Luminaires | High-Bay | Low-Bay Luminaires for Commercial and Industrial Buildings | Standard | TRUE | 4918.31 | 122.68 | 40.12 | 19.05 | 0.919 | 5844 | 86.1 | 5 | 50000 | 41928 |  |  | NotYetVerified |  | 3 | 4000 | 100 | 40 |  |  | 5700 | 75
PA2A5S4G | EcoGEN a Division of ADH Supply Chain Solutions Inc. | EcoGen | EG-2025-200W-3000K-170D -MVOLT | Indoor Luminaires | High-Bay | High-Bay Luminaires for Commercial and Industrial Buildings | Standard | TRUE | 16808 | 85.52 | 196.5 | 14.91 | 0.8788 | 3213 | 73 | 5 |  | 41928 |  |  | NotYetVerified |  | 3 | 16808 |  | 200 |  |  | 3000
PJNV2NHQ | Industrial Lighting Products | Industrial Lighting Products | RAH4-60WLED-UNIV-5000K [EXCLUDE SD480] | Indoor Luminaires | High-Bay | Low-Bay Luminaires for Commercial and Industrial Buildings | Standard | FALSE | [9 empty] | 41928 |  |  | NotYetVerified |  | 3 | 6114 | 102.83 | 59.46 | 13.5 | 0.953 | 5000 | 82
P2WKQUV6 | Industrial Lighting Products | Industrial Lighting Products | RAH8-60WLED-UNIV-5000K [EXCLUDE SD480] | Indoor Luminaires | High-Bay | Low-Bay Luminaires for Commercial and Industrial Buildings | Standard | FALSE | [9 empty] | 41928 |  |  | NotYetVerified |  | 3 | 6114 | 102.83 | 59.46 | 13.5 | 0.953 | 5000 | 82
PEYPZ64J | Industrial Lighting Products | Industrial Lighting Products | RAH4-60WLED-UNIV-4500K [EXCLUDE SD480] | Indoor Luminaires | High-Bay | Low-Bay Luminaires for Commercial and Industrial Buildings | Standard | FALSE | [9 empty] | 41928 |  |  | NotYetVerified |  | 3 | 5882.26 | 99.22 | 59.29 | 13.5 | 0.953 | 4500 | 82
P242ZTFJ | Industrial Lighting Products | Industrial Lighting Products | RAH8-60WLED-UNIV-4500K [EXCLUDE SD480] | Indoor Luminaires | High-Bay | Low-Bay Luminaires for Commercial and Industrial Buildings | Standard | FALSE | [9 empty] | 41928 |  |  | NotYetVerified |  | 3 | 5882.26 | 99.22 | 59.29 | 13.5 | 0.953 | 4500 | 82
PX3S3K56 | Industrial Lighting Products | Industrial Lighting Products | RAH8-60WLED-UNIV-4000K [EXCLUDE SD480] | Indoor Luminaires | High-Bay | Low-Bay Luminaires for Commercial and Industrial Buildings | Standard | FALSE | [9 empty] | 41928 |  |  | NotYetVerified |  | 3 | 5650.52 | 95.59 | 59.11 | 13.5 | 0.953 | 4000 | 82
P9F1461F | Industrial Lighting Products | Industrial Lighting Products | RAH4-60WLED-UNIV-4000K [EXCLUDE SD480] | Indoor Luminaires | High-Bay | Low-Bay Luminaires for Commercial and Industrial Buildings | Standard | FALSE | [9 empty] | 41928 |  |  | NotYetVerified |  | 3 | 5650.52 | 95.59 | 59.11 | 13.5 | 0.953 | 4000 | 82
PSS7N5DZ | Industrial Lighting Products | Industrial Lighting Products | RAH8-60WLED-UNIV-3500K [EXCLUDE SD480] | Indoor Luminaires | High-Bay | Low-Bay Luminaires for Commercial and Industrial Buildings | Standard | FALSE | [9 empty] | 41928 |  |  | NotYetVerified |  | 3 | 5418.78 | 91.94 | 58.94 | 13.5 | 0.953 | 3500 | 82
PEEPUC2V | Industrial Lighting Products | Industrial Lighting Products | RAH4-60WLED-UNIV-3500K [EXCLUDE SD480] | Indoor Luminaires | High-Bay | Low-Bay Luminaires for Commercial and Industrial Buildings | Standard | FALSE | [9 empty] | 41928 |  |  | NotYetVerified |  | 3 | 5418.78 | 91.94 | 58.94 | 13.5 | 0.953 | 3500 | 82
PHPUQJAD | Industrial Lighting Products | Industrial Lighting Products | RAH8-60WLED-UNIV-3000K [EXCLUDE SD480] | Indoor Luminaires | High-Bay | Low-Bay Luminaires for Commercial and Industrial Buildings | Standard | FALSE | [9 empty] | 41928 |  |  | NotYetVerified |  | 3 | 5187.04 | 88.27 | 58.76 | 13.5 | 0.953 | 3000 | 82
P4MFGYEE | Industrial Lighting Products | Industrial Lighting Products | RAH4-60WLED-UNIV-3000K [EXCLUDE SD480] | Indoor Luminaires | High-Bay | Low-Bay Luminaires for Commercial and Industrial Buildings | Standard | FALSE | [9 empty] | 41928 |  |  | NotYetVerified |  | 3 | 5187.04 | 88.27 | 58.76 | 13.5 | 0.953 | 3000 | 82
PZPDTRFV | Industrial Lighting Products | Industrial Lighting Products | RAH8-60WLED-UNIV-2700K [EXCLUDE SD480] | Indoor Luminaires | High-Bay | Low-Bay Luminaires for Commercial and Industrial Buildings | Standard | FALSE | [9 empty] | 41928 |  |  | NotYetVerified |  | 3 | 5048 | 86.06 | 58.66 | 13.5 | 0.953 | 2700 | 82
PYNHY4W4 | Hubbell Lighting | Columbia Lighting | LLHP3-50VL-W-E480 | Indoor Luminaires | High-Bay | High-Bay Luminaires for Commercial and Industrial Buildings | Standard | FALSE | [9 empty] | 41928 |  |  | NotYetVerified |  | 3 | 42102 | 99.1 | 424.7 | 20 | 0.932 | 5000 | 73.5
PSBBHYZE | Hubbell Lighting | Columbia Lighting | LLHP3-50VL-W-EU | Indoor Luminaires | High-Bay | High-Bay Luminaires for Commercial and Industrial Buildings | Standard | FALSE | [9 empty] | 41928 |  |  | NotYetVerified |  | 3 | 42102 | 99.1 | 424.7 | 20 | 0.932 | 5000 | 73.5
PNMHD5X6 | Hubbell Lighting | Columbia Lighting | LLHP3-50VL-W-E347 | Indoor Luminaires | High-Bay | High-Bay Luminaires for Commercial and Industrial Buildings | Standard | FALSE | [9 empty] | 41928 |  |  | NotYetVerified |  | 3 | 42102 | 99.1 | 424.7 | 20 | 0.932 | 5000 | 73.5
PV6JRCEE | Hubbell Lighting | Columbia Lighting | LLHP3-50VL-M-E480 | Indoor Luminaires | High-Bay | High-Bay Luminaires for Commercial and Industrial Buildings | Standard | FALSE | [9 empty] | 41928 |  |  | NotYetVerified |  | 3 | 41837 | 98.6 | 424.5 | 20 | 0.932 | 5000 | 73.5
PMDUJH2K | Hubbell Lighting | Columbia Lighting | LLHP3-50VL-M-E347 | Indoor Luminaires | High-Bay | High-Bay Luminaires for Commercial and Industrial Buildings | Standard | FALSE | [9 empty] | 41928 |  |  | NotYetVerified |  | 3 | 41837 | 98.6 | 424.5 | 20 | 0.932 | 5000 | 73.5
P76WXJKM | Hubbell Lighting | Columbia Lighting | LLHP3-50VL-M-EU | Indoor Luminaires | High-Bay | High-Bay Luminaires for Commercial and Industrial Buildings | Standard | FALSE | [9 empty] | 41928 |  |  | NotYetVerified |  | 3 | 41837 | 98.6 | 424.5 | 20 | 0.932 | 5000 | 73.5
PKYK44B9 | Hubbell Lighting | Columbia Lighting | LLHP3-50VL-A-E480 | Indoor Luminaires | High-Bay | High-Bay Luminaires for Commercial and Industrial Buildings | Standard | FALSE | [9 empty] | 41928 |  |  | NotYetVerified |  | 3 | 37850 | 89.1 | 422.2 | 20 | 0.932 | 5000 | 73.5
PH3HAGS1 | Hubbell Lighting | Columbia Lighting | LLHP3-50VL-A-E347 | Indoor Luminaires | High-Bay | High-Bay Luminaires for Commercial and Industrial Buildings | Standard | FALSE | [9 empty] | 41928 |  |  | NotYetVerified |  | 3 | 37850 | 89.1 | 422.2 | 20 | 0.932 | 5000 | 73.5
P4SNVF18 | Hubbell Lighting | Columbia Lighting | LLHP3-50VL-A-EU | Indoor Luminaires | High-Bay | High-Bay Luminaires for Commercial and Industrial Buildings | Standard | FALSE | [9 empty] | 41928 |  |  | NotYetVerified |  | 3 | 37850 | 89.1 | 422.2 | 20 | 0.932 | 5000 | 73.5
PP1VU4S3 | Hubbell Lighting | Columbia Lighting | LLHP3-40VL-W-E480 | Indoor Luminaires | High-Bay | High-Bay Luminaires for Commercial and Industrial Buildings | Standard | FALSE | [9 empty] | 41928 |  |  | NotYetVerified |  | 3 | 39514 | 93.4 | 423.2 | 20 | 0.932 | 4000 | 73.5
PEV7MQSJ | Hubbell Lighting | Columbia Lighting | LLHP3-40VL-W-E347 | Indoor Luminaires | High-Bay | High-Bay Luminaires for Commercial and Industrial Buildings | Standard | FALSE | [9 empty] | 41928 |  |  | NotYetVerified |  | 3 | 39514 | 93.4 | 423.2 | 20 | 0.932 | 4000 | 73.5
P3N1TB59 | Hubbell Lighting | Columbia Lighting | LLHP3-40VL-W-EU | Indoor Luminaires | High-Bay | High-Bay Luminaires for Commercial and Industrial Buildings | Standard | FALSE | [9 empty] | 41928 |  |  | NotYetVerified |  | 3 | 39514 | 93.4 | 423.2 | 20 | 0.932 | 4000 | 73.5
PUDANB5K | Hubbell Lighting | Columbia Lighting | LLHP3-40VL-M-EU | Indoor Luminaires | High-Bay | High-Bay Luminaires for Commercial and Industrial Buildings | Standard | FALSE | [9 empty] | 41928 |  |  | NotYetVerified |  | 3 | 39230 | 92.7 | 423.4 | 20 | 0.932 | 4000 | 73.5
PSNBG18B | Hubbell Lighting | Columbia Lighting | LLHP3-40VL-M-E480 | Indoor Luminaires | High-Bay | High-Bay Luminaires for Commercial and Industrial Buildings | Standard | FALSE | [9 empty] | 41928 |  |  | NotYetVerified |  | 3 | 39230 | 92.7 | 423.4 | 20 | 0.932 | 4000 | 73.5
PRE63UYD | Hubbell Lighting | Columbia Lighting | LLHP3-40VL-M-E347 | Indoor Luminaires | High-Bay | High-Bay Luminaires for Commercial and Industrial Buildings | Standard | FALSE | [9 empty] | 41928 |  |  | NotYetVerified |  | 3 | 39230 | 92.7 | 423.4 | 20 | 0.932 | 4000 | 73.5
PN18YPRP | Hubbell Lighting | Columbia Lighting | LLHP3-40VL-A-E347 | Indoor Luminaires | High-Bay | High-Bay Luminaires for Commercial and Industrial Buildings | Standard | FALSE | [9 empty] | 41928 |  |  | NotYetVerified |  | 3 | 34682 | 82 | 420.8 | 20 | 0.932 | 4000 | 73.5
PM2M5PV2 | Hubbell Lighting | Columbia Lighting | LLHP3-40VL-A-E480 | Indoor Luminaires | High-Bay | High-Bay Luminaires for Commercial and Industrial Buildings | Standard | FALSE | [9 empty] | 41928 |  |  | NotYetVerified |  | 3 | 34682 | 82 | 420.8 | 20 | 0.932 | 4000 | 73.5
PFNEQ6QA | EcoGEN a Division of ADH Supply Chain Solutions Inc. | EcoGen | EG-7009-200W-4500K-170D -MVOLT | Indoor Luminaires | High-Bay | High-Bay Luminaires for Commercial and Industrial Buildings | Standard | FALSE | [9 empty] | 41928 |  |  | NotYetVerified |  | 3 | 20628 | 103 | 200 | 11.67 | 0.937 | 4500 | 73
PW64H2EJ | EcoGEN a Division of ADH Supply Chain Solutions Inc. | EcoGen | EG-7009-120W-4500K-RackB -MVOLT | Indoor Luminaires | High-Bay | High-Bay Aisle Luminaires | Standard | FALSE | [9 empty] | 41928 |  |  | NotYetVerified |  | 3 | 11904 | 99.2 | 120 | 11.67 | 0.937 | 4500 | 73
PM6UFHT1 | EcoGEN a Division of ADH Supply Chain Solutions Inc. | EcoGen | EG-7009-120W-4000K-RackB -MVOLT | Indoor Luminaires | High-Bay | High-Bay Aisle Luminaires | Standard | FALSE | [9 empty] | 41928 |  |  | NotYetVerified |  | 3 | 11736 | 97.8 | 120 | 11.67 | 0.937 | 4000 | 73
PRF9RMD6 | EcoGEN a Division of ADH Supply Chain Solutions Inc. | EcoGen | EG-7009-200W-3000K-170D -MVOLT | Indoor Luminaires | High-Bay | High-Bay Luminaires for Commercial and Industrial Buildings | Standard | FALSE | [9 empty] | 41928 |  |  | NotYetVerified |  | 3 | 16808 | 84 | 200 | 11.67 | 0.937 | 3000 | 73
PVGX3M9Y | Orion Energy Systems Inc | Orion | ALHB440LMUNVXXX850XXL | Indoor Luminaires | High-Bay | High-Bay Luminaires for Commercial and Industrial Buildings | Standard | TRUE | 38979 | 97.1 | 401.6 | 8.01 | 0.972 | 5054 | 83.7 | 5 |  | 41927 |  |  | NotYetVerified |  | 3 | 38979 | 97.1 | 401.6 | 6.11 | 0.998 | 5057 | 83.8
P3XB3G5Q | Orion Energy Systems Inc | Orion | ALHB110LMUNVXXX850XXL | Indoor Luminaires | High-Bay | High-Bay Luminaires for Commercial and Industrial Buildings | Standard | TRUE | 10140 | 100.1 | 101.3 | 7.35 | 0.972 | 5054 | 83.7 | 5 |  | 41927 |  |  | NotYetVerified |  | 3 | 10140 | 100.1 | 101.3 | 5.02 | 0.998 | 5054 | 83.7
PEHGJSJ2 | Orion Energy Systems Inc | Orion | ALHB320LHUNVXXX750XXL | Indoor Luminaires | High-Bay | High-Bay Luminaires for Commercial and Industrial Buildings | Standard | TRUE | 32177 | 79.6 | 404 | 8.4 | 0.971 | 5189 | 75.6 | 5 |  | 41927 |  |  | NotYetVerified |  | 3 | 32177 | 79.6 | 404.2 | 5.88 | 0.998 | 5189 | 75.6
PZAFZGJS | Orion Energy Systems Inc | Orion | ALHB180LHUNVXXX750XXL | Indoor Luminaires | High-Bay | High-Bay Luminaires for Commercial and Industrial Buildings | Standard | TRUE | 16241 | 79.3 | 204.9 | 8.4 | 0.971 | 5189 | 75.6 | 5 |  | 41927 |  |  | NotYetVerified |  | 3 | 16241 | 79.3 | 204.8 | 5.88 | 0.998 | 5189 | 75.6
PMPJW55P | Orion Energy Systems Inc | Orion | ALHB090LHUNVXXX750XXL | Indoor Luminaires | High-Bay | High-Bay Luminaires for Commercial and Industrial Buildings | Standard | TRUE | 8375 | 82.7 | 101.3 | 8.4 | 0.971 | 5189 | 75.6 | 5 |  | 41927 |  |  | NotYetVerified |  | 3 | 8375 | 82.7 | 101.3 | 5.88 | 0.998 | 5189 | 75.6
PGSXXE7YA | LG Electronics Inc. | LG | H1240PA2N0A | Indoor Luminaires | High-Bay | High-Bay Luminaires for Commercial and Industrial Buildings | Standard | TRUE | 12434 | 99.8 | 124.5 | 18.33 | 0.965 | 4172 | 82.3 | 5 | 50000 | 41927 |  |  | NotYetVerified |  | 3 | 12000 | 100 | 120 | 20 | 0.9 | 4000 | 83
PYJFC6F12 | BRIGHT AVENUE INTERNATIONAL LIMITED | BRIGHT AVENUE | DG-HB-200W-120 | Indoor Luminaires | High-Bay | High-Bay Luminaires for Commercial and Industrial Buildings | Standard | TRUE | 21295.2 | 97.8 | 217.67 | 15.64 | 0.964 | 5240 | 75.6 | 5 | 50000 | 41927 |  |  | NotYetVerified |  | 3 | 21295 | 97.8 | 217 | 20 | 0.99 | 5000 | 75
PS6KF74P | Orion Energy Systems Inc | Orion | ALHB140LHUNVXXX750XXL | Indoor Luminaires | High-Bay | High-Bay Luminaires for Commercial and Industrial Buildings | Standard | TRUE | 13010 | 89.5 | 145.4 | 7.9 | 0.95 | 5072 | 74.3 | 5 |  | 41927 |  |  | NotYetVerified |  | 3 | 13010 | 89.5 | 145.4 | 5.91 | 0.998 | 5101 | 74.3
PKYVRC8YF | Samjin Lnd Co. Ltd. | SAMJIN | CL24-050SKCTIUS (3500K) | Indoor Luminaires | High-Bay | Low-Bay Luminaires for Commercial and Industrial Buildings | Standard | TRUE | 5153.54 | 106.26 | 48.5 | 19 | 0.884 | 3441 | 83.3 | 5 | 35000 | 41927 |  |  | NotYetVerified |  | 3 | 5000 | 100 | 50 |  | 0.9 | 3500 | 80
PBQS7GNN4 | BRIGHT AVENUE INTERNATIONAL LIMITED | BRIGHT AVENUE | DG-HB-200W-120-DIM | Indoor Luminaires | High-Bay | High-Bay Luminaires for Commercial and Industrial Buildings | Standard | FALSE | [9 empty] | 41927 |  |  | NotYetVerified |  | 3 | 21295 | 97.8 | 217 | 20 | 0.99 | 5000 | 75
PZMU74HX | Orion Energy Systems Inc | Orion | ALHB270LHUNVXXX750XXL | Indoor Luminaires | High-Bay | High-Bay Luminaires for Commercial and Industrial Buildings | Standard | FALSE | [9 empty] | 41927 |  |  | NotYetVerified |  | 3 | 24844 | 81.7 | 304.1 | 5.88 | 0.998 | 5189 | 75.6
P93J2HPY | Orion Energy Systems Inc | Orion | ALHB220LMUNVXXX850XXX | Indoor Luminaires | High-Bay | High-Bay Luminaires for Commercial and Industrial Buildings | Standard | FALSE | [9 empty] | 41927 |  |  | NotYetVerified |  | 3 | 22115 | 109.9 | 201.3 | 5.77 | 0.998 | 5160 | 75.8
PP7H77CJ | Orion Energy Systems Inc | Orion | ALHB320LH480XXX750XXL | Indoor Luminaires | High-Bay | High-Bay Luminaires for Commercial and Industrial Buildings | Standard | FALSE | [9 empty] | 41927 |  |  | NotYetVerified |  | 3 | 32054 | 79.9 | 401.2 | 9 | 0.988 | 5101 | 75.3
PHY3VJDQ | Orion Energy Systems Inc | Orion | ALHB320LH347XXX750XXL | Indoor Luminaires | High-Bay | High-Bay Luminaires for Commercial and Industrial Buildings | Standard | FALSE | [9 empty] | 41927 |  |  | NotYetVerified |  | 3 | 32054 | 79.9 | 401.2 | 9 | 0.988 | 5101 | 75.3
P5NJEK2P | Orion Energy Systems Inc | Orion | ALHB140LHUNVXXX750XXX | Indoor Luminaires | High-Bay | High-Bay Luminaires for Commercial and Industrial Buildings | Standard | FALSE | [9 empty] | 41927 |  |  | NotYetVerified |  | 3 | 14210 | 97.7 | 145.5 | 5.91 | 0.998 | 5101 | 74.3
PYB7EBXZ | Orion Energy Systems Inc | Orion | ALHB320LHUNVXXX750XXX | Indoor Luminaires | High-Bay | High-Bay Luminaires for Commercial and Industrial Buildings | Standard | FALSE | [9 empty] | 41927 |  |  | NotYetVerified |  | 3 | 35468 | 87.8 | 404 | 5.81 | 0.998 | 5090 | 75.1
P92NSZNU | Orion Energy Systems Inc | Orion | ALHB270LHUNVXXX750XXX | Indoor Luminaires | High-Bay | High-Bay Luminaires for Commercial and Industrial Buildings | Standard | FALSE | [9 empty] | 41927 |  |  | NotYetVerified |  | 3 | 27916 | 89.5 | 311.9 | 5.81 | 0.998 | 5090 | 75.1
P8AUR6AY | Orion Energy Systems Inc | Orion | ALHB180LHUNVXXX750XXX | Indoor Luminaires | High-Bay | High-Bay Luminaires for Commercial and Industrial Buildings | Standard | FALSE | [9 empty] | 41927 |  |  | NotYetVerified |  | 3 | 18196 | 88.6 | 205.4 | 5.81 | 0.998 | 5090 | 75.1
PJY97E1X | Orion Energy Systems Inc | Orion | ALHB090LHUNVXXX750XXX | Indoor Luminaires | High-Bay | High-Bay Luminaires for Commercial and Industrial Buildings | Standard | FALSE | [9 empty] | 41927 |  |  | NotYetVerified |  | 3 | 8997 | 88.7 | 101.4 | 5.81 | 0.998 | 5090 | 75.1
PMNR3GZ1 | Orion Energy Systems Inc | Orion | ALHB320LH347XXX750XXX | Indoor Luminaires | High-Bay | High-Bay Luminaires for Commercial and Industrial Buildings | Standard | FALSE | [9 empty] | 41927 |  |  | NotYetVerified |  | 3 | 35430 | 88.1 | 402.2 | 8.91 | 0.988 | 5055 | 75
PH3HS68G | Orion Energy Systems Inc | Orion | ALHB320LH480XXX750XXX | Indoor Luminaires | High-Bay | High-Bay Luminaires for Commercial and Industrial Buildings | Standard | FALSE | [9 empty] | 41927 |  |  | NotYetVerified |  | 3 | 35430 | 88.1 | 402.2 | 8.91 | 0.988 | 5055 | 75
PTYN7SPG | Orion Energy Systems Inc | Orion | ALHB440LMUNVXXX850XXX | Indoor Luminaires | High-Bay | High-Bay Luminaires for Commercial and Industrial Buildings | Standard | FALSE | [9 empty] | 41927 |  |  | NotYetVerified |  | 3 | 43771 | 108.5 | 402.9 | 6.08 | 0.998 | 5054 | 83.7
PMY72XPP | Orion Energy Systems Inc | Orion | ALHB340LMUNVXXX850XXL | Indoor Luminaires | High-Bay | High-Bay Luminaires for Commercial and Industrial Buildings | Standard | FALSE | [9 empty] | 41927 |  |  | NotYetVerified |  | 3 | 30515 | 100.8 | 302.8 | 5.93 | 0.998 | 5054 | 83.7
P7MH24JU | Orion Energy Systems Inc | Orion | ALHB340LMUNVXXX850XXX | Indoor Luminaires | High-Bay | High-Bay Luminaires for Commercial and Industrial Buildings | Standard | FALSE | [9 empty] | 41927 |  |  | NotYetVerified |  | 3 | 33911 | 111.8 | 303.3 | 5.87 | 0.998 | 5054 | 83.7
PUA4QMK5 | Orion Energy Systems Inc | Orion | ALHB220LMUNVXXX850XXL | Indoor Luminaires | High-Bay | High-Bay Luminaires for Commercial and Industrial Buildings | Standard | FALSE | [9 empty] | 41927 |  |  | NotYetVerified |  | 3 | 19653 | 97.8 | 200.9 | 5.87 | 0.998 | 5054 | 83.7
PY1W1UJ3 | Orion Energy Systems Inc | Orion | ALHB110LMUNVXXX850XXX | Indoor Luminaires | High-Bay | High-Bay Luminaires for Commercial and Industrial Buildings | Standard | FALSE | [9 empty] | 41927 |  |  | NotYetVerified |  | 3 | 11292 | 111.4 | 101.4 | 5.23 | 0.998 | 5054 | 83.7
PPNADWA5 | Orion Energy Systems Inc | Orion | ALHB440LM480XXX850XXX | Indoor Luminaires | High-Bay | High-Bay Luminaires for Commercial and Industrial Buildings | Standard | FALSE | [9 empty] | 41927 |  |  | NotYetVerified |  | 3 | 43605 | 110 | 396.4 | 9.33 | 0.988 | 5051 | 83
PM3APW6V | Orion Energy Systems Inc | Orion | ALHB440LM347XXX850XXX | Indoor Luminaires | High-Bay | High-Bay Luminaires for Commercial and Industrial Buildings | Standard | FALSE | [9 empty] | 41927 |  |  | NotYetVerified |  | 3 | 43605 | 110 | 396.4 | 9.33 | 0.988 | 5051 | 83
PXKAF5ER | Orion Energy Systems Inc | Orion | ALHB440LM480XXX850XXL | Indoor Luminaires | High-Bay | High-Bay Luminaires for Commercial and Industrial Buildings | Standard | FALSE | [9 empty] | 41927 |  |  | NotYetVerified |  | 3 | 39159 | 99 | 395.7 | 8.89 | 0.988 | 5036 | 83
P72G7EPV | Orion Energy Systems Inc | Orion | ALHB440LM347XXX850XXL | Indoor Luminaires | High-Bay | High-Bay Luminaires for Commercial and Industrial Buildings | Standard | FALSE | [9 empty] | 41927 |  |  | NotYetVerified |  | 3 | 39159 | 99 | 395.7 | 8.89 | 0.988 | 5036 | 83
PPTKZDXB | Orion Energy Systems Inc | Orion | ALHB180LMUNVXXX850XXX | Indoor Luminaires | High-Bay | High-Bay Luminaires for Commercial and Industrial Buildings | Standard | FALSE | [9 empty] | 41927 |  |  | NotYetVerified |  | 3 | 17620 | 123 | 143.8 | 6.28 | 0.998 | 5011 | 83.7
P7GP26ZT | Orion Energy Systems Inc | Orion | ALHB180LMUNVXXX850XXL | Indoor Luminaires | High-Bay | High-Bay Luminaires for Commercial and Industrial Buildings | Standard | FALSE | [9 empty] | 41927 |  |  | NotYetVerified |  | 3 | 15750 | 110 | 143.6 | 6.3 | 0.998 | 4993 | 83.5
PPRQ5KYU | US Energy Sciences INC | US Energy Sciences INC | VHB-06X04-WAH-840 | Indoor Luminaires | High-Bay | High-Bay Luminaires for Commercial and Industrial Buildings | Standard | TRUE | 15884 | 95.7 | 166 | 12.6 | 0.973 | 4032 | 84 | 5 | 60000 | 41926 |  |  | NotYetVerified |  | 3 | [5 empty] | 4000
PCSSM3EZ | Taizhou JiaoGuang Lighting Co. Ltd. | LIGHT THE FUTURE | CL510W-300W-4000K-XX[?XX? denotes shell color] | Indoor Luminaires | High-Bay | High-Bay Luminaires for Commercial and Industrial Buildings | Standard | TRUE | 26167 | 85.45 | 308.2 | 7.67 | 0.962 | 3820 | 81 | 5 | 50000 | 41926 |  |  | NotYetVerified | Pointing straight down only | 3 |  |  | 300 | 20 | 0.9 | 4000 | 75
PSU3GDKVH | Taizhou JiaoGuang Lighting Co. Ltd. | LIGHT THE FUTURE | CL508W-250W-4000K-XX[?XX? denotes shell color] | Indoor Luminaires | High-Bay | High-Bay Luminaires for Commercial and Industrial Buildings | Standard | TRUE | 21179 | 84.55 | 250.49 | 17.34 | 0.94 | 3796 | 81 | 5 | 50000 | 41926 |  |  | NotYetVerified |  | 3 | 21500 |  | 250 | 20 | 0.9 | 4000 | 75
PE6NS8U8 | OEO Energy Solutions | OEO | OEO-OB-100[120Â° Reflector] | Indoor Luminaires | High-Bay | High-Bay Luminaires for Commercial and Industrial Buildings | Standard | TRUE | 10527 | 107.21 | 98.19 | 10.23 | 0.9382 | 5115 | 83.9 | 5 | 50000 | 41926 |  |  | NotYetVerified | Qualified with 120Â° reflector only | 3 | 10527 | 107.21 | 98.19 | 10.23 | 0.9382 | 5000 | 83.9
P8DB7TPZH | Industrial Lighting Products | Industrial Lighting Products | HB-200WLED-UNIV-2700K-ND-XXXXX [Excludes SD480 Option] | Indoor Luminaires | High-Bay | High-Bay Aisle Luminaires | Standard | TRUE | 20570 | 93.4 | 220.3 | 13.3 | 0.933 | 2809 | 81.9 | 5 | 50000 | 41926 |  |  | NotYetVerified |  | 3 | 20570 | 93.4 | 200 | 20 | 0.9 | 2700 | 81.9
P27N4TU4 | Super Lighting Technology Hong Kong Limited | SLT LAMP | STH-200A_4000K | Indoor Luminaires | High-Bay | High-Bay Luminaires for Commercial and Industrial Buildings | Standard | TRUE | 17780.17 | 85.19 | 205.7 | 7.64 | 0.93 | 4050 | 73.6 | 5 | 35000 | 41926 |  |  | NotYetVerified |  | 3 | 17780.17 | 85.19 | 208.71 | 7.64 | 0.996 | 4050 | 74
PPH4TFMR | OEO Energy Solutions | OEO | OEO-OB-100HV[120Â° Reflector] | Indoor Luminaires | High-Bay | High-Bay Luminaires for Commercial and Industrial Buildings | Standard | TRUE | 10185 | 105.54 | 96.51 | 13.75 | 0.921 | 5139 | 84 | 5 | 50000 | 41926 |  |  | NotYetVerified | Qualified with 120Â° reflector only | 3 | 10185.4 | 105.54 | 96.51 | 13.75 | 0.921 | 5000 | 84
PFM2QRYY | OEO Energy Solutions | OEO | OEO-OB-200HV[120Â° Reflector] | Indoor Luminaires | High-Bay | High-Bay Luminaires for Commercial and Industrial Buildings | Standard | TRUE | 20313 | 105.29 | 199.9 | 13.65 | 0.9198 | 5125 | 84.1 | 5 | 50000 | 41926 |  |  | NotYetVerified | Qualified with 120Â° reflector only | 3 | 20313 | 105.29 | 199.9 | 13.65 | 0.9198 | 5000 | 84.1
PTZ8Y7SG | OEO Energy Solutions | OEO | OEO-OB-200[120Â° Reflector] | Indoor Luminaires | High-Bay | High-Bay Luminaires for Commercial and Industrial Buildings | Standard | TRUE | 21207 | 104.92 | 202.1 | 16.06 | 0.9167 | 5149 | 84.1 | 5 | 50000 | 41926 |  |  | NotYetVerified | Qualified with 120Â° reflector only | 3 | 21207 | 104.92 | 202.1 | 16.06 | 0.9167 | 5000 | 84.1
PJ2AZBD9 | OEO Energy Solutions | OEO | OEO-OB-150[120Â° Reflector] | Indoor Luminaires | High-Bay | High-Bay Luminaires for Commercial and Industrial Buildings | Standard | TRUE | 15826.2 | 106.34 | 148.8 | 10.56 | 0.9136 | 5146 | 84 | 5 | 50000 | 41926 |  |  | NotYetVerified | Qualified with 120Â° reflector only | 3 | 15826 | 106.64 | 148.8 | 10.56 | 0.9136 | 5000 | 84
PM4SJP3B | OEO Energy Solutions | OEO | OEO-OB-150HV[120Â° Reflector] | Indoor Luminaires | High-Bay | High-Bay Luminaires for Commercial and Industrial Buildings | Standard | TRUE | 15302 | 105.5 | 145 | 11.68 | 0.9108 | 5122 | 84 | 5 | 50000 | 41926 |  |  | NotYetVerified | Qualified with 120Â° reflector only | 3 | 15302 | 105.5 | 145 | 11.68 | 0.9108 | 5000 | 84
P2A5XXNN | Taizhou JiaoGuang Lighting Co. Ltd. | LIGHT THE FUTURE | CL510W-300W-5700K-XX[?XX? denotes shell color] | Indoor Luminaires | High-Bay | High-Bay Luminaires for Commercial and Industrial Buildings | Standard | FALSE | [9 empty] | 41926 |  |  | NotYetVerified | Pointing straight down only | 3 | 25500 | 85 | 300 | 20 | 0.9 | 5700 | 75
PGDX51J9 | Taizhou JiaoGuang Lighting Co. Ltd. | LIGHT THE FUTURE | CL508W-250W-5700K-XX[?XX? denotes shell color] | Indoor Luminaires | High-Bay | High-Bay Luminaires for Commercial and Industrial Buildings | Standard | FALSE | [9 empty] | 41926 |  |  | NotYetVerified |  | 3 | 21500 | 86 | 250 | 20 | 0.9 | 5700 | 75
P4GZE3AT | Taizhou JiaoGuang Lighting Co. Ltd. | LIGHT THE FUTURE | CL510W-300W-5000K-XX[?XX? denotes shell color] | Indoor Luminaires | High-Bay | High-Bay Luminaires for Commercial and Industrial Buildings | Standard | FALSE | [9 empty] | 41926 |  |  | NotYetVerified | Pointing straight down only | 3 | 25500 | 85 | 300 | 20 | 0.9 | 5000 | 75
PNYY55CW | Taizhou JiaoGuang Lighting Co. Ltd. | LIGHT THE FUTURE | CL508W-250W-5000K-XX[?XX? denotes shell color] | Indoor Luminaires | High-Bay | High-Bay Luminaires for Commercial and Industrial Buildings | Standard | FALSE | [9 empty] | 41926 |  |  | NotYetVerified |  | 3 | 21500 | 86 | 250 | 20 | 0.9 | 5000 | 75
PHD5MRMC | Super Lighting Technology Hong Kong Limited | SLT LAMP | STH-200A_5700K | Indoor Luminaires | High-Bay | High-Bay Luminaires for Commercial and Industrial Buildings | Standard | FALSE | [9 empty] | 41926 |  |  | NotYetVerified |  | 3 | 17000 | 85 | 200 | 7.64 | 0.996 | 5700 | 74
PEEYP8BM | Super Lighting Technology Hong Kong Limited | SLT LAMP | STH-200A_5000K | Indoor Luminaires | High-Bay | High-Bay Luminaires for Commercial and Industrial Buildings | Standard | FALSE | [9 empty] | 41926 |  |  | NotYetVerified |  | 3 | 17000 | 85 | 200 | 7.64 | 0.996 | 5000 | 74
P64BH81G | Super Lighting Technology Hong Kong Limited | SLT LAMP | STH-200A_4500K | Indoor Luminaires | High-Bay | High-Bay Luminaires for Commercial and Industrial Buildings | Standard | FALSE | [9 empty] | 41926 |  |  | NotYetVerified |  | 3 | 17000 | 85 | 200 | 7.64 | 0.996 | 4500 | 74
PT5R5RV2S | Industrial Lighting Products | Industrial Lighting Products | HB-200WLED-UNIV-5000K-ND-XXXXX [Excludes SD480 Option] | Indoor Luminaires | High-Bay | High-Bay Aisle Luminaires | Standard | FALSE | [9 empty] | 41926 |  |  | NotYetVerified |  | 3 | 24560 | 110.4 | 200 |  |  | 5000 | 80
PQ61NAGTB | Industrial Lighting Products | Industrial Lighting Products | HB-200WLED-UNIV-4500K-ND-XXXXX [Excludes SD480 Option] | Indoor Luminaires | High-Bay | High-Bay Aisle Luminaires | Standard | FALSE | [9 empty] | 41926 |  |  | NotYetVerified |  | 3 | 23693 | 106.8 | 200 |  |  | 4500 | 80
PAZ8PHEBD | Industrial Lighting Products | Industrial Lighting Products | HB-200WLED-UNIV-4000K-ND-XXXXX [Excludes SD480 Option] | Indoor Luminaires | High-Bay | High-Bay Aisle Luminaires | Standard | FALSE | [9 empty] | 41926 |  |  | NotYetVerified |  | 3 | 22825 | 103.1 | 200 |  |  | 4000 | 80
PW1SJP6XP | Industrial Lighting Products | Industrial Lighting Products | HB-200WLED-UNIV-3500K-ND-XXXXX [Excludes SD480 Option] | Indoor Luminaires | High-Bay | High-Bay Aisle Luminaires | Standard | FALSE | [9 empty] | 41926 |  |  | NotYetVerified |  | 3 | 21958 | 99.3 | 200 |  |  | 3500 | 80
PZ8REPXN1 | Industrial Lighting Products | Industrial Lighting Products | HB-200WLED-UNIV-3000K-ND-XXXXX [Excludes SD480 Option] | Indoor Luminaires | High-Bay | High-Bay Aisle Luminaires | Standard | FALSE | [9 empty] | 41926 |  |  | NotYetVerified |  | 3 | 21090 | 95.6 | 200 |  |  | 3000 | 80
PSXEBT96C | Industrial Lighting Products | Industrial Lighting Products | HB-150WLED-UNIV-2700K-ND-XXXXX [Excludes SD480] | Indoor Luminaires | High-Bay | High-Bay Aisle Luminaires | Standard | TRUE | 15630 | 93 | 168 | 13.5 | 0.953 | 2807 | 82 | 5 | 50000 | 41925 |  |  | NotYetVerified |  | 3 | 15630 | 93 | 150 | 20 | 0.9 | 2700 | 82
PV1DJVGK | WELLIN ELECTRIC COMPANY LTD | WELLIN | WELLIN-280Wi(3000K) | Indoor Luminaires | High-Bay | High-Bay Luminaires for Commercial and Industrial Buildings | Standard | TRUE | 26344.2 | 96.5 | 282.4 | 9.72 | 0.9491 | 3094 | 73.5 | 5 | 50000 | 41925 |  |  | NotYetVerified |  | 3 | 26344 |  | 272.9 | 20 | 0.95 | 3000 | 73.5
P9X6XP39 | WELLIN ELECTRIC COMPANY LTD | WELLIN | WELLIN-200Wi(3000K) | Indoor Luminaires | High-Bay | High-Bay Luminaires for Commercial and Industrial Buildings | Standard | TRUE | 18497.1 | 95.3 | 194.1 | 10.03 | 0.935 | 3118 | 73.4 | 5 | 50000 | 41925 |  |  | NotYetVerified |  | 3 | 18497 |  | 194.1 | 20 | 0.95 | 3000 | 73.4
P7BWBKJPG | Industrial Lighting Products | Industrial Lighting Products | HB-100WLED-UNIV-2700K-ND-XXXXX [Excludes SD480 option] | Indoor Luminaires | High-Bay | High-Bay Aisle Luminaires | Standard | TRUE | 10510 | 92.9 | 113.1 | 12.6 | 0.935 | 2817 | 82 | 5 | 50000 | 41925 |  |  | NotYetVerified |  | 3 | 10510 | 92.9 | 100 | 20 | 0.9 | 2700 | 82
P4XV8YY7F | Yaham Optoelectronics Co. Ltd. | Yaham | YHL-AI-180 | Indoor Luminaires | High-Bay | High-Bay Luminaires for Commercial and Industrial Buildings | Standard | TRUE | 16885 | 93.86 | 179.9 | 12.56 | 0.9322 | 5091 | 76.7 | 5 | 50000 | 41925 |  |  | NotYetVerified |  | 3 | [5 empty] | 5000
PKJMG44EP | Yaham Optoelectronics Co. Ltd. | Yaham | YHL-AI-240 | Indoor Luminaires | High-Bay | High-Bay Luminaires for Commercial and Industrial Buildings | Standard | TRUE | 21798 | 93.51 | 233.1 | 9.91 | 0.9238 | 5191 | 77.7 | 5 | 50000 | 41925 |  |  | NotYetVerified |  | 3 | [5 empty] | 5000
P27RQS9P7 | Yaham Optoelectronics Co. Ltd. | Yaham | YHL-AI-150 | Indoor Luminaires | High-Bay | High-Bay Luminaires for Commercial and Industrial Buildings | Standard | TRUE | 14343 | 95.62 | 150 | 13.22 | 0.9222 | 5325 | 78.8 | 5 | 50000 | 41925 |  |  | NotYetVerified |  | 3 | [5 empty] | 5000
P9AGVPB4H | Yaham Optoelectronics Co. Ltd. | Yaham | YHL-AI-210 | Indoor Luminaires | High-Bay | High-Bay Luminaires for Commercial and Industrial Buildings | Standard | TRUE | 20227 | 96.33 | 210 | 10.62 | 0.9151 | 5299 | 78.6 | 5 | 50000 | 41925 |  |  | NotYetVerified |  | 3 | [5 empty] | 5000
PZPEJQKJ | WELLIN ELECTRIC COMPANY LTD | WELLIN | WELLIN-160Wi(3000K) | Indoor Luminaires | High-Bay | High-Bay Luminaires for Commercial and Industrial Buildings | Standard | TRUE | 14792.7 | 96.5 | 155.4 | 14.05 | 0.915 | 3094 | 73.5 | 5 | 50000 | 41925 |  |  | NotYetVerified |  | 3 | 14793 | 96.5 | 153.3 | 20 | 0.95 | 3000 | 73.5
PW38WB4V3 | SimplyLEDs | CLG-105-C-APF-V450 | CLG-105-C-APF-V450 | Indoor Luminaires | High-Bay | Low-Bay Luminaires for Commercial and Industrial Buildings | Standard | TRUE | 8982 | 87.2 | 105.8 | 12.68 | 0.911 | 5328 | 73.1 | 5 | 200000 | 41925 |  |  | NotYetVerified |  | 3 | 8982 | 87.2 | 105.8 | 15 | 0.996 | 5000 | 73
PHTDBPKVE | Yaham Optoelectronics Co. Ltd. | Yaham | YHL-AI-120 | Indoor Luminaires | High-Bay | High-Bay Luminaires for Commercial and Industrial Buildings | Standard | TRUE | 11234 | 93.69 | 119.9 | 15.78 | 0.9088 | 5137 | 77.1 | 5 | 50000 | 41925 |  |  | NotYetVerified |  | 3 | [5 empty] | 5000
PSYNC42D | WELLIN ELECTRIC COMPANY LTD | WELLIN | WELLIN-120Wi(3000K) | Indoor Luminaires | High-Bay | High-Bay Luminaires for Commercial and Industrial Buildings | Standard | TRUE | 11037.5 | 94.9 | 116.3 | 15.98 | 0.9067 | 3088 | 73.4 | 5 | 50000 | 41925 |  |  | NotYetVerified |  | 3 | 11037 | 94.9 | 116.3 | 20 | 0.95 | 3000 | 73.4
PKSW6MEW | WELLIN ELECTRIC COMPANY LTD | WELLIN | WELLIN-160Wi(5700K) | Indoor Luminaires | High-Bay | High-Bay Luminaires for Commercial and Industrial Buildings | Standard | FALSE | [9 empty] | 41925 |  |  | NotYetVerified |  | 3 | 16514 | 107.5 | 153.6 | 20 | 0.95 | 5700 | 77
P8DTWTAC | WELLIN ELECTRIC COMPANY LTD | WELLIN | WELLIN-120Wi(5700K) | Indoor Luminaires | High-Bay | High-Bay Luminaires for Commercial and Industrial Buildings | Standard | FALSE | [9 empty] | 41925 |  |  | NotYetVerified |  | 3 | 12149 | 105.1 | 115.6 | 20 | 0.95 | 5700 | 75.9
PQRDSZQD | WELLIN ELECTRIC COMPANY LTD | WELLIN | WELLIN-120Wi(5000K) | Indoor Luminaires | High-Bay | High-Bay Luminaires for Commercial and Industrial Buildings | Standard | FALSE | [9 empty] | 41925 |  |  | NotYetVerified |  | 3 | 12373.6 | 106.7 | 115.9 | 20 | 0.95 | 5000 | 76.8
PMWCRS3C | WELLIN ELECTRIC COMPANY LTD | WELLIN | WELLIN-160Wi(5000K) | Indoor Luminaires | High-Bay | High-Bay Luminaires for Commercial and Industrial Buildings | Standard | FALSE | [9 empty] | 41925 |  |  | NotYetVerified |  | 3 | 16985.8 | 108.6 | 156.5 | 20 | 0.95 | 5000 | 75.4
PHGYDE97 | WELLIN ELECTRIC COMPANY LTD | WELLIN | WELLIN-160Wi(4500K) | Indoor Luminaires | High-Bay | High-Bay Luminaires for Commercial and Industrial Buildings | Standard | FALSE | [9 empty] | 41925 |  |  | NotYetVerified |  | 3 | 16301.1 | 104.8 | 155.5 | 20 | 0.95 | 4500 | 76.9
PU4622QP | WELLIN ELECTRIC COMPANY LTD | WELLIN | WELLIN-120Wi(4500K) | Indoor Luminaires | High-Bay | High-Bay Luminaires for Commercial and Industrial Buildings | Standard | FALSE | [9 empty] | 41925 |  |  | NotYetVerified |  | 3 | 12044.1 | 103.6 | 116.2 | 20 | 0.95 | 4500 | 75.9
P5GK92NZ | WELLIN ELECTRIC COMPANY LTD | WELLIN | WELLIN-160Wi(4000K) | Indoor Luminaires | High-Bay | High-Bay Luminaires for Commercial and Industrial Buildings | Standard | FALSE | [9 empty] | 41925 |  |  | NotYetVerified |  | 3 | 16236.8 | 103.6 | 156.7 | 20 | 0.95 | 4000 | 75.5
P17V177C | WELLIN ELECTRIC COMPANY LTD | WELLIN | WELLIN-120Wi(4000K) | Indoor Luminaires | High-Bay | High-Bay Luminaires for Commercial and Industrial Buildings | Standard | FALSE | [9 empty] | 41925 |  |  | NotYetVerified |  | 3 | 11859 | 102.3 | 115.9 | 20 | 0.95 | 4000 | 74.8
PTDTPH7M | WELLIN ELECTRIC COMPANY LTD | WELLIN | WELLIN-160Wi(3500K) | Indoor Luminaires | High-Bay | High-Bay Luminaires for Commercial and Industrial Buildings | Standard | FALSE | [9 empty] | 41925 |  |  | NotYetVerified |  | 3 | 15561.6 | 98.9 | 157.2 | 20 | 0.95 | 3500 | 74.1
PE2WDW2J | WELLIN ELECTRIC COMPANY LTD | WELLIN | WELLIN-120Wi(3500K) | Indoor Luminaires | High-Bay | High-Bay Luminaires for Commercial and Industrial Buildings | Standard | FALSE | [9 empty] | 41925 |  |  | NotYetVerified |  | 3 | 11499.6 | 98.7 | 116.4 | 20 | 0.95 | 3500 | 73.4
PFSSMDC5H | Industrial Lighting Products | Industrial Lighting Products | HB-150WLED-UNIV-5700K-ND-XXXXX [Excludes SD480] | Indoor Luminaires | High-Bay | High-Bay Aisle Luminaires | Standard | FALSE | [9 empty] | 41925 |  |  | NotYetVerified |  | 3 | 17670 | 106.8 | 150 |  |  | 5700 | 80
PDCP49AWF | Industrial Lighting Products | Industrial Lighting Products | HB-100WLED-UNIV-5700K-ND-XXXXX [Excludes SD480 option] | Indoor Luminaires | High-Bay | High-Bay Aisle Luminaires | Standard | FALSE | [9 empty] | 41925 |  |  | NotYetVerified |  | 3 | 11540 | 104.53 | 100 |  |  | 5700 | 80
PAWZTR583 | Industrial Lighting Products | Industrial Lighting Products | HB-150WLED-UNIV-5000K-ND-XXXXX [Excludes SD480] | Indoor Luminaires | High-Bay | High-Bay Aisle Luminaires | Standard | FALSE | [9 empty] | 41925 |  |  | NotYetVerified |  | 3 | 17194 | 103.6 | 150 |  |  | 5000 | 80
PC5GRY4AM | Industrial Lighting Products | Industrial Lighting Products | HB-100WLED-UNIV-5000K-ND-XXXXX [Excludes SD480 option] | Indoor Luminaires | High-Bay | High-Bay Aisle Luminaires | Standard | FALSE | [9 empty] | 41925 |  |  | NotYetVerified |  | 3 | 11299 | 101.77 | 100 |  |  | 5000 | 80
P68RYGF77 | Industrial Lighting Products | Industrial Lighting Products | HB-150WLED-UNIV-4500K-ND-XXXXX [Excludes SD480] | Indoor Luminaires | High-Bay | High-Bay Aisle Luminaires | Standard | FALSE | [9 empty] | 41925 |  |  | NotYetVerified |  | 3 | 16854 | 101.3 | 150 |  |  | 4500 | 80
P93GC187Q | Industrial Lighting Products | Industrial Lighting Products | HB-100WLED-UNIV-4500K-ND-XXXXX [Excludes SD480 option] | Indoor Luminaires | High-Bay | High-Bay Aisle Luminaires | Standard | FALSE | [9 empty] | 41925 |  |  | NotYetVerified |  | 3 | 11128 | 99.82 | 100 |  |  | 4500 | 80
PPZWWZ75Q | Industrial Lighting Products | Industrial Lighting Products | HB-150WLED-UNIV-4000K-ND-XXXXX [Excludes SD480] | Indoor Luminaires | High-Bay | High-Bay Aisle Luminaires | Standard | FALSE | [9 empty] | 41925 |  |  | NotYetVerified |  | 3 | 16514 | 99 | 150 |  |  | 4000 | 80
PKBFVBXRD | Industrial Lighting Products | Industrial Lighting Products | HB-100WLED-UNIV-4000K-ND-XXXXX [Excludes SD480 option] | Indoor Luminaires | High-Bay | High-Bay Aisle Luminaires | Standard | FALSE | [9 empty] | 41925 |  |  | NotYetVerified |  | 3 | 10956 | 97.89 | 100 |  |  | 4000 | 80
P8DSC3JBZ | Industrial Lighting Products | Industrial Lighting Products | HB-150WLED-UNIV-3500K-ND-XXXXX [Excludes SD480] | Indoor Luminaires | High-Bay | High-Bay Aisle Luminaires | Standard | FALSE | [9 empty] | 41925 |  |  | NotYetVerified |  | 3 | 16174 | 96.7 | 150 |  |  | 3500 | 80
PKHD9PUEY | Industrial Lighting Products | Industrial Lighting Products | HB-100WLED-UNIV-3500K-ND-XXXXX [Excludes SD480 option] | Indoor Luminaires | High-Bay | High-Bay Aisle Luminaires | Standard | FALSE | [9 empty] | 41925 |  |  | NotYetVerified |  | 3 | 10784 | 95.97 | 100 |  |  | 3500 | 80
PHHUDE8C8 | Industrial Lighting Products | Industrial Lighting Products | HB-150WLED-UNIV-3000K-ND-XXXXX [Excludes SD480] | Indoor Luminaires | High-Bay | High-Bay Aisle Luminaires | Standard | FALSE | [9 empty] | 41925 |  |  | NotYetVerified |  | 3 | 15834 | 94.4 | 150 |  |  | 3000 | 80
P83CF243U | Industrial Lighting Products | Industrial Lighting Products | HB-100WLED-UNIV-3000K-ND-XXXXX [Excludes SD480 option] | Indoor Luminaires | High-Bay | High-Bay Aisle Luminaires | Standard | FALSE | [9 empty] | 41925 |  |  | NotYetVerified |  | 3 | 10613 | 94.06 | 100 |  |  | 3000 | 80
PCK4D1KJ | Lamar Lighting | Lamar | DVLF48HFA-30 | Indoor Luminaires | High-Bay | Low-Bay Luminaires for Commercial and Industrial Buildings | Standard | TRUE | 6619 | 86.3 | 76.67 | 9.502 | 0.9667 | 3088 | 83.72 | 5 |  | 41922 |  |  | NotYetVerified |  | 3 | 6610 |  | 77 |  |  | 3000
PVTWNU5E | Atlas Lighting Products | Atlas Lighting Products | ILH210LED4 | Indoor Luminaires | High-Bay | High-Bay Luminaires for Commercial and Industrial Buildings | Standard | TRUE | 25420 | 122 | 208.5 | 13.8 | 0.958 | 3960 | 80.9 | 5 | 100000 | 41922 |  |  | NotYetVerified |  | 3 | 25420 | 122 | 208.5 |  |  | 4100 | 80.9
P1Y393J1T | GUANGZHOU FANGCUN HONGMEI NEON EQUIPMENT FACTORY | FaHua | FL-HB120 | Indoor Luminaires | High-Bay | High-Bay Luminaires for Commercial and Industrial Buildings | Standard | TRUE | 10748 | 89.79 | 119.7 | 12.73 | 0.9339 | 5660 | 82.7 | 5 | 50000 | 41922 |  |  | NotYetVerified |  | 3 | 10700 |  | 120 |  | 0.9 | 5700 | 80
PWD3GTDY | Atlas Lighting Products | Atlas Lighting Products | ILH140LED4 | Indoor Luminaires | High-Bay | High-Bay Luminaires for Commercial and Industrial Buildings | Standard | TRUE | 16950 | 123 | 137.7 | 16.2 | 0.929 | 3954 | 80.8 | 5 | 100000 | 41922 |  |  | NotYetVerified |  | 3 | 16950 | 123 | 137.7 |  |  | 4100 | 80.8
P00001G3F | Neutex Lighting | Neutex Lighting | NTX-HBY200XSY(5000K 120Â°) | Indoor Luminaires | High-Bay | High-Bay Luminaires for Commercial and Industrial Buildings | Standard | TRUE | 16236.93 | 81.246 | 199.85 | 14.9 | 0.927 | 5030 | 74.7 | 5 | 35000 | 41922 |  |  | NotYetVerified |  | 3 |  | 85 | 200 |  | 0.95 | 5000 | 75
P00001G3E | Neutex Lighting | Neutex Lighting | NTX-HBY120XSY(5000K 120Â°) | Indoor Luminaires | High-Bay | High-Bay Luminaires for Commercial and Industrial Buildings | Standard | TRUE | 10813.38 | 91.26 | 118.49 | 14.9 | 0.927 | 4985 | 74.9 | 5 | 35000 | 41922 |  |  | NotYetVerified |  | 3 |  | 85 | 120 |  | 0.95 | 5000 | 75
PTCY16BH | Lamar Lighting | Lamar | DVLF48HFA-50 | Indoor Luminaires | High-Bay | Low-Bay Luminaires for Commercial and Industrial Buildings | Standard | FALSE | [9 empty] | 41922 |  |  | NotYetVerified |  | 3 | 6610 | 92.5 | 77 |  |  | 5000 | 84.4
PWBQFB8T | Lamar Lighting | Lamar | DVLF48HFA-40 | Indoor Luminaires | High-Bay | Low-Bay Luminaires for Commercial and Industrial Buildings | Standard | FALSE | [9 empty] | 41922 |  |  | NotYetVerified |  | 3 | 6610 | 90 | 77 |  |  | 4000 | 82
PJD8X7KK | Lamar Lighting | Lamar | DVLF48HFA-35 | Indoor Luminaires | High-Bay | Low-Bay Luminaires for Commercial and Industrial Buildings | Standard | FALSE | [9 empty] | 41922 |  |  | NotYetVerified |  | 3 | 6610 | 88 | 77 |  |  | 3500 | 82
PKM7G6GC | Acuity Brands Lighting | Lithonia Lighting | IBH 24L MVOLT | Indoor Luminaires | High-Bay | High-Bay Luminaires for Commercial and Industrial Buildings | Standard | FALSE | [9 empty] | 41922 | Dimmable | Continuous Above 10 | NotYetVerified |  | 3 | 26830 | 104 | 257.9 | 12.32 | 0.96 | 4011 | 72.95
P2Y4WXH7 | Acuity Brands Lighting | Lithonia Lighting | IBH 24L HVOLT | Indoor Luminaires | High-Bay | High-Bay Luminaires for Commercial and Industrial Buildings | Standard | FALSE | [9 empty] | 41922 | Dimmable | Continuous Above 10 | NotYetVerified |  | 3 | 26830 | 104 | 257.9 | 12.32 | 0.96 | 4011 | 72.95
PU56YG16 | Acuity Brands Lighting | Lithonia Lighting | IBH 12L HVOLT | Indoor Luminaires | High-Bay | High-Bay Luminaires for Commercial and Industrial Buildings | Standard | FALSE | [9 empty] | 41922 | Dimmable | Continuous Above 10 | NotYetVerified |  | 3 | 12780 | 102.2 | 125 | 12.32 | 0.96 | 4003 | 72.91
PK3MNV7E | Acuity Brands Lighting | Lithonia Lighting | IBH 12L MVOLT | Indoor Luminaires | High-Bay | High-Bay Luminaires for Commercial and Industrial Buildings | Standard | FALSE | [9 empty] | 41922 | Dimmable | Continuous Above 10 | NotYetVerified |  | 3 | 12780 | 102.2 | 125 | 12.32 | 0.96 | 4003 | 72.91
PKGMBGQZ | Acuity Brands Lighting | Lithonia Lighting | IBH 18L MVOLT | Indoor Luminaires | High-Bay | High-Bay Luminaires for Commercial and Industrial Buildings | Standard | FALSE | [9 empty] | 41922 | Dimmable | Continuous Above 10 | NotYetVerified |  | 3 | 20240 | 102.1 | 198.3 | 12.32 | 0.96 | 4000 | 72.87
PFKE8QHY | Acuity Brands Lighting | Lithonia Lighting | IBH 18L HVOLT | Indoor Luminaires | High-Bay | High-Bay Luminaires for Commercial and Industrial Buildings | Standard | FALSE | [9 empty] | 41922 | Dimmable | Continuous Above 10 | NotYetVerified |  | 3 | 20240 | 102.1 | 198.3 | 12.32 | 0.96 | 4000 | 72.87
P9H1XNTF | Renesola Zhejiang Ltd | Renesola | RHB500I01 4000K | Indoor Luminaires | High-Bay | High-Bay Luminaires for Commercial and Industrial Buildings | Standard | TRUE | 39979.85 | 79.24 | 504.53 | 11.23 | 0.954 | 3909 | 75.5 | 5 | 50000 | 41921 |  |  | NotYetVerified |  | 3 | 40280.5 | 79.69 | 505.45 | 10 | 0.99 | 3909 | 75.5
PF2BJZA76 | Relume Technologies | Relume Technologies | RADHZ3-W1-AC-CW-UL1-*-*-*-*-* | Indoor Luminaires | High-Bay | High-Bay Luminaires for Commercial and Industrial Buildings | Standard | FALSE | [9 empty] | 41921 |  |  | NotYetVerified |  | 3 | 10943 | 91 | 120.3 |  |  | 5728 | 68.2
P3JRSHFU | Renesola Zhejiang Ltd | Renesola | RHB500I01 5700K | Indoor Luminaires | High-Bay | High-Bay Luminaires for Commercial and Industrial Buildings | Standard | FALSE | [9 empty] | 41921 | Not Dimmable | Not Dimmable | NotYetVerified |  | 3 | 44011.6 | 87.22 | 504.59 | 10 | 0.99 | 5966 | 71.2
PS1HYE4N | Renesola Zhejiang Ltd | Renesola | RHB500I01 5000K | Indoor Luminaires | High-Bay | High-Bay Luminaires for Commercial and Industrial Buildings | Standard | FALSE | [9 empty] | 41921 | Not Dimmable | Not Dimmable | NotYetVerified |  | 3 | 42000 | 85 | 505 | 10 | 0.99 | 5000 | 72
PZ6ZGMC9 | Renesola Zhejiang Ltd | Renesola | RHB500I01 4500K | Indoor Luminaires | High-Bay | High-Bay Luminaires for Commercial and Industrial Buildings | Standard | FALSE | [9 empty] | 41921 | Not Dimmable | Not Dimmable | NotYetVerified |  | 3 | 41000 | 82 | 505 | 10 | 0.99 | 4500 | 74
P9YXJPKGK | Energy Efficient Lighting Co. Ltd. | EEL | GL16LED16-347 | Indoor Luminaires | High-Bay | High-Bay Luminaires for Commercial and Industrial Buildings | Standard | TRUE | 14638 | 89.9 | 162.89 | 8.54 | 0.933 | 4207 | 83.4 | 5 | 50000 | 41920 |  |  | NotYetVerified |  | 3 | 14638 | 89.9 | 162.89 | 8.54 | 0.933 | 4207 | 83.35
PHQ79RSD | Solas Ray Lighting | Bay Light | BL32-368-50-EX-48-XX-GL | Indoor Luminaires | High-Bay | High-Bay Luminaires for Commercial and Industrial Buildings | Standard | TRUE | 32121 | 86.02 | 373.42 | 12.55 | 0.909 | 5370 | 74.4 | 5 | 35000 | 41920 |  |  | NotYetVerified | XX = Housing Color | 3 | 32121 | 86.02 | 373.42 | 17.17 | 0.8995 | 5363 | 75.05
PSZVTHRM | Aleddra Inc. | Aleddra | AHB-LB06W27-50K | Indoor Luminaires | High-Bay | Low-Bay Luminaires for Commercial and Industrial Buildings | Standard | TRUE | 5311.39 | 94.26 | 56.16 | 16.07 | 0.909 | 5172 | 85.9 | 5 | 50000 | 41920 |  |  | NotYetVerified |  | 3 | 5311 | 95 | 56 |  | 0.9 | 5000 | 86
PPWRUYJ5 | Solas Ray Lighting | Bay Light | BL18-170-50-EX-48-XX-GL | Indoor Luminaires | High-Bay | High-Bay Luminaires for Commercial and Industrial Buildings | Standard | TRUE | 15887 | 93.85 | 169.28 | 7.79 | 0.902 | 5322 | 72.8 | 5 | 35000 | 41920 |  |  | NotYetVerified | XX = Housing Color | 3 | 15887 | 93.85 | 169.28 | 7.79 | 0.902 | 5322 | 72.8
PQWKPH33 | Solas Ray Lighting | Bay Light | BL22-215-50-EX-48-XX-GL | Indoor Luminaires | High-Bay | High-Bay Luminaires for Commercial and Industrial Buildings | Standard | TRUE | 20535 | 95.07 | 215.99 | 12.99 | 0.88 | 5297 | 72.9 | 5 | 35000 | 41920 |  |  | NotYetVerified | XX = Housing Color | 3 | 20535 | 95.07 | 215.99 | 14.45 | 0.9 | 5277 | 74.05
P369XYJD | Solas Ray Lighting | Bay Light | BL27-279-50-EX-48-XX-DMS | Indoor Luminaires | High-Bay | High-Bay Luminaires for Commercial and Industrial Buildings | Standard | FALSE | [9 empty] | 41920 |  |  | NotYetVerified | XX = Housing Color | 3 | 25980 | 91.52 | 283.86 | 12.53 | 0.925 | 5383 | 73.4
PGNR1SFT | Solas Ray Lighting | Bay Light | BL27-279-50-EX-48-XX | Indoor Luminaires | High-Bay | High-Bay Luminaires for Commercial and Industrial Buildings | Standard | FALSE | [9 empty] | 41920 |  |  | NotYetVerified | XX = Housing Color | 3 | 25980 | 91.52 | 283.86 | 12.53 | 0.925 | 5383 | 73.4
PSXZP8N1 | Solas Ray Lighting | Bay Light | BL32-368-50-EX-48-XX-DMS | Indoor Luminaires | High-Bay | High-Bay Luminaires for Commercial and Industrial Buildings | Standard | FALSE | [9 empty] | 41920 |  |  | NotYetVerified | XX = Housing Color | 3 | 32910 | 88.66 | 371.2 | 12.67 | 0.903 | 5370 | 74.4
PUVJMZM8 | Solas Ray Lighting | Bay Light | BL32-368-50-EX-48-XX | Indoor Luminaires | High-Bay | High-Bay Luminaires for Commercial and Industrial Buildings | Standard | FALSE | [9 empty] | 41920 |  |  | NotYetVerified | XX = Housing Color | 3 | 32910 | 88.66 | 371.2 | 12.67 | 0.903 | 5370 | 74.4
PX1JXMVM | Solas Ray Lighting | Bay Light | BL40-419-50-EX-48-XX-DMS | Indoor Luminaires | High-Bay | High-Bay Luminaires for Commercial and Industrial Buildings | Standard | FALSE | [9 empty] | 41920 |  |  | NotYetVerified | XX = Housing Color | 3 | 38110 | 88.9 | 428.68 | 13.59 | 0.925 | 5366 | 73.8
PKFDWMCQ | Solas Ray Lighting | Bay Light | BL40-419-50-EX-48-XX | Indoor Luminaires | High-Bay | High-Bay Luminaires for Commercial and Industrial Buildings | Standard | FALSE | [9 empty] | 41920 |  |  | NotYetVerified | XX = Housing Color | 3 | 38110 | 88.9 | 428.68 | 13.59 | 0.925 | 5366 | 73.8
PE8TBCAN | Solas Ray Lighting | Bay Light | BL32-368-50-EX-48-XX-GL-DMS | Indoor Luminaires | High-Bay | High-Bay Luminaires for Commercial and Industrial Buildings | Standard | FALSE | [9 empty] | 41920 |  |  | NotYetVerified | XX = Housing Color | 3 | 32121 | 86.02 | 373.42 | 17.17 | 0.9 | 5364 | 75.1
PQFNWVRD | Solas Ray Lighting | Bay Light | BL32-368-50-EX-U-XX-DMS | Indoor Luminaires | High-Bay | High-Bay Luminaires for Commercial and Industrial Buildings | Standard | FALSE | [9 empty] | 41920 |  |  | NotYetVerified | XX = Housing Color | 3 | 32220 | 87.46 | 368.39 | 21.67 | 0.896 | 5357 | 75.7
P476TVZ3 | Solas Ray Lighting | Bay Light | BL27-279-50-EX-48-XX-GL-DMS | Indoor Luminaires | High-Bay | High-Bay Luminaires for Commercial and Industrial Buildings | Standard | FALSE | [9 empty] | 41920 |  |  | NotYetVerified | XX = Housing Color | 3 | 24548 | 86.46 | 283.92 | 13.19 | 0.927 | 5342 | 74.4
PF9N4FGA | Solas Ray Lighting | Bay Light | BL27-279-50-EX-48-XX-GL | Indoor Luminaires | High-Bay | High-Bay Luminaires for Commercial and Industrial Buildings | Standard | FALSE | [9 empty] | 41920 |  |  | NotYetVerified | XX = Housing Color | 3 | 24548 | 86.46 | 283.92 | 13.19 | 0.927 | 5342 | 74.4
PH62ZAHU | Solas Ray Lighting | Bay Light | BL22-215-50-EX-U-XX-6-DMS | Indoor Luminaires | High-Bay | High-Bay Luminaires for Commercial and Industrial Buildings | Standard | FALSE | [9 empty] | 41920 |  |  | NotYetVerified | XX = Housing Color | 3 | 19400 | 91.2 | 212.73 | 6.84 | 0.993 | 5336 | 74.9
PAZ78RUD | Solas Ray Lighting | Bay Light | BL22-215-50-EX-U-XX-6 | Indoor Luminaires | High-Bay | High-Bay Luminaires for Commercial and Industrial Buildings | Standard | FALSE | [9 empty] | 41920 |  |  | NotYetVerified | XX = Housing Color | 3 | 19400 | 91.2 | 212.73 | 6.84 | 0.993 | 5336 | 74.9
PPGUGV3F | Solas Ray Lighting | Bay Light | BL22-215-50-EX-U-XX-6-GL-DMS | Indoor Luminaires | High-Bay | High-Bay Luminaires for Commercial and Industrial Buildings | Standard | FALSE | [9 empty] | 41920 |  |  | NotYetVerified | XX = Housing Color | 3 | 19400 | 91.2 | 212.73 | 9.3 | 0.9 | 5333 | 74.3
PCEV5YQN | Solas Ray Lighting | Bay Light | BL40-419-50-EX-U-XX-GL-DMS | Indoor Luminaires | High-Bay | High-Bay Luminaires for Commercial and Industrial Buildings | Standard | FALSE | [9 empty] | 41920 |  |  | NotYetVerified | XX = Housing Color | 3 | 37154 | 87.7 | 423.67 | 15.52 | 0.921 | 5324 | 74.6
PCSMWTGH | Solas Ray Lighting | Bay Light | BL40-419-50-EX-U-XX-GL | Indoor Luminaires | High-Bay | High-Bay Luminaires for Commercial and Industrial Buildings | Standard | FALSE | [9 empty] | 41920 |  |  | NotYetVerified | XX = Housing Color | 3 | 37154 | 87.7 | 423.67 | 15.52 | 0.921 | 5324 | 74.6
P6135K2P | Solas Ray Lighting | Bay Light | BL18-170-50-EX-48-XX-GL-DMS | Indoor Luminaires | High-Bay | High-Bay Luminaires for Commercial and Industrial Buildings | Standard | FALSE | [9 empty] | 41920 |  |  | NotYetVerified | XX = Housing Color | 3 | 15887 | 93.85 | 169.28 | 7.79 | 0.902 | 5322 | 72.8
PHE1CY9F | Solas Ray Lighting | Bay Light | BL18-170-50-EX-48-XX-DMS | Indoor Luminaires | High-Bay | High-Bay Luminaires for Commercial and Industrial Buildings | Standard | FALSE | [9 empty] | 41920 |  |  | NotYetVerified | XX = Housing Color | 3 | 16890 | 98.28 | 171.85 | 7.71 | 0.909 | 5322 | 72.8
P2T7DW2F | Solas Ray Lighting | Bay Light | BL18-170-50-EX-U-XX-GL-DMS | Indoor Luminaires | High-Bay | High-Bay Luminaires for Commercial and Industrial Buildings | Standard | FALSE | [9 empty] | 41920 |  |  | NotYetVerified | XX = Housing Color | 3 | 16611 | 97.15 | 170.99 | 7.71 | 0.909 | 5322 | 72.8
P257WVXD | Solas Ray Lighting | Bay Light | BL18-170-50-EX-48-XX | Indoor Luminaires | High-Bay | High-Bay Luminaires for Commercial and Industrial Buildings | Standard | FALSE | [9 empty] | 41920 |  |  | NotYetVerified | XX = Housing Color | 3 | 16890 | 98.28 | 171.85 | 7.71 | 0.909 | 5322 | 72.8
PA8TDAGE | Solas Ray Lighting | Bay Light | BL18-170-50-EX-U-XX-GL | Indoor Luminaires | High-Bay | High-Bay Luminaires for Commercial and Industrial Buildings | Standard | FALSE | [9 empty] | 41920 |  |  | NotYetVerified | XX = Housing Color | 3 | 16611 | 97.15 | 170.99 | 7.71 | 0.909 | 5322 | 72.8
PSHSGQDT | Solas Ray Lighting | Bay Light | BL27-279-50-EX-U-XX-DMS | Indoor Luminaires | High-Bay | High-Bay Luminaires for Commercial and Industrial Buildings | Standard | FALSE | [9 empty] | 41920 |  |  | NotYetVerified | XX = Housing Color | 3 | 27370 | 98.24 | 278.59 | 12.48 | 0.937 | 5301 | 75.4
PDPTG33R | Solas Ray Lighting | Bay Light | BL22-215-50-EX-48-XX-DMS | Indoor Luminaires | High-Bay | High-Bay Luminaires for Commercial and Industrial Buildings | Standard | FALSE | [9 empty] | 41920 |  |  | NotYetVerified | XX = Housing Color | 3 | 21840 | 100.21 | 217.94 | 12.68 | 0.88 | 5297 | 72.9
PA7A9465 | Solas Ray Lighting | Bay Light | BL22-215-50-EX-48-XX | Indoor Luminaires | High-Bay | High-Bay Luminaires for Commercial and Industrial Buildings | Standard | FALSE | [9 empty] | 41920 |  |  | NotYetVerified | XX = Housing Color | 3 | 21840 | 100.21 | 217.94 | 12.68 | 0.88 | 5297 | 72.9
PM1M87FC | Solas Ray Lighting | Bay Light | BL40-419-50-EX-U-XX-DMS | Indoor Luminaires | High-Bay | High-Bay Luminaires for Commercial and Industrial Buildings | Standard | FALSE | [9 empty] | 41920 |  |  | NotYetVerified | XX = Housing Color | 3 | 39500 | 94.35 | 418.65 | 17.44 | 0.916 | 5282 | 75.3
P6PWMCHR | Solas Ray Lighting | Bay Light | BL22-215-50-EX-48-XX-GL-DMS | Indoor Luminaires | High-Bay | High-Bay Luminaires for Commercial and Industrial Buildings | Standard | FALSE | [9 empty] | 41920 |  |  | NotYetVerified | XX = Housing Color | 3 | 20535 | 95.07 | 215.99 | 14.45 | 0.9 | 5278 | 74.1
P6PTVQ8P | Solas Ray Lighting | Bay Light | BL22-215-50-EX-U-XX-GL-DMS | Indoor Luminaires | High-Bay | High-Bay Luminaires for Commercial and Industrial Buildings | Standard | FALSE | [9 empty] | 41920 |  |  | NotYetVerified | XX = Housing Color | 3 | 20072 | 93.05 | 215.71 | 14.45 | 0.9 | 5278 | 74.1
PSVKV3XN | Solas Ray Lighting | Bay Light | BL22-215-50-EX-U-XX-GL | Indoor Luminaires | High-Bay | High-Bay Luminaires for Commercial and Industrial Buildings | Standard | FALSE | [9 empty] | 41920 |  |  | NotYetVerified | XX = Housing Color | 3 | 20072 | 93.05 | 215.71 | 14.45 | 0.9 | 5278 | 74.1
PYDEE1Z1 | Solas Ray Lighting | Bay Light | BL22-215-50-EX-U-XX-DMS | Indoor Luminaires | High-Bay | High-Bay Luminaires for Commercial and Industrial Buildings | Standard | FALSE | [9 empty] | 41920 |  |  | NotYetVerified | XX = Housing Color | 3 | 21340 | 100.1 | 213.19 | 16.21 | 0.92 | 5258 | 75.2
P5DBEZUW | Solas Ray Lighting | Bay Light | BL18-170-50-EX-U-XX-DMS | Indoor Luminaires | High-Bay | High-Bay Luminaires for Commercial and Industrial Buildings | Standard | FALSE | [9 empty] | 41920 |  |  | NotYetVerified | XX = Housing Color | 3 | 17660 | 101.18 | 171.83 | 11.3 | 0.964 | 5232 | 74.6
PCNU19EEA | Energy Efficient Lighting Co. Ltd. | EEL | GL16LED16-120M | Indoor Luminaires | High-Bay | High-Bay Luminaires for Commercial and Industrial Buildings | Standard | FALSE | [9 empty] | 41920 |  |  | NotYetVerified |  | 3 | 15244 | 92.4 | 165 | 7.3 | 0.958 | 4186 | 83.4
PFJ7UQ7WV | Shanghai Kenzrun Intl | EDLUX | BL.E100 (5300K) | Indoor Luminaires | High-Bay | Low-Bay Luminaires for Commercial and Industrial Buildings | Standard | TRUE | 8644.9 | 83.2 | 103.9 | 14.43 | 0.925 | 5320 | 86.2 | 5 | 50000 | 41919 |  |  | NotYetVerified |  | 3 | 8644.9 | 83.2 | 100 | 20 | 0.95 | 5300 | 86.2
PCYZCHWCQ | SCS Lighting Solutions Inc. | SCS Lighting Solutions Inc. | SCS-HB180-0120 | Indoor Luminaires | High-Bay | High-Bay Luminaires for Commercial and Industrial Buildings | Standard | TRUE | 15258.82 | 84.96 | 179.6 | 14.2 | 0.92 | 4977 | 68.48 | 5 | 50000 | 41919 |  |  | NotYetVerified |  | 3 | 15300 |  | 180 | 8 | 0.99 | 5000
PR9Z7T6PB | Shanghai Kenzrun Intl | EDLUX | BL.E200 (5300K) | Indoor Luminaires | High-Bay | High-Bay Luminaires for Commercial and Industrial Buildings | Standard | TRUE | 16351.1 | 79.4 | 206 | 16.06 | 0.913 | 5030 | 84.6 | 5 | 50000 | 41919 |  |  | NotYetVerified |  | 3 | 16351.1 | 79.4 | 200 |  | 0.95 | 5300 | 84.6
P3EASVDF7 | Shanghai Kenzrun Intl | EDLUX | BL.E150 (5300K) | Indoor Luminaires | High-Bay | Low-Bay Luminaires for Commercial and Industrial Buildings | Standard | FALSE | [9 empty] | 41919 |  |  | NotYetVerified |  | 3 | 12969 | 84 | 150 | 20 | 0.95 | 5300 | 86.4
PVRHTW1P | Atlantic Lighting | Atlantic Lighting | LHB16-VR100-27K-XX-ALZZ-YYY [120-277V; exclude CCA CCA12] | Indoor Luminaires | High-Bay | Low-Bay Luminaires for Commercial and Industrial Buildings | Standard | TRUE | 8297 | 82.9 | 100.1 | 14.7 | 0.953 | 2769 | 79.9 | 5 | 50000 | 41918 |  |  | NotYetVerified |  | 3 | 8297 | 82.97 | 100 | 14.7 | 0.953 | 2700 | 74.6
P8WQHTF6J | SimplyLEDs | CLG-160-C-APF-V450 | CLG-160-C-APF-V450 | Indoor Luminaires | High-Bay | High-Bay Luminaires for Commercial and Industrial Buildings | Standard | TRUE | 13178 | 83.19 | 158.4 | 14.75 | 0.936 | 5253 | 72.8 | 5 | 250000 | 41918 |  |  | NotYetVerified |  | 3 | 13178 | 83 | 158 | 15 | 0.94 | 5000 | 72
P6CFZ6QJ | Atlantic Lighting | Atlantic Lighting | LHB16-VR55-27K-XX-ALZZ-YYY [120-277V; exclude CCA CCA12] | Indoor Luminaires | High-Bay | Low-Bay Luminaires for Commercial and Industrial Buildings | Standard | TRUE | 5446 | 95 | 57.3 | 18.3 | 0.907 | 2757 | 81.3 | 5 | 50000 | 41918 |  |  | NotYetVerified |  | 3 | 5446 | 94.29 | 57.76 | 18.3 | 0.907 | 2700 | 74.6
PU3B6ER8 | Atlantic Lighting | Atlantic Lighting | LHB16-VR55-5K-XX-PRP-YYY [120-277V; exclude CCA CCA12] | Indoor Luminaires | High-Bay | Low-Bay Luminaires for Commercial and Industrial Buildings | Standard | FALSE | [9 empty] | 41918 |  |  | NotYetVerified |  | 3 | 7262.21 | 125.74 | 57.76 | 18.3 | 0.907 | 5000 | 74.6
P4C8MH8K | Atlantic Lighting | Atlantic Lighting | LHB16-VR55-5K-XX-PRA-YYY [120-277V; exclude CCA CCA12] | Indoor Luminaires | High-Bay | Low-Bay Luminaires for Commercial and Industrial Buildings | Standard | FALSE | [9 empty] | 41918 |  |  | NotYetVerified |  | 3 | 7262.21 | 125.74 | 57.76 | 18.3 | 0.907 | 5000 | 74.6
P6MXG5XE | Atlantic Lighting | Atlantic Lighting | LHB16-VR55-5K-XX-ALZZ-YYY [120-277V; exclude CCA CCA12] | Indoor Luminaires | High-Bay | Low-Bay Luminaires for Commercial and Industrial Buildings | Standard | FALSE | [9 empty] | 41918 |  |  | NotYetVerified |  | 3 | 6304 | 109.15 | 57.76 | 18.3 | 0.907 | 5000 | 74.6
PWGSE2ZY | Atlantic Lighting | Atlantic Lighting | LHB16-VR70-5K-XX-PRA-YYY [120-277V; exclude CCA CCA12] | Indoor Luminaires | High-Bay | Low-Bay Luminaires for Commercial and Industrial Buildings | Standard | FALSE | [9 empty] | 41918 |  |  | NotYetVerified |  | 3 | 8111.89 | 116.94 | 69.37 | 17 | 0.927 | 5000 | 74.6
P6ZFMYAH | Atlantic Lighting | Atlantic Lighting | LHB16-VR70-5K-XX-PRP-YYY [120-277V; exclude CCA CCA12] | Indoor Luminaires | High-Bay | Low-Bay Luminaires for Commercial and Industrial Buildings | Standard | FALSE | [9 empty] | 41918 |  |  | NotYetVerified |  | 3 | 8111.89 | 116.94 | 69.37 | 17 | 0.927 | 5000 | 74.6
PT66JEXE | Atlantic Lighting | Atlantic Lighting | LHB16-VR70-5K-XX-ALZZ-YYY [120-277V; exclude CCA CCA12] | Indoor Luminaires | High-Bay | Low-Bay Luminaires for Commercial and Industrial Buildings | Standard | FALSE | [9 empty] | 41918 |  |  | NotYetVerified |  | 3 | 7041.57 | 101.51 | 69.37 | 17 | 0.927 | 5000 | 74.6
PPQ9CC3X | Atlantic Lighting | Atlantic Lighting | LHB16-VR85-5K-XX-PRA-YYY [120-277V; exclude CCA CCA12] | Indoor Luminaires | High-Bay | Low-Bay Luminaires for Commercial and Industrial Buildings | Standard | FALSE | [9 empty] | 41918 |  |  | NotYetVerified |  | 3 | 9876.61 | 116.78 | 84.58 | 15.8 | 0.942 | 5000 | 74.6
PGRKD3XP | Atlantic Lighting | Atlantic Lighting | LHB16-VR85-5K-XX-PRP-YYY [120-277V; exclude CCA CCA12] | Indoor Luminaires | High-Bay | Low-Bay Luminaires for Commercial and Industrial Buildings | Standard | FALSE | [9 empty] | 41918 |  |  | NotYetVerified |  | 3 | 9876.61 | 116.78 | 84.58 | 15.8 | 0.942 | 5000 | 74.6
PK3AMTEX | Atlantic Lighting | Atlantic Lighting | LHB16-VR85-5K-XX-ALZZ-YYY [120-277V; exclude CCA CCA12] | Indoor Luminaires | High-Bay | Low-Bay Luminaires for Commercial and Industrial Buildings | Standard | FALSE | [9 empty] | 41918 |  |  | NotYetVerified |  | 3 | 8573.44 | 101.37 | 84.58 | 15.8 | 0.942 | 5000 | 74.6
PRPN5C42 | Atlantic Lighting | Atlantic Lighting | LHB16-VR100-5K-XX-ALZZ-YYY [120-277V; exclude CCA CCA12] | Indoor Luminaires | High-Bay | Low-Bay Luminaires for Commercial and Industrial Buildings | Standard | FALSE | [9 empty] | 41918 |  |  | NotYetVerified |  | 3 | 9607.3 | 96.08 | 100 | 14.7 | 0.953 | 5000 | 74.6
PXFKPBKB | Atlantic Lighting | Atlantic Lighting | LHB16-VR55-4K-XX-PRA-YYY [120-277V; exclude CCA CCA12] | Indoor Luminaires | High-Bay | Low-Bay Luminaires for Commercial and Industrial Buildings | Standard | FALSE | [9 empty] | 41918 |  |  | NotYetVerified |  | 3 | 6832.29 | 118.29 | 57.76 | 18.3 | 0.907 | 4000 | 74.6
PBC85JUF | Atlantic Lighting | Atlantic Lighting | LHB16-VR55-4K-XX-PRP-YYY [120-277V; exclude CCA CCA12] | Indoor Luminaires | High-Bay | Low-Bay Luminaires for Commercial and Industrial Buildings | Standard | FALSE | [9 empty] | 41918 |  |  | NotYetVerified |  | 3 | 6832.29 | 118.29 | 57.76 | 18.3 | 0.907 | 4000 | 74.6
PSRPNNJ5 | Atlantic Lighting | Atlantic Lighting | LHB16-VR55-4K-XX-ALZZ-YYY [120-277V; exclude CCA CCA12] | Indoor Luminaires | High-Bay | Low-Bay Luminaires for Commercial and Industrial Buildings | Standard | FALSE | [9 empty] | 41918 |  |  | NotYetVerified |  | 3 | 5930.8 | 102.69 | 57.76 | 18.3 | 0.907 | 4000 | 74.6
PW2NUEPW | Atlantic Lighting | Atlantic Lighting | LHB16-VR70-4K-XX-PRA-YYY [120-277V; exclude CCA CCA12] | Indoor Luminaires | High-Bay | Low-Bay Luminaires for Commercial and Industrial Buildings | Standard | FALSE | [9 empty] | 41918 |  |  | NotYetVerified |  | 3 | 7631.66 | 110.02 | 69.37 | 17 | 0.927 | 4000 | 74.6
PJ57YV7U | Atlantic Lighting | Atlantic Lighting | LHB16-VR70-4K-XX-PRP-YYY [120-277V; exclude CCA CCA12] | Indoor Luminaires | High-Bay | Low-Bay Luminaires for Commercial and Industrial Buildings | Standard | FALSE | [9 empty] | 41918 |  |  | NotYetVerified |  | 3 | 7631.66 | 110.02 | 69.37 | 17 | 0.927 | 4000 | 74.6
PKRGRM2R | Atlantic Lighting | Atlantic Lighting | LHB16-VR70-4K-XX-ALZZ-YYY [120-277V; exclude CCA CCA12] | Indoor Luminaires | High-Bay | Low-Bay Luminaires for Commercial and Industrial Buildings | Standard | FALSE | [9 empty] | 41918 |  |  | NotYetVerified |  | 3 | 6624.71 | 95.5 | 69.37 | 17 | 0.927 | 4000 | 74.6
PGP6WK3B | Atlantic Lighting | Atlantic Lighting | LHB16-VR85-4K-XX-PRA-YYY [120-277V; exclude CCA CCA12] | Indoor Luminaires | High-Bay | Low-Bay Luminaires for Commercial and Industrial Buildings | Standard | FALSE | [9 empty] | 41918 |  |  | NotYetVerified |  | 3 | 9291.91 | 109.86 | 84.58 | 15.8 | 0.942 | 4000 | 74.6
P2F7NSYE | Atlantic Lighting | Atlantic Lighting | LHB16-VR85-4K-XX-PRP-YYY [120-277V; exclude CCA CCA12] | Indoor Luminaires | High-Bay | Low-Bay Luminaires for Commercial and Industrial Buildings | Standard | FALSE | [9 empty] | 41918 |  |  | NotYetVerified |  | 3 | 9291.91 | 109.86 | 84.58 | 15.8 | 0.942 | 4000 | 74.6
PR57MEVX | Atlantic Lighting | Atlantic Lighting | LHB16-VR85-4K-XX-ALZZ-YYY [120-277V; exclude CCA CCA12] | Indoor Luminaires | High-Bay | Low-Bay Luminaires for Commercial and Industrial Buildings | Standard | FALSE | [9 empty] | 41918 |  |  | NotYetVerified |  | 3 | 8065.89 | 95.37 | 84.58 | 15.8 | 0.942 | 4000 | 74.6
PQT1271N | Atlantic Lighting | Atlantic Lighting | LHB16-VR100-4K-XX-PRA-YYY [120-277V; exclude CCA CCA12] | Indoor Luminaires | High-Bay | Low-Bay Luminaires for Commercial and Industrial Buildings | Standard | FALSE | [9 empty] | 41918 |  |  | NotYetVerified |  | 3 | 10412.4 | 104.13 | 100 | 14.7 | 0.953 | 4000 | 74.6
PKBQ2UJF | Atlantic Lighting | Atlantic Lighting | LHB16-VR100-4K-XX-PRP-YYY [120-277V; exclude CCA CCA12] | Indoor Luminaires | High-Bay | Low-Bay Luminaires for Commercial and Industrial Buildings | Standard | FALSE | [9 empty] | 41918 |  |  | NotYetVerified |  | 3 | 10412.4 | 104.13 | 100 | 14.7 | 0.953 | 4000 | 74.6
P4J2U2CY | Atlantic Lighting | Atlantic Lighting | LHB16-VR100-4K-XX-ALZZ-YYY [120-277V; exclude CCA CCA12] | Indoor Luminaires | High-Bay | Low-Bay Luminaires for Commercial and Industrial Buildings | Standard | FALSE | [9 empty] | 41918 |  |  | NotYetVerified |  | 3 | 9038.54 | 90.39 | 100 | 14.7 | 0.953 | 4000 | 74.6
PAHF8PJH | Atlantic Lighting | Atlantic Lighting | LHB16-VR55-35K-XX-PRP-YYY [120-277V; exclude CCA CCA12] | Indoor Luminaires | High-Bay | Low-Bay Luminaires for Commercial and Industrial Buildings | Standard | FALSE | [9 empty] | 41918 |  |  | NotYetVerified |  | 3 | 6617.44 | 114.57 | 57.76 | 18.3 | 0.907 | 3500 | 74.6
P3RRRM35 | Atlantic Lighting | Atlantic Lighting | LHB16-VR55-35K-XX-PRA-YYY [120-277V; exclude CCA CCA12] | Indoor Luminaires | High-Bay | Low-Bay Luminaires for Commercial and Industrial Buildings | Standard | FALSE | [9 empty] | 41918 |  |  | NotYetVerified |  | 3 | 6617.44 | 114.57 | 57.76 | 18.3 | 0.907 | 3500 | 74.6
P52P5ZB3 | Atlantic Lighting | Atlantic Lighting | LHB16-VR55-35K-XX-ALZZ-YYY [120-277V; exclude CCA CCA12] | Indoor Luminaires | High-Bay | Low-Bay Luminaires for Commercial and Industrial Buildings | Standard | FALSE | [9 empty] | 41918 |  |  | NotYetVerified |  | 3 | 5744.3 | 99.46 | 57.76 | 18.3 | 0.907 | 3500 | 74.6
PXW1QS1U | Atlantic Lighting | Atlantic Lighting | LHB16-VR70-35K-XX-PRP-YYY [120-277V; exclude CCA CCA12] | Indoor Luminaires | High-Bay | Low-Bay Luminaires for Commercial and Industrial Buildings | Standard | FALSE | [9 empty] | 41918 |  |  | NotYetVerified |  | 3 | 7391.68 | 106.56 | 69.37 | 17 | 0.927 | 3500 | 74.6
PAYBRQFP | Atlantic Lighting | Atlantic Lighting | LHB16-VR70-35K-XX-PRA-YYY [120-277V; exclude CCA CCA12] | Indoor Luminaires | High-Bay | Low-Bay Luminaires for Commercial and Industrial Buildings | Standard | FALSE | [9 empty] | 41918 |  |  | NotYetVerified |  | 3 | 7391.68 | 106.56 | 69.37 | 17 | 0.927 | 3500 | 74.6
PV1ZK8DT | Atlantic Lighting | Atlantic Lighting | LHB16-VR70-35K-XX-ALZZ-YYY [120-277V; exclude CCA CCA12] | Indoor Luminaires | High-Bay | Low-Bay Luminaires for Commercial and Industrial Buildings | Standard | FALSE | [9 empty] | 41918 |  |  | NotYetVerified |  | 3 | 6416.39 | 92.5 | 69.37 | 17 | 0.927 | 3500 | 74.6
PR5UJ771 | Atlantic Lighting | Atlantic Lighting | LHB16-VR85-35K-XX-PRP-YYY [120-277V; exclude CCA CCA12] | Indoor Luminaires | High-Bay | Low-Bay Luminaires for Commercial and Industrial Buildings | Standard | FALSE | [9 empty] | 41918 |  |  | NotYetVerified |  | 3 | 8999.71 | 106.41 | 84.58 | 15.8 | 0.942 | 3500 | 74.6
P9RBZ61H | Atlantic Lighting | Atlantic Lighting | LHB16-VR85-35K-XX-PRA-YYY [120-277V; exclude CCA CCA12] | Indoor Luminaires | High-Bay | Low-Bay Luminaires for Commercial and Industrial Buildings | Standard | FALSE | [9 empty] | 41918 |  |  | NotYetVerified |  | 3 | 8999.71 | 106.41 | 84.58 | 15.8 | 0.942 | 3500 | 74.6
PUR3F674 | Atlantic Lighting | Atlantic Lighting | LHB16-VR85-35K-XX-ALZZ-YYY [120-277V; exclude CCA CCA12] | Indoor Luminaires | High-Bay | Low-Bay Luminaires for Commercial and Industrial Buildings | Standard | FALSE | [9 empty] | 41918 |  |  | NotYetVerified |  | 3 | 7812.25 | 92.37 | 84.58 | 15.8 | 0.942 | 3500 | 74.6
PRZSAN9K | Atlantic Lighting | Atlantic Lighting | LHB16-VR100-35K-XX-PRP-YYY [120-277V; exclude CCA CCA12] | Indoor Luminaires | High-Bay | Low-Bay Luminaires for Commercial and Industrial Buildings | Standard | FALSE | [9 empty] | 41918 |  |  | NotYetVerified |  | 3 | 10084.97 | 100.85 | 100 | 14.7 | 0.953 | 3500 | 74.6
PAS871VN | Atlantic Lighting | Atlantic Lighting | LHB16-VR100-35K-XX-PRA-YYY [120-277V; exclude CCA CCA12] | Indoor Luminaires | High-Bay | Low-Bay Luminaires for Commercial and Industrial Buildings | Standard | FALSE | [9 empty] | 41918 |  |  | NotYetVerified |  | 3 | 10084.97 | 100.85 | 100 | 14.7 | 0.953 | 3500 | 74.6
P53SG5M8 | Atlantic Lighting | Atlantic Lighting | LHB16-VR100-35K-XX-ALZZ-YYY [120-277V; exclude CCA CCA12] | Indoor Luminaires | High-Bay | Low-Bay Luminaires for Commercial and Industrial Buildings | Standard | FALSE | [9 empty] | 41918 |  |  | NotYetVerified |  | 3 | 8754.32 | 87.55 | 100 | 14.7 | 0.953 | 3500 | 74.6
PPYNTNKW | Atlantic Lighting | Atlantic Lighting | LHB16-VR55-3K-XX-PRP-YYY [120-277V; exclude CCA CCA12] | Indoor Luminaires | High-Bay | Low-Bay Luminaires for Commercial and Industrial Buildings | Standard | FALSE | [9 empty] | 41918 |  |  | NotYetVerified |  | 3 | 6402.59 | 110.85 | 57.76 | 18.3 | 0.907 | 3000 | 74.6
P9X1NDD1 | Atlantic Lighting | Atlantic Lighting | LHB16-VR55-3K-XX-PRA-YYY [120-277V; exclude CCA CCA12] | Indoor Luminaires | High-Bay | Low-Bay Luminaires for Commercial and Industrial Buildings | Standard | FALSE | [9 empty] | 41918 |  |  | NotYetVerified |  | 3 | 6402.59 | 110.85 | 57.76 | 18.3 | 0.907 | 3000 | 74.6
PS75Y9Q4 | Atlantic Lighting | Atlantic Lighting | LHB16-VR55-3K-XX-ALZZ-YYY [120-277V; exclude CCA CCA12] | Indoor Luminaires | High-Bay | Low-Bay Luminaires for Commercial and Industrial Buildings | Standard | FALSE | [9 empty] | 41918 |  |  | NotYetVerified |  | 3 | 5557.8 | 96.23 | 57.76 | 18.3 | 0.907 | 3000 | 74.6
PNGBH7F6 | Atlantic Lighting | Atlantic Lighting | LHB16-VR70-3K-XX-PRP-YYY [120-277V; exclude CCA CCA12] | Indoor Luminaires | High-Bay | Low-Bay Luminaires for Commercial and Industrial Buildings | Standard | FALSE | [9 empty] | 41918 |  |  | NotYetVerified |  | 3 | 7151.69 | 103.1 | 69.37 | 17 | 0.927 | 3000 | 74.6
PFDGKDNZ | Atlantic Lighting | Atlantic Lighting | LHB16-VR70-3K-XX-PRA-YYY [120-277V; exclude CCA CCA12] | Indoor Luminaires | High-Bay | Low-Bay Luminaires for Commercial and Industrial Buildings | Standard | FALSE | [9 empty] | 41918 |  |  | NotYetVerified |  | 3 | 7151.69 | 103.1 | 69.37 | 17 | 0.927 | 3000 | 74.6
PUKKHH18 | Atlantic Lighting | Atlantic Lighting | LHB16-VR70-3K-XX-ALZZ-YYY [120-277V; exclude CCA CCA12] | Indoor Luminaires | High-Bay | Low-Bay Luminaires for Commercial and Industrial Buildings | Standard | FALSE | [9 empty] | 41918 |  |  | NotYetVerified |  | 3 | 6208.07 | 89.5 | 69.37 | 17 | 0.927 | 3000 | 74.6
PUWRNGWK | Atlantic Lighting | Atlantic Lighting | LHB16-VR85-3K-XX-PRA-YYY [120-277V; exclude CCA CCA12] | Indoor Luminaires | High-Bay | Low-Bay Luminaires for Commercial and Industrial Buildings | Standard | FALSE | [9 empty] | 41918 |  |  | NotYetVerified |  | 3 | 8707.52 | 102.96 | 84.58 | 15.8 | 0.942 | 3000 | 74.6
P41DDEFT | Atlantic Lighting | Atlantic Lighting | LHB16-VR85-3K-XX-PRP-YYY [120-277V; exclude CCA CCA12] | Indoor Luminaires | High-Bay | Low-Bay Luminaires for Commercial and Industrial Buildings | Standard | FALSE | [9 empty] | 41918 |  |  | NotYetVerified |  | 3 | 8707.52 | 102.96 | 84.58 | 15.8 | 0.942 | 3000 | 74.6
PX3TEXT8 | Atlantic Lighting | Atlantic Lighting | LHB16-VR85-3K-XX-ALZZ-YYY [120-277V; exclude CCA CCA12] | Indoor Luminaires | High-Bay | Low-Bay Luminaires for Commercial and Industrial Buildings | Standard | FALSE | [9 empty] | 41918 |  |  | NotYetVerified |  | 3 | 7558.61 | 89.37 | 84.58 | 15.8 | 0.942 | 3000 | 74.6
PPPH5EGX | Atlantic Lighting | Atlantic Lighting | LHB16-VR100-3K-XX-PRA-YYY [120-277V; exclude CCA CCA12] | Indoor Luminaires | High-Bay | Low-Bay Luminaires for Commercial and Industrial Buildings | Standard | FALSE | [9 empty] | 41918 |  |  | NotYetVerified |  | 3 | 9757.55 | 97.58 | 100 | 14.7 | 0.953 | 3000 | 74.6
PNXFRUZB | Atlantic Lighting | Atlantic Lighting | LHB16-VR100-3K-XX-PRP-YYY [120-277V; exclude CCA CCA12] | Indoor Luminaires | High-Bay | Low-Bay Luminaires for Commercial and Industrial Buildings | Standard | FALSE | [9 empty] | 41918 |  |  | NotYetVerified |  | 3 | 9757.55 | 97.58 | 100 | 14.7 | 0.953 | 3000 | 74.6
P6Q125YY | Atlantic Lighting | Atlantic Lighting | LHB16-VR100-3K-XX-ALZZ-YYY [120-277V; exclude CCA CCA12] | Indoor Luminaires | High-Bay | Low-Bay Luminaires for Commercial and Industrial Buildings | Standard | FALSE | [9 empty] | 41918 |  |  | NotYetVerified |  | 3 | 8470.09 | 84.71 | 100 | 14.7 | 0.953 | 3000 | 74.6
P6GPM6VV | Atlantic Lighting | Atlantic Lighting | LHB16-VR55-27K-XX-PRA-YYY [120-277V; exclude CCA CCA12] | Indoor Luminaires | High-Bay | Low-Bay Luminaires for Commercial and Industrial Buildings | Standard | FALSE | [9 empty] | 41918 |  |  | NotYetVerified |  | 3 | 6273.8 | 108.62 | 57.76 | 18.3 | 0.907 | 2700 | 74.6
P4VPJX6R | Atlantic Lighting | Atlantic Lighting | LHB16-VR55-27K-XX-PRP-YYY [120-277V; exclude CCA CCA12] | Indoor Luminaires | High-Bay | Low-Bay Luminaires for Commercial and Industrial Buildings | Standard | FALSE | [9 empty] | 41918 |  |  | NotYetVerified |  | 3 | 6273.8 | 108.62 | 57.76 | 18.3 | 0.907 | 2700 | 74.6
PFAHS49U | Atlantic Lighting | Atlantic Lighting | LHB16-VR70-27K-XX-PRA-YYY [120-277V; exclude CCA CCA12] | Indoor Luminaires | High-Bay | Low-Bay Luminaires for Commercial and Industrial Buildings | Standard | FALSE | [9 empty] | 41918 |  |  | NotYetVerified |  | 3 | 7384.32 | 106.45 | 69.37 | 17 | 0.927 | 2700 | 74.6
P2EN5BHM | Atlantic Lighting | Atlantic Lighting | LHB16-VR70-27K-XX-PRP-YYY [120-277V; exclude CCA CCA12] | Indoor Luminaires | High-Bay | Low-Bay Luminaires for Commercial and Industrial Buildings | Standard | FALSE | [9 empty] | 41918 |  |  | NotYetVerified |  | 3 | 7384.32 | 106.45 | 69.37 | 17 | 0.927 | 2700 | 74.6
PTYVN8CJ | Atlantic Lighting | Atlantic Lighting | LHB16-VR70-27K-XX-ALZZ-YYY [120-277V; exclude CCA CCA12] | Indoor Luminaires | High-Bay | Low-Bay Luminaires for Commercial and Industrial Buildings | Standard | FALSE | [9 empty] | 41918 |  |  | NotYetVerified |  | 3 | 6410 | 92.41 | 69.37 | 17 | 0.927 | 2700 | 74.6
PVX2J431 | Atlantic Lighting | Atlantic Lighting | LHB16-VR85-27K-XX-PRP-YYY [120-277V; exclude CCA CCA12] | Indoor Luminaires | High-Bay | Low-Bay Luminaires for Commercial and Industrial Buildings | Standard | FALSE | [9 empty] | 41918 |  |  | NotYetVerified |  | 3 | 8534.02 | 100.9 | 84.58 | 15.8 | 0.942 | 2700 | 74.6
P8FCTYKZ | Atlantic Lighting | Atlantic Lighting | LHB16-VR85-27K-XX-PRA-YYY [120-277V; exclude CCA CCA12] | Indoor Luminaires | High-Bay | Low-Bay Luminaires for Commercial and Industrial Buildings | Standard | FALSE | [9 empty] | 41918 |  |  | NotYetVerified |  | 3 | 8534.02 | 100.9 | 84.58 | 15.8 | 0.942 | 2700 | 74.6
P4JQC7SP | Atlantic Lighting | Atlantic Lighting | LHB16-VR85-27K-XX-ALZZ-YYY [120-277V; exclude CCA CCA12] | Indoor Luminaires | High-Bay | Low-Bay Luminaires for Commercial and Industrial Buildings | Standard | FALSE | [9 empty] | 41918 |  |  | NotYetVerified |  | 3 | 7408 | 87.59 | 84.58 | 15.8 | 0.942 | 2700 | 74.6
PVDFAQND | Atlantic Lighting | Atlantic Lighting | LHB16-VR100-27K-XX-PRA-YYY [120-277V; exclude CCA CCA12] | Indoor Luminaires | High-Bay | Low-Bay Luminaires for Commercial and Industrial Buildings | Standard | FALSE | [9 empty] | 41918 |  |  | NotYetVerified |  | 3 | 9558.15 | 95.59 | 100 | 14.7 | 0.953 | 2700 | 74.6
P9T3EPM9 | Atlantic Lighting | Atlantic Lighting | LHB16-VR100-27K-XX-PRP-YYY [120-277V; exclude CCA CCA12] | Indoor Luminaires | High-Bay | Low-Bay Luminaires for Commercial and Industrial Buildings | Standard | FALSE | [9 empty] | 41918 |  |  | NotYetVerified |  | 3 | 9558.15 | 95.59 | 100 | 14.7 | 0.953 | 2700 | 74.6
P3A3MZWG | Industrial Lighting Products | Industrial Lighting Products | WT-60WLED-UNIV-2700K-RAFL-XXXXX [EXCLUDE SD480] | Indoor Luminaires | High-Bay | Low-Bay Luminaires for Commercial and Industrial Buildings | Standard | TRUE | 4812 | 81.2 | 59.14 | 10 | 0.974 | 2792 | 82.4 | 5 | 50000 | 41915 |  |  | NotYetVerified |  | 3 | 4812 | 81.36 | 59.14 | 7.19 | 0.993 | 2700 | 80
P7P55PKAF | Energy Solutions International | ESI | F-23VH-P3H-50 [Straight Down Only] | Indoor Luminaires | High-Bay | High-Bay Luminaires for Commercial and Industrial Buildings | Premium | TRUE | 17190 | 111.1 | 154.69 | 14.782 | 0.9656 | 5089 | 83.74 | 5 | 50000 | 41915 |  |  | Yes |  | 3.1 | 17190 | 111.1183 | 154.7 | 14.8 | 0.965 | 5089 | 84
PPPKPUYU | Industrial Lighting Products | Industrial Lighting Products | WT-60WLED-UNIV-5000K-RAFL-XXXXX [EXCLUDE SD480] | Indoor Luminaires | High-Bay | Low-Bay Luminaires for Commercial and Industrial Buildings | Standard | FALSE | [9 empty] | 41915 |  |  | NotYetVerified |  | 3 | 5476 | 92.14 | 59.43 | 7.19 | 0.993 | 5000 | 80
P6KZTFVK | Industrial Lighting Products | Industrial Lighting Products | WT-60WLED-UNIV-4500K-RAFL-XXXXX [EXCLUDE SD480] | Indoor Luminaires | High-Bay | Low-Bay Luminaires for Commercial and Industrial Buildings | Standard | FALSE | [9 empty] | 41915 |  |  | NotYetVerified |  | 3 | 5292 | 89.17 | 59.35 | 7.19 | 0.993 | 4500 | 80
PNRDX934 | Industrial Lighting Products | Industrial Lighting Products | WT-60WLED-UNIV-4000K-RAFL-XXXXX [EXCLUDE SD480] | Indoor Luminaires | High-Bay | Low-Bay Luminaires for Commercial and Industrial Buildings | Standard | FALSE | [9 empty] | 41915 |  |  | NotYetVerified |  | 3 | 5107 | 86.17 | 59.27 | 7.19 | 0.993 | 4000 | 80
PCZ4M5TY | Industrial Lighting Products | Industrial Lighting Products | WT-60WLED-UNIV-3500K-RAFL-XXXXX [EXCLUDE SD480] | Indoor Luminaires | High-Bay | Low-Bay Luminaires for Commercial and Industrial Buildings | Standard | FALSE | [9 empty] | 41915 |  |  | NotYetVerified |  | 3 | 4923 | 83.17 | 59.19 | 7.19 | 0.993 | 3500 | 80
PFFKT5Y7 | Shanghai Supertek Lighting Co. Ltd | SUPERTEK | HB36A-280 730 | Indoor Luminaires | High-Bay | High-Bay Luminaires for Commercial and Industrial Buildings | Standard | TRUE | 26344.2 | 96.5 | 282.4 | 9.72 | 0.9491 | 3094 | 73.5 | 5 | 50000 | 41914 |  |  | NotYetVerified |  | 3 | 26344 |  | 272.9 | 20 | 0.95 | 3000 | 73.5
PJ7BBRZ3 | Shanghai Supertek Lighting Co. Ltd | SUPERTEK | HB35A-240 730 | Indoor Luminaires | High-Bay | High-Bay Luminaires for Commercial and Industrial Buildings | Standard | TRUE | 22529.3 | 95.1 | 237 | 9.58 | 0.936 | 3078 | 73.4 | 5 | 50000 | 41914 |  |  | NotYetVerified |  | 3 | 22529 | 95.1 | 237 | 20 | 0.95 | 3000 | 73.4
PUYS2GE9 | Shanghai Supertek Lighting Co. Ltd | SUPERTEK | HB34A-200 730 | Indoor Luminaires | High-Bay | High-Bay Luminaires for Commercial and Industrial Buildings | Standard | TRUE | 18497.1 | 95.3 | 194.1 | 10.03 | 0.935 | 3118 | 73.4 | 5 | 50000 | 41914 |  |  | NotYetVerified |  | 3 | 18497 |  | 194.1 | 20 | 0.95 | 3000 | 73.4
PMTHMA2J | Shanghai Supertek Lighting Co. Ltd | SUPERTEK | HB33A-160 730 | Indoor Luminaires | High-Bay | High-Bay Luminaires for Commercial and Industrial Buildings | Standard | TRUE | 14792.7 | 96.5 | 155.4 | 14.05 | 0.915 | 3094 | 73.5 | 5 | 50000 | 41914 |  |  | NotYetVerified |  | 3 | 14793 | 96.5 | 153.3 | 20 | 0.95 | 3000 | 73.5
PK1X8EPUJ | Samjin Lnd Co. Ltd. | SAMJIN | HBMO-063OF50 | Indoor Luminaires | High-Bay | Low-Bay Luminaires for Commercial and Industrial Buildings | Standard | TRUE | 5945.03 | 96.28 | 61.75 | 17.8 | 0.914 | 4768 | 82 | 5 | 50000 | 41914 |  |  | NotYetVerified |  | 3 | 6300 | 100 | 63 |  | 0.9 | 5000 | 75
PXXS9Y4RP | Samjin Lnd Co. Ltd. | SAMJIN | HBMO-126OF50 | Indoor Luminaires | High-Bay | High-Bay Luminaires for Commercial and Industrial Buildings | Standard | TRUE | 12267.9 | 101.22 | 121.2 | 17.7 | 0.914 | 4853 | 82.5 | 5 | 50000 | 41914 |  |  | NotYetVerified |  | 3 | 12600 | 100 | 126 |  | 0.9 | 5000 | 80
PRCF5SWN | Shanghai Supertek Lighting Co. Ltd | SUPERTEK | HB32A-120 730 | Indoor Luminaires | High-Bay | High-Bay Luminaires for Commercial and Industrial Buildings | Standard | TRUE | 11037.5 | 94.9 | 116.3 | 15.98 | 0.9067 | 3088 | 73.4 | 5 | 50000 | 41914 |  |  | NotYetVerified |  | 3 | 11037 | 94.9 | 116.3 | 20 | 0.95 | 3000 | 73.4
PDWU3CGK | Shanghai Supertek Lighting Co. Ltd | SUPERTEK | HB31A-80 730 | Indoor Luminaires | High-Bay | Low-Bay Luminaires for Commercial and Industrial Buildings | Standard | TRUE | 7124 | 95.4 | 74.7 | 18.79 | 0.9048 | 3090 | 73.6 | 5 | 50000 | 41914 |  |  | NotYetVerified |  | 3 | 7124.1 | 95.4 | 74.7 | 20 | 0.95 | 3000 | 73.6
PW1TNHYB | Shanghai Supertek Lighting Co. Ltd | SUPERTEK | HB35A-240 755 | Indoor Luminaires | High-Bay | High-Bay Luminaires for Commercial and Industrial Buildings | Standard | FALSE | [9 empty] | 41914 | Not Yet Verified | Not Yet Verified | NotYetVerified |  | 3 | 25357 | 107.3 | 236.3 | 20 | 0.95 | 5700 | 77.6
PFEVVN7F | Shanghai Supertek Lighting Co. Ltd | SUPERTEK | HB33A-160 755 | Indoor Luminaires | High-Bay | High-Bay Luminaires for Commercial and Industrial Buildings | Standard | FALSE | [9 empty] | 41914 | Not Yet Verified | Not Yet Verified | NotYetVerified |  | 3 | 16514 | 107.5 | 153.6 | 20 | 0.95 | 5700 | 77
PHF3EJXM | Shanghai Supertek Lighting Co. Ltd | SUPERTEK | HB31A-80 755 | Indoor Luminaires | High-Bay | Low-Bay Luminaires for Commercial and Industrial Buildings | Standard | FALSE | [9 empty] | 41914 | Not Yet Verified | Not Yet Verified | NotYetVerified |  | 3 | 7924.3 | 106.1 | 74.7 | 20 | 0.95 | 5700 | 76.9
PWQ52XYW | Shanghai Supertek Lighting Co. Ltd | SUPERTEK | HB32A-120 755 | Indoor Luminaires | High-Bay | High-Bay Luminaires for Commercial and Industrial Buildings | Standard | FALSE | [9 empty] | 41914 | Not Yet Verified | Not Yet Verified | NotYetVerified |  | 3 | 12149 | 105.1 | 115.6 | 20 | 0.95 | 5700 | 75.9
PEBSCDEW | Shanghai Supertek Lighting Co. Ltd | SUPERTEK | HB35A-240 750 | Indoor Luminaires | High-Bay | High-Bay Luminaires for Commercial and Industrial Buildings | Standard | FALSE | [9 empty] | 41914 | Not Yet Verified | Not Yet Verified | NotYetVerified |  | 3 | 25526 | 107.7 | 237.1 | 20 | 0.95 | 5000 | 77.9
P65AMG4G | Shanghai Supertek Lighting Co. Ltd | SUPERTEK | HB32A-120 750 | Indoor Luminaires | High-Bay | High-Bay Luminaires for Commercial and Industrial Buildings | Standard | FALSE | [9 empty] | 41914 | Not Yet Verified | Not Yet Verified | NotYetVerified |  | 3 | 12373.6 | 106.7 | 115.9 | 20 | 0.95 | 5000 | 76.8
P3VT9E8E | Shanghai Supertek Lighting Co. Ltd | SUPERTEK | HB31A-80 750 | Indoor Luminaires | High-Bay | Low-Bay Luminaires for Commercial and Industrial Buildings | Standard | FALSE | [9 empty] | 41914 | Not Yet Verified | Not Yet Verified | NotYetVerified |  | 3 | 8002.6 | 106.2 | 75.3 | 20 | 0.95 | 5000 | 75.5
PKD4AXMF | Shanghai Supertek Lighting Co. Ltd | SUPERTEK | HB33A-160 750 | Indoor Luminaires | High-Bay | High-Bay Luminaires for Commercial and Industrial Buildings | Standard | FALSE | [9 empty] | 41914 | Not Yet Verified | Not Yet Verified | NotYetVerified |  | 3 | 16985.8 | 108.6 | 156.5 | 20 | 0.95 | 5000 | 75.4
PTBK41B5 | Shanghai Supertek Lighting Co. Ltd | SUPERTEK | HB35A-240 745 | Indoor Luminaires | High-Bay | High-Bay Luminaires for Commercial and Industrial Buildings | Standard | FALSE | [9 empty] | 41914 | Not Yet Verified | Not Yet Verified | NotYetVerified |  | 3 | 25179.8 | 106.4 | 236.6 | 20 | 0.95 | 4500 | 77.8
PKMWEEFW | Shanghai Supertek Lighting Co. Ltd | SUPERTEK | HB33A-160 745 | Indoor Luminaires | High-Bay | High-Bay Luminaires for Commercial and Industrial Buildings | Standard | FALSE | [9 empty] | 41914 | Not Yet Verified | Not Yet Verified | NotYetVerified |  | 3 | 16301.1 | 104.8 | 155.5 | 20 | 0.95 | 4500 | 76.9
PV2GNWX2 | Shanghai Supertek Lighting Co. Ltd | SUPERTEK | HB31A-80 745 | Indoor Luminaires | High-Bay | Low-Bay Luminaires for Commercial and Industrial Buildings | Standard | FALSE | [9 empty] | 41914 | Not Yet Verified | Not Yet Verified | NotYetVerified |  | 3 | 7903.7 | 103.3 | 76.6 | 20 | 0.95 | 4500 | 76.7
PA1M9H7W | Shanghai Supertek Lighting Co. Ltd | SUPERTEK | HB32A-120 745 | Indoor Luminaires | High-Bay | High-Bay Luminaires for Commercial and Industrial Buildings | Standard | FALSE | [9 empty] | 41914 | Not Yet Verified | Not Yet Verified | NotYetVerified |  | 3 | 12044.1 | 103.6 | 116.2 | 20 | 0.95 | 4500 | 75.9
PJW6428V | Shanghai Supertek Lighting Co. Ltd | SUPERTEK | HB31A-80 740 | Indoor Luminaires | High-Bay | Low-Bay Luminaires for Commercial and Industrial Buildings | Standard | FALSE | [9 empty] | 41914 | Not Yet Verified | Not Yet Verified | NotYetVerified |  | 3 | 7534.9 | 98.7 | 76.4 | 20 | 0.95 | 4000 | 76.1
PE1GPGT9 | Shanghai Supertek Lighting Co. Ltd | SUPERTEK | HB35A-240 740 | Indoor Luminaires | High-Bay | High-Bay Luminaires for Commercial and Industrial Buildings | Standard | FALSE | [9 empty] | 41914 | Not Yet Verified | Not Yet Verified | NotYetVerified |  | 3 | 24765.6 | 104.9 | 236.2 | 20 | 0.95 | 4000 | 75.9
PMPHHEJT | Shanghai Supertek Lighting Co. Ltd | SUPERTEK | HB33A-160 740 | Indoor Luminaires | High-Bay | High-Bay Luminaires for Commercial and Industrial Buildings | Standard | FALSE | [9 empty] | 41914 | Not Yet Verified | Not Yet Verified | NotYetVerified |  | 3 | 16236.8 | 103.6 | 156.7 | 20 | 0.95 | 4000 | 75.5
P3FC7EQJ | Shanghai Supertek Lighting Co. Ltd | SUPERTEK | HB32A-120 740 | Indoor Luminaires | High-Bay | High-Bay Luminaires for Commercial and Industrial Buildings | Standard | FALSE | [9 empty] | 41914 | Not Yet Verified | Not Yet Verified | NotYetVerified |  | 3 | 11859 | 102.3 | 115.9 | 20 | 0.95 | 4000 | 74.8
PZHHV6GP | Shanghai Supertek Lighting Co. Ltd | SUPERTEK | HB31A-80 735 | Indoor Luminaires | High-Bay | Low-Bay Luminaires for Commercial and Industrial Buildings | Standard | FALSE | [9 empty] | 41914 | Not Yet Verified | Not Yet Verified | NotYetVerified |  | 3 | 7441.6 | 97.3 | 76.5 | 20 | 0.95 | 3500 | 74.6
PV8U86YH | Shanghai Supertek Lighting Co. Ltd | SUPERTEK | HB33A-160 735 | Indoor Luminaires | High-Bay | High-Bay Luminaires for Commercial and Industrial Buildings | Standard | FALSE | [9 empty] | 41914 | Not Yet Verified | Not Yet Verified | NotYetVerified |  | 3 | 15561.6 | 98.9 | 157.2 | 20 | 0.95 | 3500 | 74.1
PS1TF7JY | Shanghai Supertek Lighting Co. Ltd | SUPERTEK | HB35A-240 735 | Indoor Luminaires | High-Bay | High-Bay Luminaires for Commercial and Industrial Buildings | Standard | FALSE | [9 empty] | 41914 | Not Yet Verified | Not Yet Verified | NotYetVerified |  | 3 | 23649.7 | 100 | 235.5 | 20 | 0.95 | 3500 | 73.4
P4NZZEQM | Shanghai Supertek Lighting Co. Ltd | SUPERTEK | HB32A-120 735 | Indoor Luminaires | High-Bay | High-Bay Luminaires for Commercial and Industrial Buildings | Standard | FALSE | [9 empty] | 41914 | Not Yet Verified | Not Yet Verified | NotYetVerified |  | 3 | 11499.6 | 98.7 | 116.4 | 20 | 0.95 | 3500 | 73.4
PXYFVWEE | Taizhou JiaoGuang Lighting Co. Ltd. | LIGHT THE FUTURE | CL516W-200W-4000K-XX[?XX? denotes shell color] | Indoor Luminaires | High-Bay | High-Bay Luminaires for Commercial and Industrial Buildings | Standard | TRUE | 15911 | 83.02 | 191.66 | 9.8 | 0.945 | 3847 | 81 | 5 | 50000 | 41913 |  |  | NotYetVerified |  | 3 | 17000 | 85 | 200 | 20 | 0.9 | 4000 | 75
PHPYEAY9 | Big Ass Light Solutions | Big Ass Light | BAL-HBL1-52040103-XX-XX-00 | Indoor Luminaires | High-Bay | High-Bay Luminaires for Commercial and Industrial Buildings | Standard | TRUE | 47100 | 94.21 | 499.97 | 11.08 | 0.944 | 4264 | 71.5 | 7 |  | 41913 |  |  | NotYetVerified |  | 3 | 47100 | 94.21 | 499.97 | 7.85 | 0.995 | 4264 | 71.5
P1PMVE9X | Taizhou JiaoGuang Lighting Co. Ltd. | LIGHT THE FUTURE | CL506W-160W-4000K-XX[?XX? denotes shell color] | Indoor Luminaires | High-Bay | High-Bay Luminaires for Commercial and Industrial Buildings | Standard | TRUE | 13310 | 85.05 | 156.49 | 10.6 | 0.941 | 3827 | 81 | 5 | 50000 | 41913 |  |  | NotYetVerified |  | 3 | 13500 | 85 | 160 | 20 | 0.9 | 4000 | 75
P875CAZD | Taizhou JiaoGuang Lighting Co. Ltd. | LIGHT THE FUTURE | CL505W-120W-4000K-XX[?XX? denotes shell color] | Indoor Luminaires | High-Bay | High-Bay Luminaires for Commercial and Industrial Buildings | Standard | TRUE | 10441 | 87.46 | 119.38 | 12.8 | 0.94 | 3826 | 81 | 5 | 50000 | 41913 |  |  | NotYetVerified |  | 3 | 10500 |  | 120 | 20 | 0.9 | 4000 | 75
PKU5FK5U | MaxLite Inc | MaxLED | MLLHP150USD12-N | Indoor Luminaires | High-Bay | High-Bay Luminaires for Commercial and Industrial Buildings | Standard | TRUE | 14583 | 93.78 | 155.5 | 18.75 | 0.938 | 4995 | 87.2 | 5 | 50000 | 41913 |  |  | NotYetVerified |  | 3 | [5 empty] | 5000
PRT5VX42 | Big Ass Light Solutions | Big Ass Light | BAL-HBL1-40040103-XX-XX-00 | Indoor Luminaires | High-Bay | High-Bay Luminaires for Commercial and Industrial Buildings | Standard | TRUE | 37240 | 95.65 | 389.34 | 8.31 | 0.937 | 4432 | 74 | 7 |  | 41913 |  |  | NotYetVerified |  | 3 | 37240 | 95.65 | 389.34 | 3.72 | 0.998 | 4432 | 74
P29U519Z | Big Ass Light Solutions | Big Ass Light | BAL-HBL1-40050103-XX-XX-00 | Indoor Luminaires | High-Bay | High-Bay Luminaires for Commercial and Industrial Buildings | Standard | TRUE | 38310 | 99.63 | 384.51 | 8.4 | 0.933 | 5260 | 75 | 7 |  | 41913 |  |  | NotYetVerified |  | 3 | 38310 | 99.63 | 384.51 | 3.49 | 0.988 | 5260 | 75
PVB8BXA67 | Taizhou JiaoGuang Lighting Co. Ltd. | LIGHT THE FUTURE | CL504W-100W-4000K-XX[?XX? denotes shell color] | Indoor Luminaires | High-Bay | Low-Bay Luminaires for Commercial and Industrial Buildings | Standard | TRUE | 8388 | 84.87 | 98.83 | 14.7 | 0.919 | 3822 | 81 | 5 | 50000 | 41913 |  |  | NotYetVerified |  | 3 | 8500 |  | 100 | 20 | 0.9 | 4000 | 75
PTUS51R4 | Taizhou JiaoGuang Lighting Co. Ltd. | LIGHT THE FUTURE | CL516W-200W-5700K-XX[?XX? denotes shell color] | Indoor Luminaires | High-Bay | High-Bay Luminaires for Commercial and Industrial Buildings | Standard | FALSE | [9 empty] | 41913 |  |  | NotYetVerified |  | 3 | 17000 | 85 | 200 | 20 | 0.9 | 5700 | 75
P55NWEM8 | Taizhou JiaoGuang Lighting Co. Ltd. | LIGHT THE FUTURE | CL506W-160W-5700K-XX[?XX? denotes shell color] | Indoor Luminaires | High-Bay | High-Bay Luminaires for Commercial and Industrial Buildings | Standard | FALSE | [9 empty] | 41913 |  |  | NotYetVerified |  | 3 | 13500 | 85 | 160 | 20 | 0.9 | 5700 | 75
PWBQJAFA | Taizhou JiaoGuang Lighting Co. Ltd. | LIGHT THE FUTURE | CL505W-120W-5700K-XX[?XX? denotes shell color] | Indoor Luminaires | High-Bay | High-Bay Luminaires for Commercial and Industrial Buildings | Standard | FALSE | [9 empty] | 41913 |  |  | NotYetVerified |  | 3 | 10500 | 87.5 | 120 | 20 | 0.9 | 5700 | 75
P1TTDMYN | Taizhou JiaoGuang Lighting Co. Ltd. | LIGHT THE FUTURE | CL504W-100W-5700K-XX[?XX? denotes shell color] | Indoor Luminaires | High-Bay | Low-Bay Luminaires for Commercial and Industrial Buildings | Standard | FALSE | [9 empty] | 41913 |  |  | NotYetVerified |  | 3 | 8500 | 85 | 100 | 20 | 0.9 | 5700 | 75
PSC5MTMG | Taizhou JiaoGuang Lighting Co. Ltd. | LIGHT THE FUTURE | CL516W-200W-5000K-XX[?XX? denotes shell color] | Indoor Luminaires | High-Bay | High-Bay Luminaires for Commercial and Industrial Buildings | Standard | FALSE | [9 empty] | 41913 |  |  | NotYetVerified |  | 3 | 17000 | 85 | 200 | 20 | 0.9 | 5000 | 75
PZ9GTJ7D | Taizhou JiaoGuang Lighting Co. Ltd. | LIGHT THE FUTURE | CL506W-160W-5000K-XX[?XX? denotes shell color] | Indoor Luminaires | High-Bay | High-Bay Luminaires for Commercial and Industrial Buildings | Standard | FALSE | [9 empty] | 41913 |  |  | NotYetVerified |  | 3 | 13500 | 85 | 160 | 20 | 0.9 | 5000 | 75
PTE62RYP | Taizhou JiaoGuang Lighting Co. Ltd. | LIGHT THE FUTURE | CL505W-120W-5000K-XX[?XX? denotes shell color] | Indoor Luminaires | High-Bay | High-Bay Luminaires for Commercial and Industrial Buildings | Standard | FALSE | [9 empty] | 41913 |  |  | NotYetVerified |  | 3 | 10500 | 87.5 | 120 | 20 | 0.9 | 5000 | 75
PS3V8BKU | Taizhou JiaoGuang Lighting Co. Ltd. | LIGHT THE FUTURE | CL504W-100W-5000K-XX[?XX? denotes shell color] | Indoor Luminaires | High-Bay | Low-Bay Luminaires for Commercial and Industrial Buildings | Standard | FALSE | [9 empty] | 41913 |  |  | NotYetVerified |  | 3 | 8500 | 85 | 100 | 20 | 0.9 | 5000 | 75
PJX1V1NQ | Big Ass Light Solutions | Big Ass Light | BAL-HBL1-52050200-XX-XX-00 | Indoor Luminaires | High-Bay | High-Bay Luminaires for Commercial and Industrial Buildings | Standard | FALSE | [9 empty] | 41913 | Not Dimmable | Not Dimmable | NotYetVerified |  | 3 | 54255.8 | 108.6 | 499.81 | 17.15 | 0.977 | 5407 | 75.1
PM2JFAYD | Big Ass Light Solutions | Big Ass Light | BAL-HBL1-52050202-XX-XX-00 | Indoor Luminaires | High-Bay | High-Bay Luminaires for Commercial and Industrial Buildings | Standard | FALSE | [9 empty] | 41913 | Not Dimmable | Not Dimmable | NotYetVerified |  | 3 | 51715.3 | 103.7 | 498.59 | 17.15 | 0.977 | 5407 | 75.1
P316FV9A | Big Ass Light Solutions | Big Ass Light | BAL-HBL1-52050201-XX-XX-00 | Indoor Luminaires | High-Bay | High-Bay Luminaires for Commercial and Industrial Buildings | Standard | FALSE | [9 empty] | 41913 | Not Dimmable | Not Dimmable | NotYetVerified |  | 3 | 51544.9 | 103.1 | 499.95 | 17.15 | 0.977 | 5407 | 75.1
PAWBV8WE | Big Ass Light Solutions | Big Ass Light | BAL-HBL1-52050200-XX-XX-[01 or 03] | Indoor Luminaires | High-Bay | High-Bay Luminaires for Commercial and Industrial Buildings | Standard | FALSE | [9 empty] | 41913 | Dimmable | Continuous Below 10 | NotYetVerified |  | 3 | 54255.8 | 108.6 | 499.81 | 17.15 | 0.977 | 5407 | 75.1
PMGS6EGF | Big Ass Light Solutions | Big Ass Light | BAL-HBL1-52050202-XX-XX-[01 or 03] | Indoor Luminaires | High-Bay | High-Bay Luminaires for Commercial and Industrial Buildings | Standard | FALSE | [9 empty] | 41913 | Dimmable | Continuous Below 10 | NotYetVerified |  | 3 | 51715.3 | 103.7 | 498.59 | 17.15 | 0.977 | 5407 | 75.1
PR51JTRC | Big Ass Light Solutions | Big Ass Light | BAL-HBL1-52050201-XX-XX-[01 or 03] | Indoor Luminaires | High-Bay | High-Bay Luminaires for Commercial and Industrial Buildings | Standard | FALSE | [9 empty] | 41913 | Dimmable | Continuous Below 10 | NotYetVerified |  | 3 | 51544.9 | 103.1 | 499.95 | 17.15 | 0.977 | 5407 | 75.1
PEW9CFA1 | Big Ass Light Solutions | Big Ass Light | BAL-HBL1-52050203-XX-XX-00 | Indoor Luminaires | High-Bay | High-Bay Luminaires for Commercial and Industrial Buildings | Standard | FALSE | [9 empty] | 41913 | Not Dimmable | Not Dimmable | NotYetVerified |  | 3 | 50310 | 102.78 | 489.5 | 17.2 | 0.977 | 5324 | 74.8
PSB7AV4M | Big Ass Light Solutions | Big Ass Light | BAL-HBL1-52050203-XX-XX-[01 or 03] | Indoor Luminaires | High-Bay | High-Bay Luminaires for Commercial and Industrial Buildings | Standard | FALSE | [9 empty] | 41913 | Dimmable | Continuous Below 10 | NotYetVerified |  | 3 | 50310 | 102.78 | 489.5 | 17.2 | 0.977 | 5324 | 74.8
P2N7UZ1Q | Big Ass Light Solutions | Big Ass Light | BAL-HBL1-52050102-XX-XX-00 | Indoor Luminaires | High-Bay | High-Bay Luminaires for Commercial and Industrial Buildings | Standard | FALSE | [9 empty] | 41913 | Not Dimmable | Not Dimmable | NotYetVerified |  | 3 | 51715.3 | 103.7 | 498.59 | 7.3 | 0.995 | 5300 | 74.3
PHHZ7TPT | Big Ass Light Solutions | Big Ass Light | BAL-HBL1-52050103-XX-XX-00 | Indoor Luminaires | High-Bay | High-Bay Luminaires for Commercial and Industrial Buildings | Standard | FALSE | [9 empty] | 41913 | Not Dimmable | Not Dimmable | NotYetVerified |  | 3 | 51310 | 102.37 | 501.22 | 7.27 | 0.995 | 5300 | 74.3
PFHQH4YV | Big Ass Light Solutions | Big Ass Light | BAL-HBL1-52050100-XX-XX-00 | Indoor Luminaires | High-Bay | High-Bay Luminaires for Commercial and Industrial Buildings | Standard | FALSE | [9 empty] | 41913 | Not Dimmable | Not Dimmable | NotYetVerified |  | 3 | 54255.8 | 108.6 | 499.81 | 7.26 | 0.995 | 5300 | 74.3
PH9JHT5H | Big Ass Light Solutions | Big Ass Light | BAL-HBL1-52050101-XX-XX-00 | Indoor Luminaires | High-Bay | High-Bay Luminaires for Commercial and Industrial Buildings | Standard | FALSE | [9 empty] | 41913 | Not Dimmable | Not Dimmable | NotYetVerified |  | 3 | 51544.9 | 103.1 | 499.95 | 7.22 | 0.995 | 5300 | 74.3
PZKGW9KN | Big Ass Light Solutions | Big Ass Light | BAL-HBL1-52050102-XX-XX-[01 or 03] | Indoor Luminaires | High-Bay | High-Bay Luminaires for Commercial and Industrial Buildings | Standard | FALSE | [9 empty] | 41913 | Dimmable | Continuous Below 10 | NotYetVerified |  | 3 | 51715.3 | 103.7 | 498.59 | 7.3 | 0.995 | 5300 | 74.3
P2ADGK1H | Big Ass Light Solutions | Big Ass Light | BAL-HBL1-52050103-XX-XX-[01 or 03] | Indoor Luminaires | High-Bay | High-Bay Luminaires for Commercial and Industrial Buildings | Standard | FALSE | [9 empty] | 41913 | Dimmable | Continuous Below 10 | NotYetVerified |  | 3 | 51310 | 102.37 | 501.22 | 7.27 | 0.995 | 5300 | 74.3
PJAZH6Y5 | Big Ass Light Solutions | Big Ass Light | BAL-HBL1-52050100-XX-XX-[01 or 03] | Indoor Luminaires | High-Bay | High-Bay Luminaires for Commercial and Industrial Buildings | Standard | FALSE | [9 empty] | 41913 | Dimmable | Continuous Below 10 | NotYetVerified |  | 3 | 54255.8 | 108.6 | 499.81 | 7.26 | 0.995 | 5300 | 74.3
PRBQY8N3 | Big Ass Light Solutions | Big Ass Light | BAL-HBL1-52050101-XX-XX-[01 or 03] | Indoor Luminaires | High-Bay | High-Bay Luminaires for Commercial and Industrial Buildings | Standard | FALSE | [9 empty] | 41913 | Dimmable | Continuous Below 10 | NotYetVerified |  | 3 | 51544.9 | 103.1 | 499.95 | 7.22 | 0.995 | 5300 | 74.3
PAGPV6RU | Big Ass Light Solutions | Big Ass Light | BAL-HBL1-40050100-XX-XX-00 | Indoor Luminaires | High-Bay | High-Bay Luminaires for Commercial and Industrial Buildings | Standard | FALSE | [9 empty] | 41913 | Not Dimmable | Not Dimmable | NotYetVerified |  | 3 | 41285.6 | 106.9 | 386.09 | 3.49 | 0.988 | 5260 | 75
PPHDJXBX | Big Ass Light Solutions | Big Ass Light | BAL-HBL1-40050101-XX-XX-00 | Indoor Luminaires | High-Bay | High-Bay Luminaires for Commercial and Industrial Buildings | Standard | FALSE | [9 empty] | 41913 | Not Dimmable | Not Dimmable | NotYetVerified |  | 3 | 39555.5 | 102.7 | 385.27 | 3.49 | 0.988 | 5260 | 75
P4GR992M | Big Ass Light Solutions | Big Ass Light | BAL-HBL1-40050100-XX-XX-[01 or 03] | Indoor Luminaires | High-Bay | High-Bay Luminaires for Commercial and Industrial Buildings | Standard | FALSE | [9 empty] | 41913 | Dimmable | Continuous Below 10 | NotYetVerified |  | 3 | 41285.6 | 106.9 | 386.09 | 3.49 | 0.988 | 5260 | 75
PPC72M9M | Big Ass Light Solutions | Big Ass Light | BAL-HBL1-40050101-XX-XX-[01 or 03] | Indoor Luminaires | High-Bay | High-Bay Luminaires for Commercial and Industrial Buildings | Standard | FALSE | [9 empty] | 41913 | Dimmable | Continuous Below 10 | NotYetVerified |  | 3 | 39555.5 | 102.7 | 385.27 | 3.49 | 0.988 | 5260 | 75
PVV29RER | Big Ass Light Solutions | Big Ass Light | BAL-HBL1-40050103-XX-XX-[01 or 03] | Indoor Luminaires | High-Bay | High-Bay Luminaires for Commercial and Industrial Buildings | Standard | FALSE | [9 empty] | 41913 | Dimmable | Continuous Below 10 | NotYetVerified |  | 3 | 38310 | 99.63 | 384.51 | 3.49 | 0.988 | 5260 | 75
P7W4439N | Big Ass Light Solutions | Big Ass Light | BAL-HBL1-40050200-XX-XX-00 | Indoor Luminaires | High-Bay | High-Bay Luminaires for Commercial and Industrial Buildings | Standard | FALSE | [9 empty] | 41913 | Not Dimmable | Not Dimmable | NotYetVerified |  | 3 | 41688.4 | 105.5 | 394.9 | 17.97 | 0.969 | 5144 | 73.4
PVW6XYA7 | Big Ass Light Solutions | Big Ass Light | BAL-HBL1-40050201-XX-XX-00 | Indoor Luminaires | High-Bay | High-Bay Luminaires for Commercial and Industrial Buildings | Standard | FALSE | [9 empty] | 41913 | Not Dimmable | Not Dimmable | NotYetVerified |  | 3 | 39992.3 | 101.2 | 394.9 | 17.97 | 0.969 | 5144 | 73.4
PUPV4FB8 | Big Ass Light Solutions | Big Ass Light | BAL-HBL1-40050202-XX-XX-00 | Indoor Luminaires | High-Bay | High-Bay Luminaires for Commercial and Industrial Buildings | Standard | FALSE | [9 empty] | 41913 | Not Dimmable | Not Dimmable | NotYetVerified |  | 3 | 39917.9 | 101 | 394.9 | 17.97 | 0.969 | 5144 | 73.4
PEMGDGH9 | Big Ass Light Solutions | Big Ass Light | BAL-HBL1-40050203-XX-XX-00 | Indoor Luminaires | High-Bay | High-Bay Luminaires for Commercial and Industrial Buildings | Standard | FALSE | [9 empty] | 41913 | Not Dimmable | Not Dimmable | NotYetVerified |  | 3 | 39360 | 99.67 | 394.9 | 17.97 | 0.969 | 5144 | 73.4
PWYAUX5M | Big Ass Light Solutions | Big Ass Light | BAL-HBL1-40050200-XX-XX-[01 or 03] | Indoor Luminaires | High-Bay | High-Bay Luminaires for Commercial and Industrial Buildings | Standard | FALSE | [9 empty] | 41913 | Dimmable | Continuous Below 10 | NotYetVerified |  | 3 | 41688.4 | 105.5 | 394.9 | 17.97 | 0.969 | 5144 | 73.4
PHBYA5T5 | Big Ass Light Solutions | Big Ass Light | BAL-HBL1-40050201-XX-XX-[01 or 03] | Indoor Luminaires | High-Bay | High-Bay Luminaires for Commercial and Industrial Buildings | Standard | FALSE | [9 empty] | 41913 | Dimmable | Continuous Below 10 | NotYetVerified |  | 3 | 39992.3 | 101.2 | 394.9 | 17.97 | 0.969 | 5144 | 73.4
PQP9QXZM | Big Ass Light Solutions | Big Ass Light | BAL-HBL1-40050202-XX-XX-[01 or 03] | Indoor Luminaires | High-Bay | High-Bay Luminaires for Commercial and Industrial Buildings | Standard | FALSE | [9 empty] | 41913 | Dimmable | Continuous Below 10 | NotYetVerified |  | 3 | 39917.9 | 101 | 394.9 | 17.97 | 0.969 | 5144 | 73.4
P8Q94P8Y | Big Ass Light Solutions | Big Ass Light | BAL-HBL1-40050203-XX-XX-[01 or 03] | Indoor Luminaires | High-Bay | High-Bay Luminaires for Commercial and Industrial Buildings | Standard | FALSE | [9 empty] | 41913 | Dimmable | Continuous Below 10 | NotYetVerified |  | 3 | 39360 | 99.67 | 394.9 | 17.97 | 0.969 | 5144 | 73.4
PSQ4DABP | Big Ass Light Solutions | Big Ass Light | BAL-HBL1-40040102-XX-XX-00 | Indoor Luminaires | High-Bay | High-Bay Luminaires for Commercial and Industrial Buildings | Standard | FALSE | [9 empty] | 41913 | Not Dimmable | Not Dimmable | NotYetVerified |  | 3 | 38267.5 | 98.62 | 388.03 | 3.73 | 0.998 | 4432 | 74
PG25Q34K | Big Ass Light Solutions | Big Ass Light | BAL-HBL1-40040101-XX-XX-00 | Indoor Luminaires | High-Bay | High-Bay Luminaires for Commercial and Industrial Buildings | Standard | FALSE | [9 empty] | 41913 | Not Dimmable | Not Dimmable | NotYetVerified |  | 3 | 38256.5 | 98.57 | 388.13 | 3.68 | 0.998 | 4432 | 74
PFS22TM5 | Big Ass Light Solutions | Big Ass Light | BAL-HBL1-40040100-XX-XX-00 | Indoor Luminaires | High-Bay | High-Bay Luminaires for Commercial and Industrial Buildings | Standard | FALSE | [9 empty] | 41913 | Not Dimmable | Not Dimmable | NotYetVerified |  | 3 | 40239.3 | 103.27 | 389.67 | 3.25 | 0.998 | 4432 | 74
PRMUDKWC | Big Ass Light Solutions | Big Ass Light | BAL-HBL1-40040102-XX-XX-[01 or 03] | Indoor Luminaires | High-Bay | High-Bay Luminaires for Commercial and Industrial Buildings | Standard | FALSE | [9 empty] | 41913 | Dimmable | Continuous Below 10 | NotYetVerified |  | 3 | 38267.5 | 98.62 | 388.03 | 3.73 | 0.998 | 4432 | 74
PSDVSZG1 | Big Ass Light Solutions | Big Ass Light | BAL-HBL1-40040103-XX-XX-[01 or 03] | Indoor Luminaires | High-Bay | High-Bay Luminaires for Commercial and Industrial Buildings | Standard | FALSE | [9 empty] | 41913 | Dimmable | Continuous Below 10 | NotYetVerified |  | 3 | 37240 | 95.65 | 389.34 | 3.72 | 0.998 | 4432 | 74
PXK2YHWG | Big Ass Light Solutions | Big Ass Light | BAL-HBL1-40040101-XX-XX-[01 or 03] | Indoor Luminaires | High-Bay | High-Bay Luminaires for Commercial and Industrial Buildings | Standard | FALSE | [9 empty] | 41913 | Dimmable | Continuous Below 10 | NotYetVerified |  | 3 | 38256.5 | 98.57 | 388.13 | 3.68 | 0.998 | 4432 | 74
P8EQM2S6 | Big Ass Light Solutions | Big Ass Light | BAL-HBL1-40040100-XX-XX-[01 or 03] | Indoor Luminaires | High-Bay | High-Bay Luminaires for Commercial and Industrial Buildings | Standard | FALSE | [9 empty] | 41913 | Dimmable | Continuous Below 10 | NotYetVerified |  | 3 | 40239.3 | 103.27 | 389.67 | 3.25 | 0.998 | 4432 | 74
PS97PBWW | Big Ass Light Solutions | Big Ass Light | BAL-HBL1-40040200-XX-XX-00 | Indoor Luminaires | High-Bay | High-Bay Luminaires for Commercial and Industrial Buildings | Standard | FALSE | [9 empty] | 41913 | Not Dimmable | Not Dimmable | NotYetVerified |  | 3 | 39205.8 | 99.83 | 392.71 | 17.9 | 0.969 | 4295 | 72.4
P5WCG3EA | Big Ass Light Solutions | Big Ass Light | BAL-HBL1-40040202-XX-XX-00 | Indoor Luminaires | High-Bay | High-Bay Luminaires for Commercial and Industrial Buildings | Standard | FALSE | [9 empty] | 41913 | Not Dimmable | Not Dimmable | NotYetVerified |  | 3 | 37857.9 | 96.4 | 392.7 | 17.9 | 0.969 | 4295 | 72.4
PT4EHMDG | Big Ass Light Solutions | Big Ass Light | BAL-HBL1-40040203-XX-XX-00 | Indoor Luminaires | High-Bay | High-Bay Luminaires for Commercial and Industrial Buildings | Standard | FALSE | [9 empty] | 41913 | Not Dimmable | Not Dimmable | NotYetVerified |  | 3 | 37820 | 96.31 | 392.7 | 17.9 | 0.969 | 4295 | 72.4
P5D6XN8P | Big Ass Light Solutions | Big Ass Light | BAL-HBL1-40040201-XX-XX-00 | Indoor Luminaires | High-Bay | High-Bay Luminaires for Commercial and Industrial Buildings | Standard | FALSE | [9 empty] | 41913 | Not Dimmable | Not Dimmable | NotYetVerified |  | 3 | 37518.1 | 95.53 | 392.71 | 17.9 | 0.969 | 4295 | 72.4
PB55CKE4 | Big Ass Light Solutions | Big Ass Light | BAL-HBL1-40040200-XX-XX-[01 or 03] | Indoor Luminaires | High-Bay | High-Bay Luminaires for Commercial and Industrial Buildings | Standard | FALSE | [9 empty] | 41913 | Dimmable | Continuous Below 10 | NotYetVerified |  | 3 | 39205.8 | 99.83 | 392.71 | 17.9 | 0.969 | 4295 | 72.4
PHXM9W1T | Big Ass Light Solutions | Big Ass Light | BAL-HBL1-40040202-XX-XX-[01 or 03] | Indoor Luminaires | High-Bay | High-Bay Luminaires for Commercial and Industrial Buildings | Standard | FALSE | [9 empty] | 41913 | Dimmable | Continuous Below 10 | NotYetVerified |  | 3 | 37857.9 | 96.4 | 392.7 | 17.9 | 0.969 | 4295 | 72.4
PNSJRY8H | Big Ass Light Solutions | Big Ass Light | BAL-HBL1-40040203-XX-XX-[01 or 03] | Indoor Luminaires | High-Bay | High-Bay Luminaires for Commercial and Industrial Buildings | Standard | FALSE | [9 empty] | 41913 | Dimmable | Continuous Below 10 | NotYetVerified |  | 3 | 37820 | 96.31 | 392.7 | 17.9 | 0.969 | 4295 | 72.4
PDKYH46C | Big Ass Light Solutions | Big Ass Light | BAL-HBL1-40040201-XX-XX-[01 or 03] | Indoor Luminaires | High-Bay | High-Bay Luminaires for Commercial and Industrial Buildings | Standard | FALSE | [9 empty] | 41913 | Dimmable | Continuous Below 10 | NotYetVerified |  | 3 | 37518.1 | 95.53 | 392.71 | 17.9 | 0.969 | 4295 | 72.4
P4RHAKTN | Big Ass Light Solutions | Big Ass Light | BAL-HBL1-52040102-XX-XX-00 | Indoor Luminaires | High-Bay | High-Bay Luminaires for Commercial and Industrial Buildings | Standard | FALSE | [9 empty] | 41913 | Not Dimmable | Not Dimmable | NotYetVerified |  | 3 | 48409.8 | 97.09 | 498.61 | 7.71 | 0.995 | 4264 | 71.5
PWE266X5 | Big Ass Light Solutions | Big Ass Light | BAL-HBL1-52040101-XX-XX-00 | Indoor Luminaires | High-Bay | High-Bay Luminaires for Commercial and Industrial Buildings | Standard | FALSE | [9 empty] | 41913 | Not Dimmable | Not Dimmable | NotYetVerified |  | 3 | 48568.2 | 97.22 | 499.56 | 7.68 | 0.995 | 4264 | 71.5
P2YP617M | Big Ass Light Solutions | Big Ass Light | BAL-HBL1-52040100-XX-XX-00 | Indoor Luminaires | High-Bay | High-Bay Luminaires for Commercial and Industrial Buildings | Standard | FALSE | [9 empty] | 41913 | Not Dimmable | Not Dimmable | NotYetVerified |  | 3 | 51121.9 | 102.4 | 499.28 | 7.66 | 0.995 | 4264 | 71.5
PDKABH7Y | Big Ass Light Solutions | Big Ass Light | BAL-HBL1-52040103-XX-XX-[01 or 03] | Indoor Luminaires | High-Bay | High-Bay Luminaires for Commercial and Industrial Buildings | Standard | FALSE | [9 empty] | 41913 | Dimmable | Continuous Below 10 | NotYetVerified |  | 3 | 47100 | 94.21 | 499.97 | 7.85 | 0.995 | 4264 | 71.5
PWX81GX8 | Big Ass Light Solutions | Big Ass Light | BAL-HBL1-52040102-XX-XX-[01 or 03] | Indoor Luminaires | High-Bay | High-Bay Luminaires for Commercial and Industrial Buildings | Standard | FALSE | [9 empty] | 41913 | Dimmable | Continuous Below 10 | NotYetVerified |  | 3 | 48409.8 | 97.09 | 498.61 | 7.71 | 0.995 | 4264 | 71.5
PWYYGA1A | Big Ass Light Solutions | Big Ass Light | BAL-HBL1-52040101-XX-XX-[01 or 03] | Indoor Luminaires | High-Bay | High-Bay Luminaires for Commercial and Industrial Buildings | Standard | FALSE | [9 empty] | 41913 | Dimmable | Continuous Below 10 | NotYetVerified |  | 3 | 48568.2 | 97.22 | 499.56 | 7.68 | 0.995 | 4264 | 71.5
PNWXWFVT | Big Ass Light Solutions | Big Ass Light | BAL-HBL1-52040100-XX-XX-[01 or 03] | Indoor Luminaires | High-Bay | High-Bay Luminaires for Commercial and Industrial Buildings | Standard | FALSE | [9 empty] | 41913 | Dimmable | Continuous Below 10 | NotYetVerified |  | 3 | 51121.9 | 102.4 | 499.28 | 7.66 | 0.995 | 4264 | 71.5
PF3F1TQ8 | Big Ass Light Solutions | Big Ass Light | BAL-HBL1-52040200-XX-XX-00 | Indoor Luminaires | High-Bay | High-Bay Luminaires for Commercial and Industrial Buildings | Standard | FALSE | [9 empty] | 41913 | Not Dimmable | Not Dimmable | NotYetVerified |  | 3 | 51408 | 102.6 | 500.7 | 16.7 | 0.979 | 4193 | 71.5
PAFVDEC8 | Big Ass Light Solutions | Big Ass Light | BAL-HBL1-52040202-XX-XX-00 | Indoor Luminaires | High-Bay | High-Bay Luminaires for Commercial and Industrial Buildings | Standard | FALSE | [9 empty] | 41913 | Not Dimmable | Not Dimmable | NotYetVerified |  | 3 | 48774 | 97.4 | 500.7 | 16.7 | 0.979 | 4193 | 71.5
PQUQFBH3 | Big Ass Light Solutions | Big Ass Light | BAL-HBL1-52040203-XX-XX-00 | Indoor Luminaires | High-Bay | High-Bay Luminaires for Commercial and Industrial Buildings | Standard | FALSE | [9 empty] | 41913 | Not Dimmable | Not Dimmable | NotYetVerified |  | 3 | 48600 | 97.06 | 500.71 | 16.7 | 0.979 | 4193 | 71.5
PTB3U9BJ | Big Ass Light Solutions | Big Ass Light | BAL-HBL1-52040201-XX-XX-00 | Indoor Luminaires | High-Bay | High-Bay Luminaires for Commercial and Industrial Buildings | Standard | FALSE | [9 empty] | 41913 | Not Dimmable | Not Dimmable | NotYetVerified |  | 3 | 48469.4 | 96.8 | 500.71 | 16.7 | 0.979 | 4193 | 71.5
PMWV8Y4N | Big Ass Light Solutions | Big Ass Light | BAL-HBL1-52040200-XX-XX-[01 or 03] | Indoor Luminaires | High-Bay | High-Bay Luminaires for Commercial and Industrial Buildings | Standard | FALSE | [9 empty] | 41913 | Dimmable | Continuous Below 10 | NotYetVerified |  | 3 | 51408 | 102.6 | 500.7 | 16.7 | 0.979 | 4193 | 71.5
PWUBJKEQ | Big Ass Light Solutions | Big Ass Light | BAL-HBL1-52040202-XX-XX-[01 or 03] | Indoor Luminaires | High-Bay | High-Bay Luminaires for Commercial and Industrial Buildings | Standard | FALSE | [9 empty] | 41913 | Dimmable | Continuous Below 10 | NotYetVerified |  | 3 | 48774 | 97.4 | 500.7 | 16.7 | 0.979 | 4193 | 71.5
P94QJWMS | Big Ass Light Solutions | Big Ass Light | BAL-HBL1-52040203-XX-XX-[01 or 03] | Indoor Luminaires | High-Bay | High-Bay Luminaires for Commercial and Industrial Buildings | Standard | FALSE | [9 empty] | 41913 | Dimmable | Continuous Below 10 | NotYetVerified |  | 3 | 48600 | 97.06 | 500.71 | 16.7 | 0.979 | 4193 | 71.5
PX99ECFE | Big Ass Light Solutions | Big Ass Light | BAL-HBL1-52040201-XX-XX-[01 or 03] | Indoor Luminaires | High-Bay | High-Bay Luminaires for Commercial and Industrial Buildings | Standard | FALSE | [9 empty] | 41913 | Dimmable | Continuous Below 10 | NotYetVerified |  | 3 | 48469.4 | 96.8 | 500.71 | 16.7 | 0.979 | 4193 | 71.5
P1K1BEGQ | Big Ass Light Solutions | Big Ass Light | BAL-HBL1-40050102-XX-XX-00 | Indoor Luminaires | High-Bay | High-Bay Luminaires for Commercial and Industrial Buildings | Standard | FALSE | [9 empty] | 41913 | Not Dimmable | Not Dimmable | NotYetVerified |  | 3 | 39690.9 | 102.9 | 385.61 | 3.49 | 0.998 | 3804 | 83.1
P91CGJT3 | Big Ass Light Solutions | Big Ass Light | BAL-HBL1-40050102-XX-XX-[01 or 03] | Indoor Luminaires | High-Bay | High-Bay Luminaires for Commercial and Industrial Buildings | Standard | FALSE | [9 empty] | 41913 | Dimmable | Continuous Below 10 | NotYetVerified |  | 3 | 39690.9 | 102.9 | 385.61 | 3.49 | 0.998 | 3804 | 83.1
P5PX9K9D | LDPI Inc. | LDPI | LEHB-20-277-C-57-45 | Indoor Luminaires | High-Bay | High-Bay Luminaires for Commercial and Industrial Buildings | Standard | TRUE | 19319 | 93 | 207.7 | 6.16 | 0.974 | 5488 | 77 | 5 | 50000 | 41912 |  |  | NotYetVerified |  | 3 | 19000 | 95 | 200 |  | 0.9 | 5700 | 75
P3EM1GNM | LDPI Inc. | LDPI | LEHB-20-277-C-40-60 | Indoor Luminaires | High-Bay | High-Bay Luminaires for Commercial and Industrial Buildings | Standard | TRUE | 18534 | 89.02 | 208.2 | 8.58 | 0.971 | 4307 | 76.6 | 5 | 35000 | 41912 |  |  | NotYetVerified |  | 3 | 19000 |  | 200 |  |  | 4000 | 75
P6WQDRRE | LDPI Inc. | LDPI | LEHB-15-277-C-57-30 | Indoor Luminaires | High-Bay | High-Bay Luminaires for Commercial and Industrial Buildings | Standard | TRUE | 13211 | 88.31 | 149.6 | 13.3 | 0.95 | 5553 | 75 | 5 | 50000 | 41912 |  |  | NotYetVerified |  | 3 | 14175 | 95 | 150 |  | 0.9 | 5700 | 75
P9E92QXA | LDPI Inc. | LDPI | LEHB-15-277-C-40-60 | Indoor Luminaires | High-Bay | High-Bay Luminaires for Commercial and Industrial Buildings | Standard | TRUE | 13558 | 87.53 | 154.9 | 16.17 | 0.948 | 4337 | 76.5 | 5 | 35000 | 41912 |  |  | NotYetVerified |  | 3 | 14250 |  | 150 |  |  | 4000 | 75
P479DR63 | WELLIN ELECTRIC COMPANY LTD | WELLIN | WELLIN-240Wi(3000K) | Indoor Luminaires | High-Bay | High-Bay Luminaires for Commercial and Industrial Buildings | Standard | TRUE | 22529.3 | 95.1 | 237 | 9.58 | 0.936 | 3078 | 73.4 | 5 | 50000 | 41912 |  |  | NotYetVerified |  | 3 | 22529 | 95.1 | 237 | 20 | 0.95 | 3000 | 73.4
P6MNT2XK | Shanghai CKRA Lighting Technology Co. Ltd | Shanghai CKRA Lighting Technology Co. Ltd | CKL-HB35A 3000K | Indoor Luminaires | High-Bay | High-Bay Luminaires for Commercial and Industrial Buildings | Standard | TRUE | 22529.3 | 95.1 | 237 | 9.58 | 0.936 | 3078 | 73.4 | 5 | 50000 | 41912 |  |  | NotYetVerified |  | 3 | 22529 | 95.1 | 237 | 20 | 0.95 | 3000 | 73.4
PUA25F61 | Lamar Lighting | Lamar | HBL124MS50R95 [Excludes PC and FP Lens Options] | Indoor Luminaires | High-Bay | High-Bay Luminaires for Commercial and Industrial Buildings | Standard | TRUE | 12574 | 91.4 | 137.6 | 9.97 | 0.928 | 5370 | 85 | 5 | 80000 | 41912 |  |  | NotYetVerified | Includes all mounting options | 3 | 12574 | 91 | 137.6 |  |  | 5370 | 85
PJPCHF4H | WELLIN ELECTRIC COMPANY LTD | WELLIN | WELLIN-80Wi(3000K) | Indoor Luminaires | High-Bay | Low-Bay Luminaires for Commercial and Industrial Buildings | Standard | TRUE | 7124 | 95.4 | 74.7 | 18.79 | 0.9048 | 3090 | 73.6 | 5 | 50000 | 41912 |  |  | NotYetVerified |  | 3 | 7124.1 | 95.4 | 74.7 | 20 | 0.95 | 3000 | 73.6
P6BWCKC7 | Shanghai CKRA Lighting Technology Co. Ltd | Shanghai CKRA Lighting Technology Co. Ltd | CKL-HB31A 3000K | Indoor Luminaires | High-Bay | Low-Bay Luminaires for Commercial and Industrial Buildings | Standard | TRUE | 7124 | 95.4 | 74.7 | 18.79 | 0.9048 | 3090 | 73.6 | 5 | 50000 | 41912 |  |  | NotYetVerified |  | 3 | 7124.1 | 95.4 | 74.7 | 20 | 0.95 | 3000 | 73.6
PP5H9R4K | LDPI Inc. | LDPI | LEHB-20-277-C-57-60 | Indoor Luminaires | High-Bay | High-Bay Luminaires for Commercial and Industrial Buildings | Standard | FALSE | [9 empty] | 41912 |  |  | NotYetVerified |  | 3 | 19000 | 95 | 200 |  | 0.9 | 5700 | 75
PDV5NXUY | LDPI Inc. | LDPI | LEHB-15-277-C-57-60 | Indoor Luminaires | High-Bay | High-Bay Luminaires for Commercial and Industrial Buildings | Standard | FALSE | [9 empty] | 41912 |  |  | NotYetVerified |  | 3 | 14175 | 95 | 150 |  | 0.9 | 5700 | 75
PV8C4WVE | WELLIN ELECTRIC COMPANY LTD | WELLIN | WELLIN-80Wi(4000K) | Indoor Luminaires | High-Bay | Low-Bay Luminaires for Commercial and Industrial Buildings | Standard | FALSE | [9 empty] | 41912 |  |  | NotYetVerified |  | 3 | 7124.1 | 95.4 | 74.7 | 20 |  | 3000 | 73.6
PS9Q2RSU | WELLIN ELECTRIC COMPANY LTD | WELLIN | WELLIN-80Wi(4500K) | Indoor Luminaires | High-Bay | Low-Bay Luminaires for Commercial and Industrial Buildings | Standard | FALSE | [9 empty] | 41912 |  |  | NotYetVerified |  | 3 | 7124.1 | 95.4 | 74.7 | 20 |  | 3000 | 73.6
PMFFF5VD | WELLIN ELECTRIC COMPANY LTD | WELLIN | WELLIN-80Wi(5000K) | Indoor Luminaires | High-Bay | Low-Bay Luminaires for Commercial and Industrial Buildings | Standard | FALSE | [9 empty] | 41912 |  |  | NotYetVerified |  | 3 | 7124.1 | 95.4 | 74.7 | 20 |  | 3000 | 73.6
P6ZE7V45 | WELLIN ELECTRIC COMPANY LTD | WELLIN | WELLIN-80Wi(3500K) | Indoor Luminaires | High-Bay | Low-Bay Luminaires for Commercial and Industrial Buildings | Standard | FALSE | [9 empty] | 41912 |  |  | NotYetVerified |  | 3 | 7124.1 | 95.4 | 74.7 | 20 |  | 3000 | 73.6
P1TRG8C2 | WELLIN ELECTRIC COMPANY LTD | WELLIN | WELLIN-80Wi(5700K) | Indoor Luminaires | High-Bay | Low-Bay Luminaires for Commercial and Industrial Buildings | Standard | FALSE | [9 empty] | 41912 |  |  | NotYetVerified |  | 3 | 7124.1 | 95.4 | 74.7 | 20 |  | 3000 | 73.6
PU81ZH15 | WELLIN ELECTRIC COMPANY LTD | WELLIN | WELLIN-240Wi(4500K) | Indoor Luminaires | High-Bay | High-Bay Luminaires for Commercial and Industrial Buildings | Standard | FALSE | [9 empty] | 41912 |  |  | NotYetVerified |  | 3 | 22529 | 95.1 | 237 | 20 |  | 3000 | 73.4
PQYR1NYV | WELLIN ELECTRIC COMPANY LTD | WELLIN | WELLIN-240Wi(4000K) | Indoor Luminaires | High-Bay | High-Bay Luminaires for Commercial and Industrial Buildings | Standard | FALSE | [9 empty] | 41912 |  |  | NotYetVerified |  | 3 | 22529 | 95.1 | 237 | 20 |  | 3000 | 73.4
PQWWXSPX | WELLIN ELECTRIC COMPANY LTD | WELLIN | WELLIN-240Wi(5000K) | Indoor Luminaires | High-Bay | High-Bay Luminaires for Commercial and Industrial Buildings | Standard | FALSE | [9 empty] | 41912 |  |  | NotYetVerified |  | 3 | 22529 | 95.1 | 237 | 20 |  | 3000 | 73.4
PCQY9W2P | WELLIN ELECTRIC COMPANY LTD | WELLIN | WELLIN-240Wi(5700K) | Indoor Luminaires | High-Bay | High-Bay Luminaires for Commercial and Industrial Buildings | Standard | FALSE | [9 empty] | 41912 |  |  | NotYetVerified |  | 3 | 22529 | 95.1 | 237 | 20 |  | 3000 | 73.4
P7FJPDT3 | WELLIN ELECTRIC COMPANY LTD | WELLIN | WELLIN-240Wi(3500K) | Indoor Luminaires | High-Bay | High-Bay Luminaires for Commercial and Industrial Buildings | Standard | FALSE | [9 empty] | 41912 |  |  | NotYetVerified |  | 3 | 22529 | 95.1 | 237 | 20 |  | 3000 | 73.4
PJ534VWR | Shanghai CKRA Lighting Technology Co. Ltd | Shanghai CKRA Lighting Technology Co. Ltd | CKL-HB31A 5700K | Indoor Luminaires | High-Bay | Low-Bay Luminaires for Commercial and Industrial Buildings | Standard | FALSE | [9 empty] | 41912 |  |  | NotYetVerified |  | 3 | 7124.1 | 95.4 | 74.7 | 20 | 0.95 | 5700 | 73.6
P6MMMUWD | Shanghai CKRA Lighting Technology Co. Ltd | Shanghai CKRA Lighting Technology Co. Ltd | CKL-HB35A 5700K | Indoor Luminaires | High-Bay | High-Bay Luminaires for Commercial and Industrial Buildings | Standard | FALSE | [9 empty] | 41912 |  |  | NotYetVerified |  | 3 | 22529 | 95.1 | 237 | 20 | 0.95 | 5700 | 73.4
PQ7V3UJ4 | Shanghai CKRA Lighting Technology Co. Ltd | Shanghai CKRA Lighting Technology Co. Ltd | CKL-HB31A 5000K | Indoor Luminaires | High-Bay | Low-Bay Luminaires for Commercial and Industrial Buildings | Standard | FALSE | [9 empty] | 41912 |  |  | NotYetVerified |  | 3 | 7124.1 | 95.4 | 74.7 | 20 | 0.95 | 5000 | 73.6
P6YAEJ5K | Shanghai CKRA Lighting Technology Co. Ltd | Shanghai CKRA Lighting Technology Co. Ltd | CKL-HB35A 5000K | Indoor Luminaires | High-Bay | High-Bay Luminaires for Commercial and Industrial Buildings | Standard | FALSE | [9 empty] | 41912 |  |  | NotYetVerified |  | 3 | 22529 | 95.1 | 237 | 20 | 0.95 | 5000 | 73.4
PFGY5DG6 | Shanghai CKRA Lighting Technology Co. Ltd | Shanghai CKRA Lighting Technology Co. Ltd | CKL-HB31A 4500K | Indoor Luminaires | High-Bay | Low-Bay Luminaires for Commercial and Industrial Buildings | Standard | FALSE | [9 empty] | 41912 |  |  | NotYetVerified |  | 3 | 7124.1 | 95.4 | 74.7 | 20 | 0.95 | 4500 | 73.6
PEK9BEM9 | Shanghai CKRA Lighting Technology Co. Ltd | Shanghai CKRA Lighting Technology Co. Ltd | CKL-HB35A 4500K | Indoor Luminaires | High-Bay | High-Bay Luminaires for Commercial and Industrial Buildings | Standard | FALSE | [9 empty] | 41912 |  |  | NotYetVerified |  | 3 | 22529 | 95.1 | 237 | 20 | 0.95 | 4500 | 73.4
PH1R516K | Shanghai CKRA Lighting Technology Co. Ltd | Shanghai CKRA Lighting Technology Co. Ltd | CKL-HB31A 4000K | Indoor Luminaires | High-Bay | Low-Bay Luminaires for Commercial and Industrial Buildings | Standard | FALSE | [9 empty] | 41912 |  |  | NotYetVerified |  | 3 | 7124.1 | 95.4 | 74.7 | 20 | 0.95 | 4000 | 73.6
P47HG5BU | Shanghai CKRA Lighting Technology Co. Ltd | Shanghai CKRA Lighting Technology Co. Ltd | CKL-HB35A 4000K | Indoor Luminaires | High-Bay | High-Bay Luminaires for Commercial and Industrial Buildings | Standard | FALSE | [9 empty] | 41912 |  |  | NotYetVerified |  | 3 | 22529 | 95.1 | 237 | 20 | 0.95 | 4000 | 73.4
P8C52WQE | Shanghai CKRA Lighting Technology Co. Ltd | Shanghai CKRA Lighting Technology Co. Ltd | CKL-HB31A 3500K | Indoor Luminaires | High-Bay | Low-Bay Luminaires for Commercial and Industrial Buildings | Standard | FALSE | [9 empty] | 41912 |  |  | NotYetVerified |  | 3 | 7124.1 | 95.4 | 74.7 | 20 | 0.95 | 3500 | 73.6
PKUYTSN1 | Shanghai CKRA Lighting Technology Co. Ltd | Shanghai CKRA Lighting Technology Co. Ltd | CKL-HB35A 3500K | Indoor Luminaires | High-Bay | High-Bay Luminaires for Commercial and Industrial Buildings | Standard | FALSE | [9 empty] | 41912 |  |  | NotYetVerified |  | 3 | 22529 | 95.1 | 237 | 20 | 0.95 | 3500 | 73.4
PBMWGHUV | Flex Lighting Solutions | Flextronics | ES2-XDCA-ABX-A | Indoor Luminaires | High-Bay | Low-Bay Luminaires for Commercial and Industrial Buildings | Standard | TRUE | 5639 | 93.9 | 60.82 | 10.3 | 0.99 | 3944 | 72.5 | 5 | 50000 | 41911 |  |  | NotYetVerified | ES2-(UL or CE)-2MS-40-BAFN-FP-XXX-(120V Only) | 3 | 5670 | 93.28 | 60.78 | 10.3 | 0.99 | 3937 | 72.5
P6CKB4CT | Lumia Energy Solutions LLC | LUMIA | LRHBL0075S | Indoor Luminaires | High-Bay | Low-Bay Luminaires for Commercial and Industrial Buildings | Standard | TRUE | 7651.3 | 94.6 | 80.88 | 7.3 | 0.95 | 3260 | 80.1 | 5 | 36000 | 41911 |  |  | NotYetVerified |  | 3
P3WSJD7M | Lumia Energy Solutions LLC | LUMIA | LRHBL0125S | Indoor Luminaires | High-Bay | High-Bay Luminaires for Commercial and Industrial Buildings | Standard | TRUE | 12711 | 98.61 | 128.9 | 7.437 | 0.9449 | 3240 | 80.1 | 5 | 36000 | 41911 |  |  | NotYetVerified |  | 3
PJKSBESJ | Precision Paragon [P2] | precision Paragon [P2] | QHC-UL-36C-700-51K-LBO | Indoor Luminaires | High-Bay | Low-Bay Luminaires for Commercial and Industrial Buildings | Standard | TRUE | 8765.35 | 100 | 87.6 | 12 | 0.94 | 5420 | 77 | 5 | 60000 | 41911 |  |  | NotYetVerified |  | 3 | 8765.35 | 100 | 87.59 | 12 | 0.94 | 5420 | 77
PQYKQYZB | Precision Paragon [P2] | precision Paragon [P2] | QHC-UL-36C-700-51K-OAO | Indoor Luminaires | High-Bay | Low-Bay Luminaires for Commercial and Industrial Buildings | Standard | TRUE | 9079.43 | 104 | 87.19 | 12 | 0.94 | 5406 | 77 | 5 | 60000 | 41911 |  |  | NotYetVerified |  | 3 | 9079.43 | 104 | 87.19 | 6 | 0.94 | 5406 | 77
PRN5WQWF | LucidLED | LucidLED | HBFEN240W 4500K | Indoor Luminaires | High-Bay | High-Bay Luminaires for Commercial and Industrial Buildings | Standard | TRUE | 18546 | 78.06 | 237.39 | 18.4 | 0.931 | 4356 | 77 | 5 | 35000 | 41911 |  |  | NotYetVerified |  | 3 | 18500 | 80 | 240 | 18.4 | 0.9 | 4500 | 70
PN2ZPGB5 | Precision Paragon [P2] | precision Paragon [P2] | QHC-UL-48C-700-51K-LBO | Indoor Luminaires | High-Bay | High-Bay Luminaires for Commercial and Industrial Buildings | Standard | TRUE | 11302.54 | 100 | 112.68 | 17 | 0.93 | 5224 | 73 | 5 | 60000 | 41911 |  |  | NotYetVerified |  | 3 | 11302.54 | 100 | 112.68 | 17 | 0.93 | 5224 | 73
PRPVVXZS | Precision Paragon [P2] | precision Paragon [P2] | QHC-UL-48C-700-51K-OAO | Indoor Luminaires | High-Bay | High-Bay Luminaires for Commercial and Industrial Buildings | Standard | TRUE | 12235.22 | 108 | 113.05 | 17 | 0.93 | 5222 | 73 | 5 | 60000 | 41911 |  |  | NotYetVerified |  | 3 | 12235.22 | 108 | 113.05 | 17 | 0.93 | 5222 | 73
P2QZ1X8G | LucidLED | LucidLED | HBFEN200W 4500K | Indoor Luminaires | High-Bay | High-Bay Luminaires for Commercial and Industrial Buildings | Standard | TRUE | 15001 | 77.95 | 192.45 | 14.5 | 0.92 | 4363 | 76 | 5 | 35000 | 41911 |  |  | NotYetVerified |  | 3 | 15000 | 80 | 200 | 14.5 | 0.9 | 4500 | 70
P3KH7BD5 | LucidLED | LucidLED | HBFEN160W 4500K | Indoor Luminaires | High-Bay | High-Bay Luminaires for Commercial and Industrial Buildings | Standard | TRUE | 12485 | 79.91 | 156.24 | 14 | 0.919 | 4362 | 76 | 5 | 35000 | 41911 |  |  | NotYetVerified |  | 3 | 12500 | 80 | 160 | 14 | 0.9 | 4500 | 70
P345TGFW | LucidLED | LucidLED | HBFEN150W 4500K | Indoor Luminaires | High-Bay | High-Bay Luminaires for Commercial and Industrial Buildings | Standard | TRUE | 11963.32 | 82.79 | 144.5 | 6.74 | 0.918 | 4745 | 72.8 | 5 | 35000 | 41911 |  |  | NotYetVerified |  | 3 | 12000 | 80 | 80 | 6.74 | 0.9 | 4500 | 70
PPGPB6GP | LucidLED | LucidLED | HBFEN100W 4500K | Indoor Luminaires | High-Bay | Low-Bay Luminaires for Commercial and Industrial Buildings | Standard | TRUE | 8260.74 | 84.12 | 98.2 | 7.41 | 0.88 | 4641 | 72.9 | 5 | 35000 | 41911 |  |  | NotYetVerified |  | 3 | 8000 | 80 | 100 | 7.41 | 0.9 | 4500 | 70
PRGZB348 | LucidLED | LucidLED | HBFEN080W 4500K | Indoor Luminaires | High-Bay | Low-Bay Luminaires for Commercial and Industrial Buildings | Standard | TRUE | 6713.83 | 83.82 | 80.1 | 9.58 | 0.876 | 4702 | 72.6 | 5 | 35000 | 41911 |  |  | NotYetVerified |  | 3 | 6400 | 80 | 80 | 9.58 | 0.9 | 4500 | 70
PKRUV4JT | LucidLED | LucidLED | HBFEN120W 4500K | Indoor Luminaires | High-Bay | Low-Bay Luminaires for Commercial and Industrial Buildings | Standard | TRUE | 10168.04 | 89.12 | 114.1 | 8.57 | 0.873 | 4738 | 72.6 | 5 | 35000 | 41911 |  |  | NotYetVerified |  | 3 | 9600 | 80 | 120 | 8.57 | 0.9 | 4500 | 70
P5UGQEY5 | LucidLED | LucidLED | HBFEN240W 5700K | Indoor Luminaires | High-Bay | High-Bay Luminaires for Commercial and Industrial Buildings | Standard | FALSE | [9 empty] | 41911 |  |  | NotYetVerified |  | 3 | 18500 | 80 | 240 | 18.4 | 0.9 | 5700 | 70
PUXVEB1E | LucidLED | LucidLED | HBFEN200W 5700K | Indoor Luminaires | High-Bay | High-Bay Luminaires for Commercial and Industrial Buildings | Standard | FALSE | [9 empty] | 41911 |  |  | NotYetVerified |  | 3 | 15000 | 80 | 200 | 14.5 | 0.9 | 5700 | 70
PWZCXD72 | LucidLED | LucidLED | HBFEN160W 5700K | Indoor Luminaires | High-Bay | High-Bay Luminaires for Commercial and Industrial Buildings | Standard | FALSE | [9 empty] | 41911 |  |  | NotYetVerified |  | 3 | 12500 | 80 | 160 | 14 | 0.9 | 5700 | 70
PRHM9T2W | LucidLED | LucidLED | HBFEN080W 5700K | Indoor Luminaires | High-Bay | Low-Bay Luminaires for Commercial and Industrial Buildings | Standard | FALSE | [9 empty] | 41911 |  |  | NotYetVerified |  | 3 | 6400 | 80 | 80 | 9.58 | 0.9 | 5700 | 70
P9M96XVH | LucidLED | LucidLED | HBFEN120W 5700K | Indoor Luminaires | High-Bay | Low-Bay Luminaires for Commercial and Industrial Buildings | Standard | FALSE | [9 empty] | 41911 |  |  | NotYetVerified |  | 3 | 9600 | 80 | 120 | 8.57 | 0.9 | 5700 | 70
P4Z8JENG | LucidLED | LucidLED | HBFEN100W 5700K | Indoor Luminaires | High-Bay | Low-Bay Luminaires for Commercial and Industrial Buildings | Standard | FALSE | [9 empty] | 41911 |  |  | NotYetVerified |  | 3 | 8000 | 80 | 100 | 7.41 | 0.9 | 5700 | 70
P24RB75J | LucidLED | LucidLED | HBFEN150W 5700K | Indoor Luminaires | High-Bay | High-Bay Luminaires for Commercial and Industrial Buildings | Standard | FALSE | [9 empty] | 41911 |  |  | NotYetVerified |  | 3 | 12000 | 80 | 150 | 6.74 | 0.9 | 5700 | 70
PEPP48TB | LucidLED | LucidLED | HBFEN240W 5000K | Indoor Luminaires | High-Bay | High-Bay Luminaires for Commercial and Industrial Buildings | Standard | FALSE | [9 empty] | 41911 |  |  | NotYetVerified |  | 3 | 18500 | 80 | 240 | 18.4 | 0.9 | 5000 | 70
PTU4ZZ8A | LucidLED | LucidLED | HBFEN200W 5000K | Indoor Luminaires | High-Bay | High-Bay Luminaires for Commercial and Industrial Buildings | Standard | FALSE | [9 empty] | 41911 |  |  | NotYetVerified |  | 3 | 15000 | 80 | 200 | 14.5 | 0.9 | 5000 | 70
PN8NT39S | LucidLED | LucidLED | HBFEN160W 5000K | Indoor Luminaires | High-Bay | High-Bay Luminaires for Commercial and Industrial Buildings | Standard | FALSE | [9 empty] | 41911 |  |  | NotYetVerified |  | 3 | 12500 | 80 | 160 | 14 | 0.9 | 5000 | 70
P22JEWJM | LucidLED | LucidLED | HBFEN080W 5000K | Indoor Luminaires | High-Bay | Low-Bay Luminaires for Commercial and Industrial Buildings | Standard | FALSE | [9 empty] | 41911 |  |  | NotYetVerified |  | 3 | 6400 | 80 | 80 | 9.58 | 0.9 | 5000 | 70
PJFEBEAB | LucidLED | LucidLED | HBFEN120W 5000K | Indoor Luminaires | High-Bay | Low-Bay Luminaires for Commercial and Industrial Buildings | Standard | FALSE | [9 empty] | 41911 |  |  | NotYetVerified |  | 3 | 9600 | 80 | 120 | 8.57 | 0.9 | 5000 | 70
PU8QJCCF | LucidLED | LucidLED | HBFEN100W 5000K | Indoor Luminaires | High-Bay | Low-Bay Luminaires for Commercial and Industrial Buildings | Standard | FALSE | [9 empty] | 41911 |  |  | NotYetVerified |  | 3 | 8000 | 80 | 100 | 7.41 | 0.9 | 5000 | 70
PTP1NPPD | LucidLED | LucidLED | HBFEN150W 5000K | Indoor Luminaires | High-Bay | High-Bay Luminaires for Commercial and Industrial Buildings | Standard | FALSE | [9 empty] | 41911 |  |  | NotYetVerified |  | 3 | 12000 | 80 | 150 | 6.74 | 0.9 | 5000 | 70
P2HGXDCU | Precision Paragon [P2] | precision Paragon [P2] | QHC-UL-36C-700-51K-LBO-DH-WL | Indoor Luminaires | High-Bay | Low-Bay Luminaires for Commercial and Industrial Buildings | Standard | FALSE | [9 empty] | 41911 |  |  | NotYetVerified |  | 3 | 8765.35 | 100 | 87.59 | 12 | 0.94 | 5420 | 77
PBPZMZSU | Precision Paragon [P2] | precision Paragon [P2] | QHC-UL-36C-700-51K-LBO-DB-WL | Indoor Luminaires | High-Bay | Low-Bay Luminaires for Commercial and Industrial Buildings | Standard | FALSE | [9 empty] | 41911 |  |  | NotYetVerified |  | 3 | 8765.35 | 100 | 87.59 | 12 | 0.94 | 5420 | 77
PB23CTR4 | Precision Paragon [P2] | precision Paragon [P2] | QHC-UL-36C-700-51K-OAO-DH-WL | Indoor Luminaires | High-Bay | Low-Bay Luminaires for Commercial and Industrial Buildings | Standard | FALSE | [9 empty] | 41911 |  |  | NotYetVerified |  | 3 | 9079.43 | 104 | 87.19 | 6 | 0.94 | 5406 | 77
PVAYDJ4H | Precision Paragon [P2] | precision Paragon [P2] | QHC-UL-36C-700-51K-OAO-DB-WL | Indoor Luminaires | High-Bay | Low-Bay Luminaires for Commercial and Industrial Buildings | Standard | FALSE | [9 empty] | 41911 |  |  | NotYetVerified |  | 3 | 9079.43 | 104 | 87.19 | 6 | 0.94 | 5406 | 77
PRVNCEX5 | Precision Paragon [P2] | precision Paragon [P2] | QHC-UL-48C-700-51K-LBO-DH-WL | Indoor Luminaires | High-Bay | High-Bay Luminaires for Commercial and Industrial Buildings | Standard | FALSE | [9 empty] | 41911 |  |  | NotYetVerified |  | 3 | 11302.54 | 100 | 112.68 | 17 | 0.93 | 5224 | 73
PXGXS3HZ | Precision Paragon [P2] | precision Paragon [P2] | QHC-UL-48C-700-51K-LBO-DB-WL | Indoor Luminaires | High-Bay | High-Bay Luminaires for Commercial and Industrial Buildings | Standard | FALSE | [9 empty] | 41911 |  |  | NotYetVerified |  | 3 | 11302.54 | 100 | 112.68 | 17 | 0.93 | 5224 | 73
PPAGQYKB | Precision Paragon [P2] | precision Paragon [P2] | QHC-UL-48C-700-51K-OAO-DH-WL | Indoor Luminaires | High-Bay | High-Bay Luminaires for Commercial and Industrial Buildings | Standard | FALSE | [9 empty] | 41911 |  |  | NotYetVerified |  | 3 | 12235.22 | 108 | 113.05 | 17 | 0.93 | 5222 | 73
P6VARXGV | Precision Paragon [P2] | precision Paragon [P2] | QHC-UL-48C-700-51K-OAO-DB-WL | Indoor Luminaires | High-Bay | High-Bay Luminaires for Commercial and Industrial Buildings | Standard | FALSE | [9 empty] | 41911 |  |  | NotYetVerified |  | 3 | 12235.22 | 108 | 113.05 | 17 | 0.93 | 5222 | 73
P27Z3ZCG | Lumia Energy Solutions LLC | LUMIA | LRHBL0075D | Indoor Luminaires | High-Bay | Low-Bay Luminaires for Commercial and Industrial Buildings | Standard | FALSE | [9 empty] | 41911 |  |  | NotYetVerified |  | 3 | 7136.2 | 95.92 | 74.4 | 11.1 | 0.9862 | 5937 | 82
PCKKH2W3 | Lumia Energy Solutions LLC | LUMIA | LRHBL0125D | Indoor Luminaires | High-Bay | High-Bay Luminaires for Commercial and Industrial Buildings | Standard | FALSE | [9 empty] | 41911 |  |  | NotYetVerified |  | 3 | 13577 | 102.03 | 133.1 | 7.467 | 0.9986 | 5888 | 81.7
PQEDC762 | Lumia Energy Solutions LLC | LUMIA | LRHBL0075E | Indoor Luminaires | High-Bay | Low-Bay Luminaires for Commercial and Industrial Buildings | Standard | FALSE | [9 empty] | 41911 |  |  | NotYetVerified |  | 3 | 7000 | 95 | 75 | 10 | 0.98 | 5000 | 82
PVSN8C2E | Lumia Energy Solutions LLC | LUMIA | LRHBL0125E | Indoor Luminaires | High-Bay | High-Bay Luminaires for Commercial and Industrial Buildings | Standard | FALSE | [9 empty] | 41911 |  |  | NotYetVerified |  | 3 | 13500 | 100 | 125 | 10 | 0.99 | 5000 | 81
PQ4FCHG6 | Flex Lighting Solutions | Flextronics | ES2-XDDA-ACX-(G&H) | Indoor Luminaires | High-Bay | Low-Bay Luminaires for Commercial and Industrial Buildings | Standard | FALSE | [9 empty] | 41911 |  |  | NotYetVerified | ES2-(UL or CE)-2MS-50-BAFN-NL-XXX-(347V thru 480V) | 3 | 6467.25 | 106.4 | 60.78 | 10.3 | 0.99 | 5191 | 71.6
PBD79RFH | Flex Lighting Solutions | Flextronics | ES2-XDDA-ACX-A | Indoor Luminaires | High-Bay | Low-Bay Luminaires for Commercial and Industrial Buildings | Standard | FALSE | [9 empty] | 41911 |  |  | NotYetVerified | ES2-(UL or CE)-2MS-50-BAFN-NL-XXX-(120V Only) | 3 | 6467.25 | 106.4 | 60.78 | 10.3 | 0.99 | 5191 | 71.6
P7SMW6VS | Flex Lighting Solutions | Flextronics | ES2-XDDA-AAX-A | Indoor Luminaires | High-Bay | Low-Bay Luminaires for Commercial and Industrial Buildings | Standard | FALSE | [9 empty] | 41911 |  |  | NotYetVerified | ES2-(UL or CE)-2MS-50-BAFN-CA-XXX-(120V Only) | 3 | 6421.95 | 105.65 | 60.78 | 10.3 | 0.99 | 5191 | 71.6
P6V9AWEE | Flex Lighting Solutions | Flextronics | ES2-XDDA-AAX-(G&H) | Indoor Luminaires | High-Bay | Low-Bay Luminaires for Commercial and Industrial Buildings | Standard | FALSE | [9 empty] | 41911 |  |  | NotYetVerified | ES2-(UL or CE)-2MS-50-BAFN-CA-XXX-(347V thru 480V) | 3 | 6421.95 | 105.65 | 60.78 | 10.3 | 0.99 | 5191 | 71.6
PYKWANC9 | Flex Lighting Solutions | Flextronics | ES2-XDDA-CAX-A | Indoor Luminaires | High-Bay | Low-Bay Luminaires for Commercial and Industrial Buildings | Standard | FALSE | [9 empty] | 41911 |  |  | NotYetVerified | ES2-(UL or CE)-2MS-50-AISLE-CA-XXX-(120V Only) | 3 | 5944.82 | 97.8 | 60.78 | 10.3 | 0.99 | 5191 | 71.6
PS6MDKHE | Flex Lighting Solutions | Flextronics | ES2-XDDA-CAX-(G&H) | Indoor Luminaires | High-Bay | Low-Bay Luminaires for Commercial and Industrial Buildings | Standard | FALSE | [9 empty] | 41911 |  |  | NotYetVerified | ES2-(UL or CE)-2MS-50-AISLE-CA-XXX-(347V thru 480V) | 3 | 5944.82 | 97.8 | 60.78 | 10.3 | 0.99 | 5191 | 71.6
PNPHHY4E | Flex Lighting Solutions | Flextronics | ES2-XDDA-ABX-A | Indoor Luminaires | High-Bay | Low-Bay Luminaires for Commercial and Industrial Buildings | Standard | FALSE | [9 empty] | 41911 |  |  | NotYetVerified | ES2-(UL or CE)-2MS-50-BAFN-FP-XXX-(120V Only) | 3 | 5806.62 | 95.53 | 60.78 | 10.3 | 0.99 | 5191 | 71.6
P1G6P8SH | Flex Lighting Solutions | Flextronics | ES2-XDDA-ABX-(G&H) | Indoor Luminaires | High-Bay | Low-Bay Luminaires for Commercial and Industrial Buildings | Standard | FALSE | [9 empty] | 41911 |  |  | NotYetVerified | ES2-(UL or CE)-2MS-50-BAFN-FP-XXX-(347V thru 480V) | 3 | 5806.62 | 95.53 | 60.78 | 10.3 | 0.99 | 5191 | 71.6
PXTRYHV9 | Flex Lighting Solutions | Flextronics | ES2-XDCA-CAX-A | Indoor Luminaires | High-Bay | Low-Bay Luminaires for Commercial and Industrial Buildings | Standard | FALSE | [9 empty] | 41911 |  |  | NotYetVerified | ES2-(UL or CE)-2MS-40-AISLE-CA-XXX-(120V Only) | 3 | 5804.94 | 95.5 | 60.78 | 10.3 | 0.99 | 5191 | 71.6
P79G8A61 | Flex Lighting Solutions | Flextronics | ES2-XDCA-CAX-(G&H) | Indoor Luminaires | High-Bay | Low-Bay Luminaires for Commercial and Industrial Buildings | Standard | FALSE | [9 empty] | 41911 |  |  | NotYetVerified | ES2-(UL or CE)-2MS-40-AISLE-CA-XXX-(347V thru 480V) | 3 | 5804.94 | 95.5 | 60.78 | 10.3 | 0.99 | 5191 | 71.6
PJ2RNM22 | Flex Lighting Solutions | Flextronics | ES2-XDCA-ACX-(G&H) | Indoor Luminaires | High-Bay | Low-Bay Luminaires for Commercial and Industrial Buildings | Standard | FALSE | [9 empty] | 41911 |  |  | NotYetVerified | ES2-(UL or CE)-2MS-40-BAFN-NL-XXX-(347V thru 480V) | 3 | 6315.08 | 103.9 | 60.78 | 10.3 | 0.99 | 3937 | 72.5
P6REVJXJ | Flex Lighting Solutions | Flextronics | ES2-XDCA-ACX-A | Indoor Luminaires | High-Bay | Low-Bay Luminaires for Commercial and Industrial Buildings | Standard | FALSE | [9 empty] | 41911 |  |  | NotYetVerified | ES2-(UL or CE)-2MS-40-BAFN-NL-XXX-(120V Only) | 3 | 6315.08 | 103.9 | 60.78 | 10.3 | 0.99 | 3937 | 72.5
PEQAYJFD | Flex Lighting Solutions | Flextronics | ES2-XDCA-AAX-(G&H) | Indoor Luminaires | High-Bay | Low-Bay Luminaires for Commercial and Industrial Buildings | Standard | FALSE | [9 empty] | 41911 |  |  | NotYetVerified | ES2-(UL or CE)-2MS-40-BAFN-CA-XXX-(347V thru 480V) | 3 | 6270.85 | 103.17 | 60.78 | 10.3 | 0.99 | 3937 | 72.5
PC2XHSAK | Flex Lighting Solutions | Flextronics | ES2-XDCA-AAX-A | Indoor Luminaires | High-Bay | Low-Bay Luminaires for Commercial and Industrial Buildings | Standard | FALSE | [9 empty] | 41911 |  |  | NotYetVerified | ES2-(UL or CE)-2MS-40-BAFN-CA-XXX-(120V Only) | 3 | 6270.85 | 103.17 | 60.78 | 10.3 | 0.99 | 3937 | 72.5
PF5E65D1 | Flex Lighting Solutions | Flextronics | ES2-XDCA-ABX-(G&H) | Indoor Luminaires | High-Bay | Low-Bay Luminaires for Commercial and Industrial Buildings | Standard | FALSE | [9 empty] | 41911 |  |  | NotYetVerified | ES2-(UL or CE)-2MS-40-BAFN-FP-XXX-(347V thru 480V) | 3 | 5670 | 93.28 | 60.78 | 10.3 | 0.99 | 3937 | 72.5
PUHNSUFW | Truex Lighting | TRUEX LIGHTING | HB3LED3L51_(115W) | Indoor Luminaires | High-Bay | High-Bay Luminaires for Commercial and Industrial Buildings | Standard | TRUE | 11145 | 96.6 | 115.41 | 17.6 | 0.915 | 5091 | 86.2 | 7 | 50000 | 41909 |  |  | NotYetVerified |  | 3 | 11421 | 92 | 124 |  | 0.99 | 5000 | 80
PU95J8JQ | Truex Lighting | TRUEX LIGHTING | HB3LED3L51_(115W) | Indoor Luminaires | High-Bay | High-Bay Aisle Luminaires | Standard | TRUE | 11145 | 96.6 | 115.41 | 17.6 | 0.915 | 5091 | 86.2 | 5 | 50000 | 41909 |  |  | NotYetVerified |  | 3 | 10942 | 95 | 115.3 |  | 0.96 | 5000 | 80
PV6T7M6A | Lighting Solutions LLC... | Lighting Solutions LLC | AHB3L51_(115W) | Indoor Luminaires | High-Bay | High-Bay Luminaires for Commercial and Industrial Buildings | Standard | TRUE | 11145 | 96.6 | 115.41 | 17.6 | 0.915 | 5091 | 86.2 | 7 | 50000 | 41909 |  |  | NotYetVerified |  | 3 | 11421 | 92 | 124 |  | 0.99 | 5000 | 80
P9QBJNZN | Lighting Solutions LLC... | Lighting Solutions LLC | AHB3L51_(115W) | Indoor Luminaires | High-Bay | High-Bay Aisle Luminaires | Standard | TRUE | 11145 | 96.6 | 115.41 | 17.6 | 0.915 | 5091 | 86.2 | 5 | 50000 | 41909 |  |  | NotYetVerified |  | 3 | 10942 | 95 | 115.3 |  | 0.96 | 5000 | 80
PKDN69BJ | Truex Lighting | TRUEX LIGHTING | HB3LED3H51_(166W) | Indoor Luminaires | High-Bay | High-Bay Luminaires for Commercial and Industrial Buildings | Standard | FALSE | [9 empty] | 41909 |  |  | NotYetVerified |  | 3 | 17510 | 105 | 166.8 | 12 | 0.96 | 5000 | 80
P6BGAGU4 | Truex Lighting | TRUEX LIGHTING | HB3LED3H51_(166W) | Indoor Luminaires | High-Bay | High-Bay Aisle Luminaires | Standard | FALSE | [9 empty] | 41909 |  |  | NotYetVerified |  | 3 | 17510 | 105 | 166.8 | 12 | 0.96 | 5000 | 80
PWPS8ARA | Truex Lighting | TRUEX LIGHTING | HB3LED2H51_(111W) | Indoor Luminaires | High-Bay | High-Bay Aisle Luminaires | Standard | FALSE | [9 empty] | 41909 |  |  | NotYetVerified |  | 3 | 11673 | 105 | 111.2 | 12 | 0.96 | 5000 | 80
PPKZ6QNU | Truex Lighting | TRUEX LIGHTING | HB3LED2H51_(111W) | Indoor Luminaires | High-Bay | High-Bay Luminaires for Commercial and Industrial Buildings | Standard | FALSE | [9 empty] | 41909 |  |  | NotYetVerified |  | 3 | 11673 | 105 | 111.2 | 12 | 0.96 | 5000 | 80
PUP8XZ13 | Truex Lighting | TRUEX LIGHTING | HB3LED3H51_(170W) | Indoor Luminaires | High-Bay | High-Bay Luminaires for Commercial and Industrial Buildings | Standard | FALSE | [9 empty] | 41909 |  |  | NotYetVerified |  | 3 | 17510 | 103 | 170.1 | 7 | 0.99 | 5000 | 80
P4Q55R3Z | Truex Lighting | TRUEX LIGHTING | HB3LED3H51_(170W) | Indoor Luminaires | High-Bay | High-Bay Aisle Luminaires | Standard | FALSE | [9 empty] | 41909 |  |  | NotYetVerified |  | 3 | 17510 | 103 | 170.1 | 7 | 0.99 | 5000 | 80
PQV2NMBW | Truex Lighting | TRUEX LIGHTING | HB3LED2H51_(113W) | Indoor Luminaires | High-Bay | High-Bay Aisle Luminaires | Standard | FALSE | [9 empty] | 41909 |  |  | NotYetVerified |  | 3 | 11673 | 103 | 113.4 | 7 | 0.99 | 5000 | 80
PAAPC9J3 | Truex Lighting | TRUEX LIGHTING | HB3LED2H51_(113W) | Indoor Luminaires | High-Bay | High-Bay Luminaires for Commercial and Industrial Buildings | Standard | FALSE | [9 empty] | 41909 |  |  | NotYetVerified |  | 3 | 11673 | 103 | 113.4 | 7 | 0.99 | 5000 | 80
PZFVHW9G | Lighting Solutions LLC... | Lighting Solutions LLC | AHB3H51_(166W) | Indoor Luminaires | High-Bay | High-Bay Aisle Luminaires | Standard | FALSE | [9 empty] | 41909 |  |  | NotYetVerified |  | 3 | 17510 | 105 | 166.8 | 12 | 0.96 | 5000 | 80
PY7JFPPF | Lighting Solutions LLC... | Lighting Solutions LLC | AHB3H51_(166W) | Indoor Luminaires | High-Bay | High-Bay Luminaires for Commercial and Industrial Buildings | Standard | FALSE | [9 empty] | 41909 |  |  | NotYetVerified |  | 3 | 17510 | 105 | 166.8 | 12 | 0.96 | 5000 | 80
PJKSFXV1 | Lighting Solutions LLC... | Lighting Solutions LLC | AHB2H51_(111W) | Indoor Luminaires | High-Bay | High-Bay Aisle Luminaires | Standard | FALSE | [9 empty] | 41909 |  |  | NotYetVerified |  | 3 | 11673 | 105 | 111.2 | 12 | 0.96 | 5000 | 80
PGKBWME1 | Lighting Solutions LLC... | Lighting Solutions LLC | AHB2H51_(111W) | Indoor Luminaires | High-Bay | High-Bay Luminaires for Commercial and Industrial Buildings | Standard | FALSE | [9 empty] | 41909 |  |  | NotYetVerified |  | 3 | 11673 | 105 | 111.2 | 12 | 0.96 | 5000 | 80
PZUJ7KZU | Lighting Solutions LLC... | Lighting Solutions LLC | AHB3H51_(170W) | Indoor Luminaires | High-Bay | High-Bay Aisle Luminaires | Standard | FALSE | [9 empty] | 41909 |  |  | NotYetVerified |  | 3 | 17510 | 103 | 170.1 | 7 | 0.99 | 5000 | 80
P4F8XPWM | Lighting Solutions LLC... | Lighting Solutions LLC | AHB3H51_(170W) | Indoor Luminaires | High-Bay | High-Bay Luminaires for Commercial and Industrial Buildings | Standard | FALSE | [9 empty] | 41909 |  |  | NotYetVerified |  | 3 | 17510 | 103 | 170.1 | 7 | 0.99 | 5000 | 80
PP9241NM | Lighting Solutions LLC... | Lighting Solutions LLC | AHB2H51_(113W) | Indoor Luminaires | High-Bay | High-Bay Aisle Luminaires | Standard | FALSE | [9 empty] | 41909 |  |  | NotYetVerified |  | 3 | 11673 | 103 | 113.4 | 7 | 0.99 | 5000 | 80
PGWR2XAE | Lighting Solutions LLC... | Lighting Solutions LLC | AHB2H51_(113W) | Indoor Luminaires | High-Bay | High-Bay Luminaires for Commercial and Industrial Buildings | Standard | FALSE | [9 empty] | 41909 |  |  | NotYetVerified |  | 3 | 11673 | 103 | 113.4 | 7 | 0.99 | 5000 | 80
PG6P8K8T | Titan LED Inc. | Titan LED Inc. | 3600-144-7 [277V ONLY] | Indoor Luminaires | High-Bay | High-Bay Luminaires for Commercial and Industrial Buildings | Standard | TRUE | 24094 | 81.1 | 297.1 | 9.97 | 0.966 | 5230 | 69 | 5 | 90000 | 41908 |  |  | NotYetVerified |  | 3 | 24094 | 80 | 300 |  | 0.97 | 5500 | 75
PMQV32G8 | BJ Take Inc. | BJ Take Inc | BLHV-4'-16L-P1R830-UNV-L49 | Indoor Luminaires | High-Bay | High-Bay Luminaires for Commercial and Industrial Buildings | Standard | TRUE | 15990 | 107.5 | 148.72 | 14.701 | 0.9751 | 3120 | 82.51 | 5 |  | 41907 |  |  | NotYetVerified |  | 3 | 16000 | 107 | 149 | 20 | 0.9 | 3000 | 82
PFG6E9NR | BJ Take Inc. | BJ Take Inc | BLV-4'-7.5L-P1R830-UNV-L16 | Indoor Luminaires | High-Bay | Low-Bay Luminaires for Commercial and Industrial Buildings | Standard | TRUE | 7529 | 101.3 | 74.34 | 14.581 | 0.975 | 3124 | 82.62 | 5 |  | 41907 |  |  | NotYetVerified |  | 3 | 7500 | 101 | 73 | 20 | 0.9 | 3000 | 83
PJ21HWADQ | Vision Engineering | VHB2 | VHB2-160W-277V-55K-90D-XX-SL-XX | Indoor Luminaires | High-Bay | High-Bay Luminaires for Commercial and Industrial Buildings | Standard | TRUE | 15390.8 | 102.03 | 150.85 | 9 | 0.97 | 5748 | 73.2 | 5 |  | 41907 |  |  | NotYetVerified |  | 3 | 15300 | 102 | 150 | 9 | 1 | 5500 | 70
PA34NGJ3 | BJ Take Inc. | BJ Take Inc | BLHV-4'-18L-ULT830-UNV-L49 | Indoor Luminaires | High-Bay | High-Bay Luminaires for Commercial and Industrial Buildings | Standard | TRUE | 18227 | 101.5 | 179.43 | 12.086 | 0.967 | 3066 | 83.3 | 5 |  | 41907 |  |  | NotYetVerified |  | 3 | 18200 | 101 | 180 | 20 | 0.9 | 3000 | 82
PDHH87TN | BJ Take Inc. | BJ Take Inc | BLV-4'-5.5L-B22835-UNV-L16 | Indoor Luminaires | High-Bay | Low-Bay Luminaires for Commercial and Industrial Buildings | Standard | TRUE | 5402 | 103.1 | 52.394 | 15.256 | 0.9669 | 3468 | 82.95 | 5 |  | 41907 |  |  | NotYetVerified |  | 3 | 5400 | 103 | 53 | 20 | 0.9 | 3500 | 82
PW83748K | BJ Take Inc. | BJ Take Inc | BLV-4'-7L-ULT830-UNV-L16 | Indoor Luminaires | High-Bay | Low-Bay Luminaires for Commercial and Industrial Buildings | Standard | TRUE | 6619 | 86.3 | 76.67 | 9.502 | 0.9667 | 3088 | 83.72 | 5 |  | 41907 |  |  | NotYetVerified |  | 3 | 6619 | 86.3 | 76.67 | 6.5148 | 0.9969 | 3000 | 83.72
PYG37G229 | Vision Engineering | VHB2 | VHB2-120W-277V-40K-90D-XX-SL-XX | Indoor Luminaires | High-Bay | High-Bay Luminaires for Commercial and Industrial Buildings | Standard | TRUE | 10429 | 90.1 | 115.7 | 11.8 | 0.94 | 4020 | 74 | 5 |  | 41907 |  |  | NotYetVerified |  | 3 | 10400 | 90.43 | 115 | 11.8 | 0.94 | 4000 | 70
P4Q2HJCJ | BJ Take Inc. | BJ Take Inc | BLV-4'-8.5L-ULT840-UNV-L46 | Indoor Luminaires | High-Bay | Low-Bay Luminaires for Commercial and Industrial Buildings | Standard | TRUE | 8710 | 103.82 | 83.892 | 19.26 | 0.9167 | 4091 | 82.51 | 5 | 35000 | 41907 |  |  | NotYetVerified |  | 3 | 8700 | 103 | 84 |  | 0.9 | 4000 | 82
P24PVA88 | Vision Engineering | VHB2 | VHB2-120W-277V-55K-90D-XX-SL-XX | Indoor Luminaires | High-Bay | High-Bay Luminaires for Commercial and Industrial Buildings | Standard | FALSE | [9 empty] | 41907 |  |  | NotYetVerified |  | 3 | 11000 | 92.5 | 113 | 9 | 1 | 5500 | 70
PQAK1CQM | Vision Engineering | VHB2 | VHB2-210W-277V-55K-90D-XX-SL-XX | Indoor Luminaires | High-Bay | High-Bay Luminaires for Commercial and Industrial Buildings | Standard | FALSE | [9 empty] | 41907 |  |  | NotYetVerified |  | 3 | 19100 | 95.5 | 200 | 8.1 | 0.94 | 5500 | 70
PF7ZQKHU | Vision Engineering | VHB2 | VHB2-210W-277V-40K-90D-XX-SL-XX | Indoor Luminaires | High-Bay | High-Bay Luminaires for Commercial and Industrial Buildings | Standard | FALSE | [9 empty] | 41907 |  |  | NotYetVerified |  | 3 | 19000 | 97.5 | 210 | 8.1 | 0.94 | 4000 | 70
PNYECSEU | Vision Engineering | VHB2 | VHB2-160W-277V-40K-90D-XX-SL-XX | Indoor Luminaires | High-Bay | High-Bay Luminaires for Commercial and Industrial Buildings | Standard | FALSE | [9 empty] | 41907 |  |  | NotYetVerified |  | 3 | 14600 | 97.3 | 150 | 8 | 1 | 4000 | 70
PRKGENEK | Vision Engineering | VHB2 | VHB2-210W-277V-55K-60D-XX-SL-XX | Indoor Luminaires | High-Bay | High-Bay Luminaires for Commercial and Industrial Buildings | Standard | FALSE | [9 empty] | 41907 |  |  | NotYetVerified |  | 3 | 19836 | 97.3 | 204 | 4.6 | 1
P3C47TXQ | Vision Engineering | VHB2 | VHB2-210W-277V-40K-60D-XX-SL-XX | Indoor Luminaires | High-Bay | High-Bay Luminaires for Commercial and Industrial Buildings | Standard | FALSE | [9 empty] | 41907 |  |  | NotYetVerified |  | 3 | 18757 | 92.1 | 204 | 4.5 | 1
P7G45N3P | Vision Engineering | VHB2 | VHB2-120W-277V-40K-60D-XX-SL-XX | Indoor Luminaires | High-Bay | High-Bay Luminaires for Commercial and Industrial Buildings | Standard | FALSE | [9 empty] | 41907 |  |  | NotYetVerified |  | 3 | 10500 | 93.1 | 113 | 4.2 | 1
PZT49C2G | Vision Engineering | VHB2 | VHB2-160W-277V-40K-60D-XX-SL-XX | Indoor Luminaires | High-Bay | High-Bay Luminaires for Commercial and Industrial Buildings | Standard | FALSE | [9 empty] | 41907 |  |  | NotYetVerified |  | 3 | 12370 | 83 | 149 | 4 | 1
PHVRJ7FM | Vision Engineering | VHB2 | VHB2-160W-277V-55K-60D-XX-SL-XX | Indoor Luminaires | High-Bay | High-Bay Luminaires for Commercial and Industrial Buildings | Standard | FALSE | [9 empty] | 41907 |  |  | NotYetVerified |  | 3 | 14331 | 97.5 | 147 | 3.8 | 1
P6XY22PX | Vision Engineering | VHB2 | VHB2-120W-277V-55K-60D-XX-SL-XX | Indoor Luminaires | High-Bay | High-Bay Luminaires for Commercial and Industrial Buildings | Standard | FALSE | [9 empty] | 41907 |  |  | NotYetVerified |  | 3 | 11020 | 96.9 | 114 | 3.7 | 1
PMMEARS6 | BJ Take Inc. | BJ Take Inc | BLV-4'-7L-ULT850-UNV-L16 | Indoor Luminaires | High-Bay | Low-Bay Luminaires for Commercial and Industrial Buildings | Standard | FALSE | [9 empty] | 41907 | Not Yet Verified | Not Yet Verified | NotYetVerified |  | 3 | 7163 | 92.5 | 77.468 | 6.5148 |  | 5000 | 83.72
PKCX6BQ7 | BJ Take Inc. | BJ Take Inc | BLV-4'-7.5L-P1R850-UNV-L16 | Indoor Luminaires | High-Bay | Low-Bay Luminaires for Commercial and Industrial Buildings | Standard | FALSE | [9 empty] | 41907 | Not Yet Verified | Not Yet Verified | NotYetVerified |  | 3 | 7800 | 106 | 73 | 20 |  | 5000 | 83
P9XWSBJR | BJ Take Inc. | BJ Take Inc | BLHV-4'-21L-ULT850-UNV-L49 | Indoor Luminaires | High-Bay | High-Bay Luminaires for Commercial and Industrial Buildings | Standard | FALSE | [9 empty] | 41907 | Not Yet Verified | Not Yet Verified | NotYetVerified |  | 3 | 21000 | 116 | 180 | 20 |  | 5000 | 82
PQ4X95NA | BJ Take Inc. | BJ Take Inc | BLHV-4'-16L-P1R850-UNV-L49 | Indoor Luminaires | High-Bay | High-Bay Luminaires for Commercial and Industrial Buildings | Standard | FALSE | [9 empty] | 41907 | Not Yet Verified | Not Yet Verified | NotYetVerified |  | 3 | 16750 | 113 | 149 | 20 |  | 5000 | 82
PYPM1FBA | BJ Take Inc. | BJ Take Inc | BLV-4'-5.5L-B22850-UNV-L16 | Indoor Luminaires | High-Bay | Low-Bay Luminaires for Commercial and Industrial Buildings | Standard | FALSE | [9 empty] | 41907 | Not Yet Verified | Not Yet Verified | NotYetVerified |  | 3 | 5700 | 109 | 53 | 20 |  | 5000 | 82
PKJGE3E4 | BJ Take Inc. | BJ Take Inc | BLV-4'-7L-ULT840-UNV-L16 | Indoor Luminaires | High-Bay | Low-Bay Luminaires for Commercial and Industrial Buildings | Standard | FALSE | [9 empty] | 41907 | Not Yet Verified | Not Yet Verified | NotYetVerified |  | 3 | 7000 | 90 | 77 | 6.5148 |  | 4000 | 83.72
PVTK546U | BJ Take Inc. | BJ Take Inc | BLV-4'-7.5L-P1R840-UNV-L16 | Indoor Luminaires | High-Bay | Low-Bay Luminaires for Commercial and Industrial Buildings | Standard | FALSE | [9 empty] | 41907 | Not Yet Verified | Not Yet Verified | NotYetVerified |  | 3 | 7700 | 105 | 73 | 20 |  | 4000 | 83
PMZHMNKC | BJ Take Inc. | BJ Take Inc | BLHV-4'-20L-ULT840-UNV-L49 | Indoor Luminaires | High-Bay | High-Bay Luminaires for Commercial and Industrial Buildings | Standard | FALSE | [9 empty] | 41907 | Not Yet Verified | Not Yet Verified | NotYetVerified |  | 3 | 20000 | 111 | 180 | 20 |  | 4000 | 82
PRMT4EGA | BJ Take Inc. | BJ Take Inc | BLHV-4'-16L-P1R840-UNV-L49 | Indoor Luminaires | High-Bay | High-Bay Luminaires for Commercial and Industrial Buildings | Standard | FALSE | [9 empty] | 41907 | Not Yet Verified | Not Yet Verified | NotYetVerified |  | 3 | 16500 | 111 | 149 | 20 |  | 4000 | 82
PCR1FRVZ | BJ Take Inc. | BJ Take Inc | BLV-4'-5.5L-B22840-UNV-L16 | Indoor Luminaires | High-Bay | Low-Bay Luminaires for Commercial and Industrial Buildings | Standard | FALSE | [9 empty] | 41907 | Not Yet Verified | Not Yet Verified | NotYetVerified |  | 3 | 5500 | 106 | 53 | 20 |  | 4000 | 82
P646TD1S | BJ Take Inc. | BJ Take Inc | BLV-4'-7L-ULT835-UNV-L16 | Indoor Luminaires | High-Bay | Low-Bay Luminaires for Commercial and Industrial Buildings | Standard | FALSE | [9 empty] | 41907 | Not Yet Verified | Not Yet Verified | NotYetVerified |  | 3 | 6800 | 88 | 77 | 6.5148 |  | 3500 | 83.72
P8BJX9P5 | BJ Take Inc. | BJ Take Inc | BLV-4'-7.5L-P1R835-UNV-L16 | Indoor Luminaires | High-Bay | Low-Bay Luminaires for Commercial and Industrial Buildings | Standard | FALSE | [9 empty] | 41907 | Not Yet Verified | Not Yet Verified | NotYetVerified |  | 3 | 7600 | 103 | 73 | 20 |  | 3500 | 83
P2PXBPGN | BJ Take Inc. | BJ Take Inc | BLHV-4'-19L-ULT835-UNV-L49 | Indoor Luminaires | High-Bay | High-Bay Luminaires for Commercial and Industrial Buildings | Standard | FALSE | [9 empty] | 41907 | Not Yet Verified | Not Yet Verified | NotYetVerified |  | 3 | 19100 | 106 | 180 | 20 |  | 3500 | 82
PRDZBTRF | BJ Take Inc. | BJ Take Inc | BLHV-4'-16L-P1R835-UNV-L49 | Indoor Luminaires | High-Bay | High-Bay Luminaires for Commercial and Industrial Buildings | Standard | FALSE | [9 empty] | 41907 | Not Yet Verified | Not Yet Verified | NotYetVerified |  | 3 | 16250 | 109 | 149 | 20 |  | 3500 | 82
P345UCTYM | Stanpro Lighting Systems Inc. | Stanpro | FN-LS1-[W or H]/40K | Indoor Luminaires | High-Bay | High-Bay Luminaires for Commercial and Industrial Buildings | Standard | TRUE | 11952 | 100.6 | 118.77 | 12.19 | 0.9768 | 4062 | 83.7 | 5 | 35000 | 41906 |  |  | NotYetVerified |  | 3 | 11952 | 100.6 | 118.77 | 10 | 0.9911 | 4062 | 83.81
PE5BG5W5Y | Stanpro Lighting Systems Inc. | Stanpro | FN-LS2-[W or H]/40K | Indoor Luminaires | High-Bay | High-Bay Luminaires for Commercial and Industrial Buildings | Standard | TRUE | 15520 | 99.2 | 156.52 | 14.66 | 0.975 | 4086 | 84.3 | 5 | 35000 | 41906 |  |  | NotYetVerified |  | 3 | 15220 | 99.2 | 156.52 | 12 | 0.991 | 4086 | 84.25
PMS7NDC6J | Stanpro Lighting Systems Inc. | Stanpro | VT4-LS3-[W or H]/40K | Indoor Luminaires | High-Bay | Low-Bay Luminaires for Commercial and Industrial Buildings | Standard | TRUE | 6387 | 81.9 | 77.95 | 14.6 | 0.975 | 4134 | 85.5 | 5 | 50000 | 41906 |  |  | NotYetVerified |  | 3 | 6387 | 81.9 | 77.95 | 15 | 0.975 | 4134 | 85.5
P7CNE8TS | Shanghai CKRA Lighting Technology Co. Ltd | CKRA | CKL-HB36A 3000K | Indoor Luminaires | High-Bay | High-Bay Luminaires for Commercial and Industrial Buildings | Standard | TRUE | 26344.2 | 96.5 | 282.4 | 9.72 | 0.9491 | 3094 | 73.5 | 5 | 50000 | 41906 |  |  | NotYetVerified |  | 3 | 26344 |  | 272.9 | 20 | 0.95 | 3000 | 73.5
PV4JT5WR | Shanghai Yuanming Lighting Technology Co. Ltd | YML | YML-1HB01-200(3000K) | Indoor Luminaires | High-Bay | High-Bay Luminaires for Commercial and Industrial Buildings | Standard | TRUE | 17951.68 | 85.93 | 208.9 | 9.79 | 0.949 | 3055 | 80.9 | 5 | 50000 | 41906 |  |  | NotYetVerified |  | 3 | 17000 |  | 200 | 12 | 0.93 | 3000 | 70
PAM8W452 | Shanghai Yuanming Lighting Technology Co. Ltd | YML | YML-1HB01-120 (3000K) | Indoor Luminaires | High-Bay | High-Bay Luminaires for Commercial and Industrial Buildings | Standard | TRUE | 11741.22 | 94.11 | 124.94 | 9.34 | 0.948 | 3012 | 80.9 | 5 | 50000 | 41906 |  |  | NotYetVerified |  | 3 | 11100 |  | 120 | 12 | 0.93 | 3000 | 70
PWDZUWR3 | Shanghai Yuanming Lighting Technology Co. Ltd | YML | YML-1HB01-100(3000K) | Indoor Luminaires | High-Bay | High-Bay Luminaires for Commercial and Industrial Buildings | Standard | TRUE | 9828.09 | 91.12 | 107.86 | 11.62 | 0.945 | 3008 | 80.3 | 5 | 50000 | 41906 |  |  | NotYetVerified |  | 3 | 9330 |  | 100 | 12 | 0.93 | 3000 | 70
PT72S5QE9 | Stanpro Lighting Systems Inc. | Stanpro | VT4-LS2-[W or H]/40K | Indoor Luminaires | High-Bay | Low-Bay Luminaires for Commercial and Industrial Buildings | Standard | TRUE | 4932 | 87.9 | 56.2 | 19.76 | 0.941 | 4078 | 85.8 | 5 | 50000 | 41906 |  |  | NotYetVerified |  | 3 | 4932 | 87.9 | 56.2 | 20 | 0.941 | 4078 | 85.8
P7Z7BN83 | Shanghai Yuanming Lighting Technology Co. Ltd | YML | YML-1HB01-150(3000K) | Indoor Luminaires | High-Bay | High-Bay Luminaires for Commercial and Industrial Buildings | Standard | TRUE | 14370.09 | 92.57 | 155.23 | 11.13 | 0.941 | 3024 | 81.3 | 5 | 50000 | 41906 |  |  | NotYetVerified |  | 3 | 15000 |  | 150 | 12 | 0.93 | 3000 | 70
PJW6DQV8 | Shanghai CKRA Lighting Technology Co. Ltd | CKRA | CKL-HB34A 3000K | Indoor Luminaires | High-Bay | High-Bay Luminaires for Commercial and Industrial Buildings | Standard | TRUE | 18497.1 | 95.3 | 194.1 | 10.03 | 0.935 | 3118 | 73.4 | 5 | 50000 | 41906 |  |  | NotYetVerified |  | 3 | 18497 |  | 194.1 | 20 | 0.95 | 3000 | 73.4
PYJRX81Z | Shanghai CKRA Lighting Technology Co. Ltd | CKRA | CKL-HB33A 3000K | Indoor Luminaires | High-Bay | High-Bay Luminaires for Commercial and Industrial Buildings | Standard | TRUE | 14792.7 | 96.5 | 155.4 | 14.05 | 0.915 | 3094 | 73.5 | 5 | 50000 | 41906 |  |  | NotYetVerified |  | 3 | 14793 | 96.5 | 153.3 | 20 | 0.95 | 3000 | 73.5
PJGA7M77 | Shanghai CKRA Lighting Technology Co. Ltd | CKRA | CKL-HB32A 3000K | Indoor Luminaires | High-Bay | High-Bay Luminaires for Commercial and Industrial Buildings | Standard | TRUE | 11037.5 | 94.9 | 116.3 | 15.98 | 0.9067 | 3088 | 73.4 | 5 | 50000 | 41906 |  |  | NotYetVerified |  | 3 | 11037 | 94.9 | 116.3 | 20 | 0.95 | 3000 | 73.4
PP8G43XZ | Shanghai Yuanming Lighting Technology Co. Ltd | YML | YML-1HB01-200(5700K) | Indoor Luminaires | High-Bay | High-Bay Luminaires for Commercial and Industrial Buildings | Standard | FALSE | [9 empty] | 41906 |  |  | NotYetVerified |  | 3 | 17000 | 100 | 200 | 12 | 0.93 | 5700 | 70
P16Y9CBQ | Shanghai Yuanming Lighting Technology Co. Ltd | YML | YML-1HB01-150(5700K) | Indoor Luminaires | High-Bay | High-Bay Luminaires for Commercial and Industrial Buildings | Standard | FALSE | [9 empty] | 41906 |  |  | NotYetVerified |  | 3 | 15000 | 110 | 150 | 12 | 0.93 | 5700 | 70
PM1THUHV | Shanghai Yuanming Lighting Technology Co. Ltd | YML | YML-1HB01-120(5700K) | Indoor Luminaires | High-Bay | High-Bay Luminaires for Commercial and Industrial Buildings | Standard | FALSE | [9 empty] | 41906 |  |  | NotYetVerified |  | 3 | 11100 | 110 | 120 | 12 | 0.93 | 5700 | 70
PH418GSJ | Shanghai Yuanming Lighting Technology Co. Ltd | YML | YML-1HB01-100(5700K) | Indoor Luminaires | High-Bay | High-Bay Luminaires for Commercial and Industrial Buildings | Standard | FALSE | [9 empty] | 41906 |  |  | NotYetVerified |  | 3 | 9300 | 110 | 100 | 12 | 0.93 | 5700 | 70
PJJTZ4JV | Shanghai Yuanming Lighting Technology Co. Ltd | YML | YML-1HB01-200(5000K) | Indoor Luminaires | High-Bay | High-Bay Luminaires for Commercial and Industrial Buildings | Standard | FALSE | [9 empty] | 41906 |  |  | NotYetVerified |  | 3 | 17000 | 100 | 200 | 12 | 0.93 | 5000 | 70
PK7MUW4D | Shanghai Yuanming Lighting Technology Co. Ltd | YML | YML-1HB01-150(5000K) | Indoor Luminaires | High-Bay | High-Bay Luminaires for Commercial and Industrial Buildings | Standard | FALSE | [9 empty] | 41906 |  |  | NotYetVerified |  | 3 | 15000 | 110 | 150 | 12 | 0.93 | 5000 | 70
PJ5HQGZW | Shanghai Yuanming Lighting Technology Co. Ltd | YML | YML-1HB01-120(5000K) | Indoor Luminaires | High-Bay | High-Bay Luminaires for Commercial and Industrial Buildings | Standard | FALSE | [9 empty] | 41906 |  |  | NotYetVerified |  | 3 | 11100 | 110 | 120 | 12 | 0.93 | 5000 | 70
PT7FU918 | Shanghai Yuanming Lighting Technology Co. Ltd | YML | YML-1HB01-100(5000K) | Indoor Luminaires | High-Bay | High-Bay Luminaires for Commercial and Industrial Buildings | Standard | FALSE | [9 empty] | 41906 |  |  | NotYetVerified |  | 3 | 9300 | 110 | 100 | 12 | 0.93 | 5000 | 70
PNCWCA6E | Shanghai Yuanming Lighting Technology Co. Ltd | YML | YML-1HB01-200(4500K) | Indoor Luminaires | High-Bay | High-Bay Luminaires for Commercial and Industrial Buildings | Standard | FALSE | [9 empty] | 41906 |  |  | NotYetVerified |  | 3 | 17000 | 100 | 200 | 12 | 0.93 | 4500 | 70
PEHH1YPD | Shanghai Yuanming Lighting Technology Co. Ltd | YML | YML-1HB01-150(4500K) | Indoor Luminaires | High-Bay | High-Bay Luminaires for Commercial and Industrial Buildings | Standard | FALSE | [9 empty] | 41906 |  |  | NotYetVerified |  | 3 | 15000 | 110 | 150 | 12 | 0.93 | 4500 | 70
PAR3ZMB5 | Shanghai Yuanming Lighting Technology Co. Ltd | YML | YML-1HB01-120(4500K) | Indoor Luminaires | High-Bay | High-Bay Luminaires for Commercial and Industrial Buildings | Standard | FALSE | [9 empty] | 41906 |  |  | NotYetVerified |  | 3 | 11100 | 110 | 120 | 12 | 0.93 | 4500 | 70
PWYYDCP9 | Shanghai Yuanming Lighting Technology Co. Ltd | YML | YML-1HB01-100(4500K) | Indoor Luminaires | High-Bay | High-Bay Luminaires for Commercial and Industrial Buildings | Standard | FALSE | [9 empty] | 41906 |  |  | NotYetVerified |  | 3 | 9300 | 110 | 100 | 12 | 0.93 | 4500 | 70
PSZKYVZT | Shanghai Yuanming Lighting Technology Co. Ltd | YML | YML-1HB01-200(4000K) | Indoor Luminaires | High-Bay | High-Bay Luminaires for Commercial and Industrial Buildings | Standard | FALSE | [9 empty] | 41906 |  |  | NotYetVerified |  | 3 | 17000 | 100 | 200 | 12 | 0.93 | 4000 | 70
P5E7S36Y | Shanghai Yuanming Lighting Technology Co. Ltd | YML | YML-1HB01-150(4000K) | Indoor Luminaires | High-Bay | High-Bay Luminaires for Commercial and Industrial Buildings | Standard | FALSE | [9 empty] | 41906 |  |  | NotYetVerified |  | 3 | 15000 | 110 | 150 | 12 | 0.93 | 4000 | 70
PQARUC4P | Shanghai Yuanming Lighting Technology Co. Ltd | YML | YML-1HB01-120(4000K) | Indoor Luminaires | High-Bay | High-Bay Luminaires for Commercial and Industrial Buildings | Standard | FALSE | [9 empty] | 41906 |  |  | NotYetVerified |  | 3 | 11100 | 110 | 120 | 12 | 0.93 | 4000 | 70
PCDVFXY9 | Shanghai Yuanming Lighting Technology Co. Ltd | YML | YML-1HB01-100(4000K) | Indoor Luminaires | High-Bay | High-Bay Luminaires for Commercial and Industrial Buildings | Standard | FALSE | [9 empty] | 41906 |  |  | NotYetVerified |  | 3 | 9300 | 110 | 100 | 12 | 0.93 | 4000 | 70
PVV11M62 | Shanghai Yuanming Lighting Technology Co. Ltd | YML | YML-1HB01-200(3500K) | Indoor Luminaires | High-Bay | High-Bay Luminaires for Commercial and Industrial Buildings | Standard | FALSE | [9 empty] | 41906 |  |  | NotYetVerified |  | 3 | 17000 | 95 | 200 | 12 | 0.93 | 3500 | 70
P4KPEY5A | Shanghai Yuanming Lighting Technology Co. Ltd | YML | YML-1HB01-150(3500K) | Indoor Luminaires | High-Bay | High-Bay Luminaires for Commercial and Industrial Buildings | Standard | FALSE | [9 empty] | 41906 |  |  | NotYetVerified |  | 3 | 15000 | 100 | 150 | 12 | 0.93 | 3500 | 70
P8ARX7P9 | Shanghai Yuanming Lighting Technology Co. Ltd | YML | YML-1HB01-120(3500K) | Indoor Luminaires | High-Bay | High-Bay Luminaires for Commercial and Industrial Buildings | Standard | FALSE | [9 empty] | 41906 |  |  | NotYetVerified |  | 3 | 11100 | 100 | 120 | 12 | 0.93 | 3500 | 70
P78XNYCA | Shanghai Yuanming Lighting Technology Co. Ltd | YML | YML-1HB01-100(3500K) | Indoor Luminaires | High-Bay | High-Bay Luminaires for Commercial and Industrial Buildings | Standard | FALSE | [9 empty] | 41906 |  |  | NotYetVerified |  | 3 | 9300 | 100 | 100 | 12 | 0.93 | 3500 | 70
PZMYVE7R | Shanghai CKRA Lighting Technology Co. Ltd | CKRA | CKL-HB33A 5700K | Indoor Luminaires | High-Bay | High-Bay Luminaires for Commercial and Industrial Buildings | Standard | FALSE | [9 empty] | 41906 |  |  | NotYetVerified |  | 3 | 16514 | 107.5 | 153.6 | 20 | 0.95 | 5700 | 77
PFJQQK2E | Shanghai CKRA Lighting Technology Co. Ltd | CKRA | CKL-HB32A 5700K | Indoor Luminaires | High-Bay | High-Bay Luminaires for Commercial and Industrial Buildings | Standard | FALSE | [9 empty] | 41906 |  |  | NotYetVerified |  | 3 | 12149 | 105.1 | 115.6 | 20 | 0.95 | 5700 | 75.9
PTZZSHD2 | Shanghai CKRA Lighting Technology Co. Ltd | CKRA | CKL-HB32A 5000K | Indoor Luminaires | High-Bay | High-Bay Luminaires for Commercial and Industrial Buildings | Standard | FALSE | [9 empty] | 41906 |  |  | NotYetVerified |  | 3 | 12373.6 | 106.7 | 115.9 | 20 | 0.95 | 5000 | 76.8
P33ZXX9P | Shanghai CKRA Lighting Technology Co. Ltd | CKRA | CKL-HB33A 5000K | Indoor Luminaires | High-Bay | High-Bay Luminaires for Commercial and Industrial Buildings | Standard | FALSE | [9 empty] | 41906 |  |  | NotYetVerified |  | 3 | 16985.8 | 108.6 | 156.5 | 20 | 0.95 | 5000 | 75.4
P3BFCT83 | Shanghai CKRA Lighting Technology Co. Ltd | CKRA | CKL-HB33A 4500K | Indoor Luminaires | High-Bay | High-Bay Luminaires for Commercial and Industrial Buildings | Standard | FALSE | [9 empty] | 41906 |  |  | NotYetVerified |  | 3 | 16301.1 | 104.8 | 155.5 | 20 | 0.95 | 4500 | 76.9
PC82MT6X | Shanghai CKRA Lighting Technology Co. Ltd | CKRA | CKL-HB32A 4500K | Indoor Luminaires | High-Bay | High-Bay Luminaires for Commercial and Industrial Buildings | Standard | FALSE | [9 empty] | 41906 |  |  | NotYetVerified |  | 3 | 12044.1 | 103.6 | 116.2 | 20 | 0.95 | 4500 | 75.9
PHHV4AJD | Shanghai CKRA Lighting Technology Co. Ltd | CKRA | CKL-HB33A 4000K | Indoor Luminaires | High-Bay | High-Bay Luminaires for Commercial and Industrial Buildings | Standard | FALSE | [9 empty] | 41906 |  |  | NotYetVerified |  | 3 | 16236.8 | 103.6 | 156.7 | 20 | 0.95 | 4000 | 75.5
P9BGD7PE | Shanghai CKRA Lighting Technology Co. Ltd | CKRA | CKL-HB32A 4000K | Indoor Luminaires | High-Bay | High-Bay Luminaires for Commercial and Industrial Buildings | Standard | FALSE | [9 empty] | 41906 |  |  | NotYetVerified |  | 3 | 11859 | 102.3 | 115.9 | 20 | 0.95 | 4000 | 74.8
PBQDVDZF | Shanghai CKRA Lighting Technology Co. Ltd | CKRA | CKL-HB33A 3500K | Indoor Luminaires | High-Bay | High-Bay Luminaires for Commercial and Industrial Buildings | Standard | FALSE | [9 empty] | 41906 |  |  | NotYetVerified |  | 3 | 15561.6 | 98.9 | 157.2 | 20 | 0.95 | 3500 | 74.1
PXS2XMWZ | Shanghai CKRA Lighting Technology Co. Ltd | CKRA | CKL-HB32A 3500K | Indoor Luminaires | High-Bay | High-Bay Luminaires for Commercial and Industrial Buildings | Standard | FALSE | [9 empty] | 41906 |  |  | NotYetVerified |  | 3 | 11499.6 | 98.7 | 116.4 | 20 | 0.95 | 3500 | 73.4
P5XK1JQXG | SimplyLEDs | CLG-300-C-APF-V450 | CLG-300-C-APF-V450 | Indoor Luminaires | High-Bay | High-Bay Luminaires for Commercial and Industrial Buildings | Standard | TRUE | 24953 | 86.02 | 290.1 | 14.26 | 0.889 | 5195 | 75.1 | 5 | 200000 | 41905 |  |  | NotYetVerified |  | 3 | 24593 | 86 | 290 | 14 | 0.89 | 5000 | 72
PP52X9X3K | SimplyLEDs | CLG-210-C-APF-V450 | CLG-210-C-APF-V450 | Indoor Luminaires | High-Bay | High-Bay Luminaires for Commercial and Industrial Buildings | Standard | TRUE | 17895 | 86.32 | 207.3 | 11.9 | 0.918 | 5292 | 72.8 | 5 | 200000 | 41904 |  |  | NotYetVerified |  | 3 | 17895 | 86 | 207 | 6 | 0.93 | 5000 | 72
P7M97G2P | SHENZHEN WT LIGHTING CO.LTD | WT Lighting | HB-C150-HV [347V Only] | Indoor Luminaires | High-Bay | High-Bay Luminaires for Commercial and Industrial Buildings | Standard | TRUE | 14826.89 | 102.63 | 140.47 | 10.5 | 0.98 | 5222 | 70.7 | 5 | 50000 | 41901 |  |  | NotYetVerified |  | 3 | 14826 | 102.6 | 140 |  |  | 5000 | 70
PU61JZCC | SHENZHEN WT LIGHTING CO.LTD | WT Lighting | HB-C200-HV [347V Only] | Indoor Luminaires | High-Bay | High-Bay Luminaires for Commercial and Industrial Buildings | Standard | TRUE | 19968.68 | 99.85 | 199.99 | 8.9 | 0.98 | 5214 | 71 | 5 | 50000 | 41901 |  |  | NotYetVerified |  | 3 | 19968 | 99.85 | 200 |  |  | 5000 | 71
PAQE6YWUJ | BRIGHT AVENUE INTERNATIONAL LIMITED | BRIGHT AVENUE | DG-HB-200W-90 | Indoor Luminaires | High-Bay | High-Bay Luminaires for Commercial and Industrial Buildings | Standard | TRUE | 21124.1 | 97.1 | 217.6 | 15.87 | 0.963 | 5200 | 75.9 | 5 | 50000 | 41901 |  |  | NotYetVerified |  | 3 | 21124.1 | 97.1 | 217.6 | 5.81 | 0.9963 | 5200 | 75.9
PQVGTPVEQ | BRIGHT AVENUE INTERNATIONAL LIMITED | BRIGHT AVENUE | DG-HB-150W-90 | Indoor Luminaires | High-Bay | High-Bay Luminaires for Commercial and Industrial Buildings | Standard | TRUE | 16756.7 | 102 | 164.2 | 15.66 | 0.963 | 5144 | 74.8 | 5 | 50000 | 41901 |  |  | NotYetVerified |  | 3 | 16756.7 | 102 | 164.2 | 5.75 | 0.9964 | 5144 | 74.8
P2RKEFJZH | BRIGHT AVENUE INTERNATIONAL LIMITED | BRIGHT AVENUE | DG-HB-150W-120 | Indoor Luminaires | High-Bay | High-Bay Luminaires for Commercial and Industrial Buildings | Standard | TRUE | 16819 | 102.5 | 164.1 | 15.6 | 0.963 | 5162 | 74.5 | 5 | 50000 | 41901 |  |  | NotYetVerified |  | 3 | 16819 | 102.5 | 164.1 | 5.73 | 0.9964 | 5162 | 74.5
PNTS9ZZD | DASCOM Americas | Sonaray | HB-3250(3000K) | Indoor Luminaires | High-Bay | High-Bay Luminaires for Commercial and Industrial Buildings | Standard | TRUE | 21240.6 | 88.93 | 238.85 | 13.9 | 0.948 | 2941 | 81 | 5 | 50000 | 41901 |  |  | NotYetVerified |  | 3 | 21000 |  | 250 |  | 0.92 | 3000 | 80
PWBUQW5N | SHENZHEN WT LIGHTING CO.LTD | WT Lighting | HB-C200 | Indoor Luminaires | High-Bay | High-Bay Luminaires for Commercial and Industrial Buildings | Standard | TRUE | 20894.36 | 104.67 | 199.63 | 16.3 | 0.93 | 5202 | 71.1 | 5 | 50000 | 41901 |  |  | NotYetVerified |  | 3 | 20894 | 104.67 | 200 |  |  | 5000 | 71
PCSAX9EQ | SHENZHEN WT LIGHTING CO.LTD | WT Lighting | HB-C150 | Indoor Luminaires | High-Bay | High-Bay Luminaires for Commercial and Industrial Buildings | Standard | TRUE | 16458.66 | 109.08 | 150.88 | 13 | 0.93 | 5014 | 70.3 | 5 | 50000 | 41901 |  |  | NotYetVerified |  | 3 | 16458 | 109 | 150 |  |  | 5000 | 70
PYB7JYBW | SHENZHEN WT LIGHTING CO.LTD | WT Lighting | HB-C100 | Indoor Luminaires | High-Bay | High-Bay Luminaires for Commercial and Industrial Buildings | Standard | TRUE | 10453.09 | 107.72 | 97.04 | 16.3 | 0.92 | 5002 | 70.2 | 5 | 50000 | 41901 |  |  | NotYetVerified |  | 3 | 10453 | 107.7 | 97 |  |  | 5000 | 70
P91VVKFA | DASCOM Americas | Sonaray | HB-3180(3000K) | Indoor Luminaires | High-Bay | High-Bay Luminaires for Commercial and Industrial Buildings | Standard | TRUE | 17049.5 | 98.51 | 173.9 | 16.7 | 0.918 | 3053 | 82 | 5 | 50000 | 41901 |  |  | NotYetVerified |  | 3 | 17000 |  | 180 |  | 0.92 | 3000 | 80
PSZD448FJ | BRIGHT AVENUE INTERNATIONAL LIMITED | BRIGHT AVENUE | DG-HB-200W-90-DIM | Indoor Luminaires | High-Bay | High-Bay Luminaires for Commercial and Industrial Buildings | Standard | FALSE | [9 empty] | 41901 |  |  | NotYetVerified |  | 3 | 21124 | 97.1 | 217 | 20 | 0.99 | 5000 | 75
P8VNUEQ5E | BRIGHT AVENUE INTERNATIONAL LIMITED | BRIGHT AVENUE | DG-HB-150W-120-DIM | Indoor Luminaires | High-Bay | High-Bay Luminaires for Commercial and Industrial Buildings | Standard | FALSE | [9 empty] | 41901 |  |  | NotYetVerified |  | 3 | 16819 | 102.5 | 164 | 20 | 0.99 | 5000 | 75
PA68XBV2B | BRIGHT AVENUE INTERNATIONAL LIMITED | BRIGHT AVENUE | DG-HB-150W-90-DIM | Indoor Luminaires | High-Bay | High-Bay Luminaires for Commercial and Industrial Buildings | Standard | FALSE | [9 empty] | 41901 |  |  | NotYetVerified |  | 3 | 16756 | 102 | 164 | 20 | 0.99 | 5000 | 75
PH96M93S | DASCOM Americas | Sonaray | HB-3250(5000K) | Indoor Luminaires | High-Bay | High-Bay Luminaires for Commercial and Industrial Buildings | Standard | FALSE | [9 empty] | 41901 |  |  | NotYetVerified |  | 3 | 21000 | 88 | 250 |  | 0.92 | 5000 | 80
PR3FKKKF | DASCOM Americas | Sonaray | HB-3180(5000K) | Indoor Luminaires | High-Bay | High-Bay Luminaires for Commercial and Industrial Buildings | Standard | FALSE | [9 empty] | 41901 |  |  | NotYetVerified |  | 3 | 17000 | 100 | 180 |  | 0.92 | 5000 | 80
P1SJS9P2 | LED Energy Revolution LLC | LED Energy Revolution | L-HB10-SW-UNV-120-XX-DIF-DIM | Indoor Luminaires | High-Bay | High-Bay Luminaires for Commercial and Industrial Buildings | Standard | TRUE | 10862.95 | 116.61 | 94.89 | 12.11 | 0.967 | 3875 | 73.5 | 5 | 35000 | 41900 |  |  | NotYetVerified |  | 3 | 10862.95 | 116.61 | 94.89 | 12.11 | 0.9 | 3875 | 73.5
PHKS1SCU | LED Energy Revolution LLC | LED Energy Revolution | L-HB08-SW-UNV-120-XX-DIF-DIM | Indoor Luminaires | High-Bay | High-Bay Luminaires for Commercial and Industrial Buildings | Standard | TRUE | 9364.16 | 125.22 | 75.46 | 14.37 | 0.954 | 3867 | 72.4 | 5 | 35000 | 41900 |  |  | NotYetVerified |  | 3 | 9364.16 | 125.22 | 75.46 | 14.37 | 0.9 | 3867 | 72.4
P1TZJVSSY | AOK LED Light Co. Ltd | AOK | AOK-240Wi (3000K) | Indoor Luminaires | High-Bay | High-Bay Luminaires for Commercial and Industrial Buildings | Standard | TRUE | 22529.3 | 95.1 | 237 | 9.58 | 0.936 | 3078 | 73.4 | 5 | 50000 | 41900 |  |  | NotYetVerified |  | 3 | 22529 | 95.1 | 237 | 20 | 0.95 | 3000 | 73.4
PPNQE4DZJ | AOK LED Light Co. Ltd | AOK | AOK-80Wi (3000K) | Indoor Luminaires | High-Bay | Low-Bay Luminaires for Commercial and Industrial Buildings | Standard | TRUE | 7124 | 95.4 | 74.7 | 18.79 | 0.9048 | 3090 | 73.6 | 5 | 50000 | 41900 |  |  | NotYetVerified |  | 3 | 7124.1 | 95.4 | 74.7 | 20 | 0.95 | 3000 | 73.6
PQ7QZZ4Q | LED Energy Revolution LLC | LED Energy Revolution | L-HB08-CW-UNV-120-XX-DIF-DIM | Indoor Luminaires | High-Bay | High-Bay Luminaires for Commercial and Industrial Buildings | Standard | FALSE | [9 empty] | 41900 |  |  | NotYetVerified |  | 3 | 10400 | 130 | 80 | 7.77 | 0.9 | 5836 | 75.2
PDHQCKHT | LED Energy Revolution LLC | LED Energy Revolution | L-HB15-CW-UNV-120-XX-DIF-DIM | Indoor Luminaires | High-Bay | High-Bay Luminaires for Commercial and Industrial Buildings | Standard | FALSE | [9 empty] | 41900 |  |  | NotYetVerified |  | 3 | 19500 | 130 | 150 | 5.64 | 0.9 | 5750 | 78.3
PPAN27VU | LED Energy Revolution LLC | LED Energy Revolution | L-HB10-CW-UNV-120-XX-DIF-DIM | Indoor Luminaires | High-Bay | High-Bay Luminaires for Commercial and Industrial Buildings | Standard | FALSE | [9 empty] | 41900 |  |  | NotYetVerified |  | 3 | 13000 | 130 | 100 | 7.73 | 0.9 | 5544 | 76.9
P2WB6614 | LED Energy Revolution LLC | LED Energy Revolution | L-HB15-SW-UNV-120-XX-DIF-DIM | Indoor Luminaires | High-Bay | High-Bay Luminaires for Commercial and Industrial Buildings | Standard | FALSE | [9 empty] | 41900 |  |  | NotYetVerified |  | 3 | 18961.27 | 119.84 | 157.05 | 12.83 | 0.9 | 3896 | 72.6
PCCX9JD3E | AOK LED Light Co. Ltd | AOK | AOK-240Wi (5700K) | Indoor Luminaires | High-Bay | High-Bay Luminaires for Commercial and Industrial Buildings | Standard | FALSE | [9 empty] | 41900 | Not Dimmable | Not Dimmable | NotYetVerified |  | 3 | 25357 | 107.3 | 236.3 | 20 | 0.95 | 5700 | 77.6
P8BE2JE5H | AOK LED Light Co. Ltd | AOK | AOK-80Wi (5700K) | Indoor Luminaires | High-Bay | Low-Bay Luminaires for Commercial and Industrial Buildings | Standard | FALSE | [9 empty] | 41900 | Not Dimmable | Not Dimmable | NotYetVerified |  | 3 | 7924.3 | 106.1 | 74.7 | 20 | 0.95 | 5700 | 76.9
PGXDZPPVE | AOK LED Light Co. Ltd | AOK | AOK-240Wi (5000K) | Indoor Luminaires | High-Bay | High-Bay Luminaires for Commercial and Industrial Buildings | Standard | FALSE | [9 empty] | 41900 | Not Dimmable | Not Dimmable | NotYetVerified |  | 3 | 25526 | 107.7 | 237.1 | 20 | 0.95 | 5000 | 77.9
PMA2AGR4R | AOK LED Light Co. Ltd | AOK | AOK-80Wi (5000K) | Indoor Luminaires | High-Bay | Low-Bay Luminaires for Commercial and Industrial Buildings | Standard | FALSE | [9 empty] | 41900 | Not Dimmable | Not Dimmable | NotYetVerified |  | 3 | 8002.6 | 106.2 | 75.3 | 20 | 0.95 | 5000 | 75.5
P9SZNWYJH | AOK LED Light Co. Ltd | AOK | AOK-240Wi (4500K) | Indoor Luminaires | High-Bay | High-Bay Luminaires for Commercial and Industrial Buildings | Standard | FALSE | [9 empty] | 41900 | Not Dimmable | Not Dimmable | NotYetVerified |  | 3 | 25179.8 | 106.4 | 236.6 | 20 | 0.95 | 4500 | 77.8
PKSN33P32 | AOK LED Light Co. Ltd | AOK | AOK-80Wi (4500K) | Indoor Luminaires | High-Bay | Low-Bay Luminaires for Commercial and Industrial Buildings | Standard | FALSE | [9 empty] | 41900 | Not Dimmable | Not Dimmable | NotYetVerified |  | 3 | 7903.7 | 103.3 | 76.6 | 20 | 0.95 | 4500 | 76.7
P1BQD3BRH | AOK LED Light Co. Ltd | AOK | AOK-80Wi (4000K) | Indoor Luminaires | High-Bay | Low-Bay Luminaires for Commercial and Industrial Buildings | Standard | FALSE | [9 empty] | 41900 | Not Dimmable | Not Dimmable | NotYetVerified |  | 3 | 7534.9 | 98.7 | 76.4 | 20 | 0.95 | 4000 | 76.1
PESAZ3Y5Z | AOK LED Light Co. Ltd | AOK | AOK-240Wi (4000K) | Indoor Luminaires | High-Bay | High-Bay Luminaires for Commercial and Industrial Buildings | Standard | FALSE | [9 empty] | 41900 | Not Dimmable | Not Dimmable | NotYetVerified |  | 3 | 24765.6 | 104.9 | 236.2 | 20 | 0.95 | 4000 | 75.9
PWC18SFKH | AOK LED Light Co. Ltd | AOK | AOK-80Wi (3500K) | Indoor Luminaires | High-Bay | Low-Bay Luminaires for Commercial and Industrial Buildings | Standard | FALSE | [9 empty] | 41900 | Not Dimmable | Not Dimmable | NotYetVerified |  | 3 | 7441.6 | 97.3 | 76.5 | 20 | 0.95 | 3500 | 74.6
PMWNNCWRV | AOK LED Light Co. Ltd | AOK | AOK-240Wi (3500K) | Indoor Luminaires | High-Bay | High-Bay Luminaires for Commercial and Industrial Buildings | Standard | FALSE | [9 empty] | 41900 | Not Dimmable | Not Dimmable | NotYetVerified |  | 3 | 23649.7 | 100 | 235.5 | 20 | 0.95 | 3500 | 73.4
PQ2TAG3S | Railhead Corporation | Railhead Corp. | KE-HB240 (5300K) | Indoor Luminaires | High-Bay | High-Bay Luminaires for Commercial and Industrial Buildings | Standard | TRUE | 22027 | 91.4 | 241 | 15.9 | 0.945 | 5274 | 75 | 5 | 50000 | 41899 |  |  | NotYetVerified |  | 3 | 24000 | 91 | 240 | 15 | 0.95 | 5300 | 70
PF9XGN7Z | Railhead Corporation | Railhead Corp. | KE-HB200 (5300K) | Indoor Luminaires | High-Bay | High-Bay Luminaires for Commercial and Industrial Buildings | Standard | TRUE | 19086 | 86.75 | 220 | 17.9 | 0.929 | 5287 | 75 | 5 | 50000 | 41899 |  |  | NotYetVerified |  | 3 | 20000 | 86 | 217 | 15 | 0.95 | 5300 | 70
PAMY3HTU | Railhead Corporation | Railhead Corp. | KE-HB160 (5300K) | Indoor Luminaires | High-Bay | High-Bay Luminaires for Commercial and Industrial Buildings | Standard | TRUE | 15499 | 86.46 | 169.5 | 11.8 | 0.928 | 5304 | 75 | 5 | 50000 | 41899 |  |  | NotYetVerified |  | 3 | 16000 | 86 | 174 | 15 | 0.95 | 5300 | 70
PCKYNU7R | Railhead Corporation | Railhead Corp. | KE-HB120 (5300K) | Indoor Luminaires | High-Bay | High-Bay Luminaires for Commercial and Industrial Buildings | Standard | TRUE | 11818 | 90.7 | 130.3 | 14.5 | 0.921 | 5279 | 75 | 5 | 50000 | 41899 |  |  | NotYetVerified |  | 3 | 12000 | 90 | 133 | 15 | 0.95 | 5300 | 70
PKNZS31JU | RedBird LED Inc. | CARDINAL HIGH BAY LED LUMINAIRE | HB-88W-50K-NB | Indoor Luminaires | High-Bay | High-Bay Luminaires for Commercial and Industrial Buildings | Standard | TRUE | 10482 | 128.37 | 81.65 | 14.14 | 0.983 | 5194 | 83 | 10 | 100000 | 41898 |  |  | NotYetVerified |  | 3 | 10640 | 131.18 | 81.1 | 14.14 | 0.983 | 5194 | 83
PNU5TH4K | US Green Lighting Inc. | US Green Lighting | L/100/HB/D/830/001 | Indoor Luminaires | High-Bay | High-Bay Luminaires for Commercial and Industrial Buildings | Standard | TRUE | 10117 | 101.21 | 99.96 | 16.5 | 0.983 | 3000.2 | 79.5 | 5 | 50000 | 41898 |  |  | NotYetVerified |  | 3 | 9000 | 90 | 100 | 20 | 0.99 | 3000 | 79
PZES1UH8 | US Green Lighting Inc. | US Green Lighting | L/160/HB/D/830/001 | Indoor Luminaires | High-Bay | High-Bay Luminaires for Commercial and Industrial Buildings | Standard | TRUE | 15354 | 96.76 | 158.68 | 14.3 | 0.967 | 3003.9 | 79.3 | 5 | 50000 | 41898 |  |  | NotYetVerified |  | 3 | 15000 | 90 | 160 |  | 0.99 | 3000
PFH1A773 | US Green Lighting Inc. | US Green Lighting | L/230/HB/D/830/001 | Indoor Luminaires | High-Bay | High-Bay Luminaires for Commercial and Industrial Buildings | Standard | TRUE | 20970 | 95.45 | 219.7 | 23.5 | 0.961 | 3011.6 | 79 | 5 | 50000 | 41898 |  |  | NotYetVerified |  | 3 | 20000 | 90 | 230 |  | 0.99 | 3000
PZKHQM2Y1 | RAB Lighting | RAB Lighting | BAYLED104Y(All Fixture Colors) | Indoor Luminaires | High-Bay | High-Bay Luminaires for Commercial and Industrial Buildings | Standard | TRUE | 9498 | 78.3 | 121.3 | 11.1 | 0.911 | 3087 | 81 | 5 | 100000 | 41898 |  |  | NotYetVerified |  | 3
PXC5D2691 | RedBird LED Inc. | CARDINAL HIGH BAY LED LUMINAIRE | HB-88W-50K-WB | Indoor Luminaires | High-Bay | High-Bay Luminaires for Commercial and Industrial Buildings | Standard | FALSE | [9 empty] | 41898 |  |  | NotYetVerified |  | 3 | 10950 | 135.96 | 80.54 | 12.94 | 0.982 | 5179 | 83.1
PA23P3PQX | RAB Lighting | RAB Lighting | BAYLED104(All Fixture Colors) | Indoor Luminaires | High-Bay | High-Bay Luminaires for Commercial and Industrial Buildings | Standard | FALSE | [9 empty] | 41898 |  |  | NotYetVerified |  | 3 | 10375 | 84.3 | 123 | 11.3 | 0.911 | 5143 | 82
PVSUM1CX | US Green Lighting Inc. | US Green Lighting | L/100/HB/D/850/001 | Indoor Luminaires | High-Bay | High-Bay Luminaires for Commercial and Industrial Buildings | Standard | FALSE | [9 empty] | 41898 | Not Yet Verified | Not Yet Verified | NotYetVerified |  | 3 | 9000 | 90 | 100 | 20 | 0.99 | 5700 | 79
PQP2YWM8 | US Green Lighting Inc. | US Green Lighting | L/230/HB/D/850/001 | Indoor Luminaires | High-Bay | High-Bay Luminaires for Commercial and Industrial Buildings | Standard | FALSE | [9 empty] | 41898 | Not Yet Verified | Not Yet Verified | NotYetVerified |  | 3 | 20000 | 90 | 230 |  | 0.99 | 5700
PJYU9SM4 | US Green Lighting Inc. | US Green Lighting | L/160/HB/D/850/001 | Indoor Luminaires | High-Bay | High-Bay Luminaires for Commercial and Industrial Buildings | Standard | FALSE | [9 empty] | 41898 | Not Yet Verified | Not Yet Verified | NotYetVerified |  | 3 | 15000 | 90 | 160 |  | 0.99 | 5700
P5UAGMSP | US Green Lighting Inc. | US Green Lighting | L/100/HB/D/840/001 | Indoor Luminaires | High-Bay | High-Bay Luminaires for Commercial and Industrial Buildings | Standard | FALSE | [9 empty] | 41898 | Not Yet Verified | Not Yet Verified | NotYetVerified |  | 3 | 9000 | 90 | 100 | 20 | 0.99 | 4000 | 79
P25TVQ9X | US Green Lighting Inc. | US Green Lighting | L/230/HB/D/840/001 | Indoor Luminaires | High-Bay | High-Bay Luminaires for Commercial and Industrial Buildings | Standard | FALSE | [9 empty] | 41898 | Not Yet Verified | Not Yet Verified | NotYetVerified |  | 3 | 20000 | 90 | 230 |  | 0.99 | 4000
P6PJNPX4 | US Green Lighting Inc. | US Green Lighting | L/160/HB/D/840/001 | Indoor Luminaires | High-Bay | High-Bay Luminaires for Commercial and Industrial Buildings | Standard | FALSE | [9 empty] | 41898 | Not Yet Verified | Not Yet Verified | NotYetVerified |  | 3 | 15000 | 90 | 160 |  | 0.99 | 4000
P3EZVS44 | Next Gen Illumination | LED High Bay Light | NG-AR2P056-T4 | Indoor Luminaires | High-Bay | High-Bay Luminaires for Commercial and Industrial Buildings | Standard | TRUE | 10488 | 87.7 | 119.6 | 16.1 | 0.944 | 5223 | 80.5 | 5 | 50000 | 41897 |  |  | NotYetVerified |  | 3 | 10571 |  | 122 | 16 | 0.93 |  | 80
P7D59CTY9 | KMW Inc. | GigaTera | NA80-A4009SUN | Indoor Luminaires | High-Bay | Low-Bay Luminaires for Commercial and Industrial Buildings | Standard | TRUE | 8869 | 104.34 | 85 | 10.29 | 0.932 | 4088 | 84 | 5 | 100000 | 41897 |  |  | NotYetVerified |  | 3 | 8400 | 105 | 80 |  | 0.9 | 4000 | 80
PSF1DW4AA | Next Gen Illumination | LED High Bay Light | NG-AR2P098-T5 | Indoor Luminaires | High-Bay | High-Bay Luminaires for Commercial and Industrial Buildings | Standard | TRUE | 17825 | 85.27 | 209 | 12.5 | 0.929 | 5200 | 80.9 | 5 | 50000 | 41897 |  |  | NotYetVerified |  | 3 | 18450 |  | 212 | 16 | 0.93 |  | 80
PVVQSYNYW | KMW Inc. | GigaTera | NA80-A5009SUN | Indoor Luminaires | High-Bay | Low-Bay Luminaires for Commercial and Industrial Buildings | Standard | FALSE | [9 empty] | 41897 |  |  | NotYetVerified |  | 3 | 8400 | 105 | 80 |  | 0.9 | 5000 | 80
PY24Z1YW | Axlen Inc. | Axlen Lighting | AX-PL4-150W40K-D | Indoor Luminaires | High-Bay | High-Bay Luminaires for Commercial and Industrial Buildings | Standard | TRUE | 12467 | 89.03 | 140 | 18.2 | 0.9136 | 3949 | 83.6 | 5 | 50000 | 41894 |  |  | NotYetVerified |  | 3 | 12467 | 89 | 140 | 18 | 0.9057 | 4000 | 83.6
PYUJ9M7Q | Axlen Inc. | Axlen Lighting | AX-PL2-100W40K-D | Indoor Luminaires | High-Bay | High-Bay Luminaires for Commercial and Industrial Buildings | Standard | TRUE | 9057.6 | 94.93 | 95.41 | 18 | 0.9117 | 3911 | 84.5 | 5 | 50000 | 41894 |  |  | NotYetVerified |  | 3 | 9057.6 | 94.93 | 95.41 | 18 | 0.911 | 4000 | 84.5
P7UGT6JY | Axlen Inc. | Axlen Lighting | AX-PL2-100W45K-D | Indoor Luminaires | High-Bay | High-Bay Luminaires for Commercial and Industrial Buildings | Standard | FALSE | [9 empty] | 41894 | Not Yet Verified | Not Yet Verified | NotYetVerified |  | 3 | 9057.6 | 94.93 | 95.41 | 18 | 0.911 | 4000 | 84.5
P3CUGRW9 | Axlen Inc. | Axlen Lighting | AX-PL2-100W50K-D | Indoor Luminaires | High-Bay | High-Bay Luminaires for Commercial and Industrial Buildings | Standard | FALSE | [9 empty] | 41894 | Not Yet Verified | Not Yet Verified | NotYetVerified |  | 3 | 9057.6 | 94.93 | 95.41 | 18 | 0.911 | 4000 | 84.5
PMJY789X | Axlen Inc. | Axlen Lighting | AX-PL4-150W45K-D | Indoor Luminaires | High-Bay | High-Bay Luminaires for Commercial and Industrial Buildings | Standard | FALSE | [9 empty] | 41894 | Not Yet Verified | Not Yet Verified | NotYetVerified |  | 3 | 12467 | 89 | 140 | 18 | 0.9057 | 4000 | 83.6
PM53ME15 | Axlen Inc. | Axlen Lighting | AX-PL4-150W50K-D | Indoor Luminaires | High-Bay | High-Bay Luminaires for Commercial and Industrial Buildings | Standard | FALSE | [9 empty] | 41894 | Not Yet Verified | Not Yet Verified | NotYetVerified |  | 3 | 12467 | 89 | 140 | 18 | 0.9057 | 4000 | 83.6
PA6W2NEK | Precision Paragon [P2] | precision Paragon [P2] | LVB4-35L-NST-EDU-CPWG | Indoor Luminaires | High-Bay | High-Bay Luminaires for Commercial and Industrial Buildings | Standard | TRUE | 9806 | 88.3 | 111 | 19 | 0.963 | 3416 | 83.95 | 5 | 50000 | 41893 |  |  | NotYetVerified |  | 3 | 9806 | 88.3 | 111 | 19 | 0.963 | 3500 | 84
PSUPJESG | Precision Paragon [P2] | precision Paragon [P2] | LVB4-35M-NST-EDU-CPWG | Indoor Luminaires | High-Bay | High-Bay Luminaires for Commercial and Industrial Buildings | Standard | TRUE | 12316 | 80.1 | 153.8 | 19 | 0.963 | 3416 | 83.95 | 5 | 50000 | 41893 |  |  | NotYetVerified |  | 3 | 12316 | 80.1 | 153.8 | 19 | 0.963 | 3416 | 83.95
PME1Q5B9 | Precision Paragon [P2] | precision Paragon [P2] | LVB4-50H-NST-E | Indoor Luminaires | High-Bay | High-Bay Luminaires for Commercial and Industrial Buildings | Standard | FALSE | [9 empty] | 41893 |  |  | NotYetVerified |  | 3 | 25521 | 108.094 | 236.1 |  | 0.95 | 5000 | 85
PJM7429T | Precision Paragon [P2] | precision Paragon [P2] | LVB4-50H-NST-E-WG | Indoor Luminaires | High-Bay | High-Bay Luminaires for Commercial and Industrial Buildings | Standard | FALSE | [9 empty] | 41893 |  |  | NotYetVerified |  | 3 | 25521 | 108.094 | 236.1 |  | 0.95 | 5000 | 85
PSBPGU3A | Precision Paragon [P2] | precision Paragon [P2] | LVB4-50H-WST-E | Indoor Luminaires | High-Bay | High-Bay Luminaires for Commercial and Industrial Buildings | Standard | FALSE | [9 empty] | 41893 |  |  | NotYetVerified |  | 3 | 24748 | 104.82 | 236.1 |  | 0.95 | 5000 | 85
PRFCBKU3 | Precision Paragon [P2] | precision Paragon [P2] | LVB4-50M-NST-E | Indoor Luminaires | High-Bay | High-Bay Luminaires for Commercial and Industrial Buildings | Standard | FALSE | [9 empty] | 41893 |  |  | NotYetVerified |  | 3 | 17442 | 112.4565 | 155.1 |  | 0.95 | 5000 | 85
PHADJXDN | Precision Paragon [P2] | precision Paragon [P2] | LVB4-50M-WST-E | Indoor Luminaires | High-Bay | High-Bay Luminaires for Commercial and Industrial Buildings | Standard | FALSE | [9 empty] | 41893 |  |  | NotYetVerified |  | 3 | 16510 | 107.9085 | 153 |  | 0.95 | 5000 | 85
PRD71SNP | Precision Paragon [P2] | precision Paragon [P2] | LVB4-50L-NST-E | Indoor Luminaires | High-Bay | High-Bay Luminaires for Commercial and Industrial Buildings | Standard | FALSE | [9 empty] | 41893 |  |  | NotYetVerified |  | 3 | 12949 | 118.7982 | 109 |  | 0.95 | 5000 | 85
PQYDQSCW | Precision Paragon [P2] | precision Paragon [P2] | LVB4-50L-WST-E | Indoor Luminaires | High-Bay | High-Bay Luminaires for Commercial and Industrial Buildings | Standard | FALSE | [9 empty] | 41893 |  |  | NotYetVerified |  | 3 | 12498 | 114.6606 | 109 |  | 0.95 | 5000 | 85
PZ1MTU31 | Precision Paragon [P2] | precision Paragon [P2] | LVB4-50M-NST-E-CPWG | Indoor Luminaires | High-Bay | High-Bay Luminaires for Commercial and Industrial Buildings | Standard | FALSE | [9 empty] | 41893 |  |  | NotYetVerified |  | 3 | 12316 | 80.1 | 153.8 |  | 0.95 | 5000 | 85
P5H9RSKD | Precision Paragon [P2] | precision Paragon [P2] | LVB4-50M-NST-E-WG | Indoor Luminaires | High-Bay | High-Bay Luminaires for Commercial and Industrial Buildings | Standard | FALSE | [9 empty] | 41893 |  |  | NotYetVerified |  | 3 | 12316 | 80.1 | 153.8 |  | 0.95 | 5000 | 85
P5BJ8F78 | Precision Paragon [P2] | precision Paragon [P2] | LVB4-50M-NST-E-CP | Indoor Luminaires | High-Bay | High-Bay Luminaires for Commercial and Industrial Buildings | Standard | FALSE | [9 empty] | 41893 |  |  | NotYetVerified |  | 3 | 12316 | 80.1 | 153.8 |  | 0.95 | 5000 | 85
PJENZTMS | Precision Paragon [P2] | precision Paragon [P2] | LVB4-50L-NST-E-WG | Indoor Luminaires | High-Bay | High-Bay Luminaires for Commercial and Industrial Buildings | Standard | FALSE | [9 empty] | 41893 |  |  | NotYetVerified |  | 3 | 9806 | 88.3 | 111 |  | 0.95 | 5000 | 85
PCZM9GMK | Precision Paragon [P2] | precision Paragon [P2] | LVB4-50L-NST-E-CPWG | Indoor Luminaires | High-Bay | High-Bay Luminaires for Commercial and Industrial Buildings | Standard | FALSE | [9 empty] | 41893 |  |  | NotYetVerified |  | 3 | 9806 | 88.3 | 111 |  | 0.95 | 5000 | 85
P2RFF4JP | Precision Paragon [P2] | precision Paragon [P2] | LVB4-50L-NST-E-CP | Indoor Luminaires | High-Bay | High-Bay Luminaires for Commercial and Industrial Buildings | Standard | FALSE | [9 empty] | 41893 |  |  | NotYetVerified |  | 3 | 9806 | 88.3 | 111 |  | 0.95 | 5000 | 85
P5URE2S8 | Precision Paragon [P2] | precision Paragon [P2] | LVB4-40H-NST-E-WG | Indoor Luminaires | High-Bay | High-Bay Luminaires for Commercial and Industrial Buildings | Standard | FALSE | [9 empty] | 41893 |  |  | NotYetVerified |  | 3 | 24940 | 105.1433 | 237.2 |  | 0.95 | 4000 | 85
P4STAFPJ | Precision Paragon [P2] | precision Paragon [P2] | LVB4-40H-NST-E | Indoor Luminaires | High-Bay | High-Bay Luminaires for Commercial and Industrial Buildings | Standard | FALSE | [9 empty] | 41893 |  |  | NotYetVerified |  | 3 | 24940 | 105.1433 | 237.2 |  | 0.95 | 4000 | 85
PHSP8VD3 | Precision Paragon [P2] | precision Paragon [P2] | LVB4-40H-WST-E | Indoor Luminaires | High-Bay | High-Bay Luminaires for Commercial and Industrial Buildings | Standard | FALSE | [9 empty] | 41893 |  |  | NotYetVerified |  | 3 | 23886 | 100.7 | 237.2 |  | 0.95 | 4000 | 85
PHUMASRR | Precision Paragon [P2] | precision Paragon [P2] | LVB4-40M-NST-E | Indoor Luminaires | High-Bay | High-Bay Luminaires for Commercial and Industrial Buildings | Standard | FALSE | [9 empty] | 41893 |  |  | NotYetVerified |  | 3 | 17117 | 109.7947 | 155.9 |  | 0.95 | 4000 | 85
PX229CSN | Precision Paragon [P2] | precision Paragon [P2] | LVB4-40M-WST-E | Indoor Luminaires | High-Bay | High-Bay Luminaires for Commercial and Industrial Buildings | Standard | FALSE | [9 empty] | 41893 |  |  | NotYetVerified |  | 3 | 16677 | 106.9724 | 155.9 |  | 0.95 | 4000 | 85
P3SV8THA | Precision Paragon [P2] | precision Paragon [P2] | LVB4-40L-NST-E | Indoor Luminaires | High-Bay | High-Bay Luminaires for Commercial and Industrial Buildings | Standard | FALSE | [9 empty] | 41893 |  |  | NotYetVerified |  | 3 | 12744 | 116.1714 | 109.7 |  | 0.95 | 4000 | 85
PT33PQAU | Precision Paragon [P2] | precision Paragon [P2] | LVB4-40L-WST-E | Indoor Luminaires | High-Bay | High-Bay Luminaires for Commercial and Industrial Buildings | Standard | FALSE | [9 empty] | 41893 |  |  | NotYetVerified |  | 3 | 12380 | 112.7505 | 109.8 |  | 0.95 | 4000 | 85
PHYYV62F | Precision Paragon [P2] | precision Paragon [P2] | LVB4-40M-NST-E-WG | Indoor Luminaires | High-Bay | High-Bay Luminaires for Commercial and Industrial Buildings | Standard | FALSE | [9 empty] | 41893 |  |  | NotYetVerified |  | 3 | 12316 | 80.1 | 153.8 |  | 0.95 | 4000 | 85
PFEFWGKA | Precision Paragon [P2] | precision Paragon [P2] | LVB4-40M-NST-E-CPWG | Indoor Luminaires | High-Bay | High-Bay Luminaires for Commercial and Industrial Buildings | Standard | FALSE | [9 empty] | 41893 |  |  | NotYetVerified |  | 3 | 12316 | 80.1 | 153.8 |  | 0.95 | 4000 | 85
P752TBU4 | Precision Paragon [P2] | precision Paragon [P2] | LVB4-40M-NST-E-CP | Indoor Luminaires | High-Bay | High-Bay Luminaires for Commercial and Industrial Buildings | Standard | FALSE | [9 empty] | 41893 |  |  | NotYetVerified |  | 3 | 12316 | 80.1 | 153.8 |  | 0.95 | 4000 | 85
PYU78FAT | Precision Paragon [P2] | precision Paragon [P2] | LVB4-40L-NST-E-CPWG | Indoor Luminaires | High-Bay | High-Bay Luminaires for Commercial and Industrial Buildings | Standard | FALSE | [9 empty] | 41893 |  |  | NotYetVerified |  | 3 | 9806 | 88.3 | 111 |  | 0.95 | 4000 | 85
PM7S7XPH | Precision Paragon [P2] | precision Paragon [P2] | LVB4-40L-NST-E-CP | Indoor Luminaires | High-Bay | High-Bay Luminaires for Commercial and Industrial Buildings | Standard | FALSE | [9 empty] | 41893 |  |  | NotYetVerified |  | 3 | 9806 | 88.3 | 111 |  | 0.95 | 4000 | 85
P4WRWH35 | Precision Paragon [P2] | precision Paragon [P2] | LVB4-40L-NST-E-WG | Indoor Luminaires | High-Bay | High-Bay Luminaires for Commercial and Industrial Buildings | Standard | FALSE | [9 empty] | 41893 |  |  | NotYetVerified |  | 3 | 9806 | 88.3 | 111 |  | 0.95 | 4000 | 85
P78PN3PW | Axlen Inc. | Axlen Lighting | AX-PL2-100W45K | Indoor Luminaires | High-Bay | High-Bay Luminaires for Commercial and Industrial Buildings | Standard | TRUE | 10018 | 106.76 | 93.84 | 18.57 | 0.9137 | 4031 | 84.7 | 10 | 50000 | 41892 |  |  | NotYetVerified |  | 3 | 10018 | 106 | 93.84 | 18 | 0.91 | 4500 | 85
P5H8K2GM | Axlen Inc. | Axlen Lighting | AX-PL4-150W40K | Indoor Luminaires | High-Bay | High-Bay Luminaires for Commercial and Industrial Buildings | Standard | TRUE | 14782 | 107.9 | 137 | 18.2 | 0.9057 | 3949 | 83.6 | 10 | 50000 | 41892 |  |  | NotYetVerified |  | 3 | 14782 | 107.9 | 137 | 18.2 | 0.9057 | 4000 | 83.6
PBF46MMT | Axlen Inc. | Axlen Lighting | AX-PL2-100W50K | Indoor Luminaires | High-Bay | High-Bay Luminaires for Commercial and Industrial Buildings | Standard | FALSE | [9 empty] | 41892 | Not Yet Verified | Not Yet Verified | NotYetVerified |  | 3 | 10615 | 111.6 | 95.09 | 17 | 0.91 | 5000 | 83.2
PQBFBYB4 | Axlen Inc. | Axlen Lighting | AX-PL4-150W50K | Indoor Luminaires | High-Bay | High-Bay Luminaires for Commercial and Industrial Buildings | Standard | FALSE | [9 empty] | 41892 | Not Yet Verified | Not Yet Verified | NotYetVerified |  | 3 | 15117 | 109.3 | 138.3 | 17.8 | 0.9 | 5000 | 82.4
PUF8MHS2 | Axlen Inc. | Axlen Lighting | AX-PL2-100W40K | Indoor Luminaires | High-Bay | High-Bay Luminaires for Commercial and Industrial Buildings | Standard | FALSE | [9 empty] | 41892 | Not Yet Verified | Not Yet Verified | NotYetVerified |  | 3 | 10018 | 106 | 93.84 | 18 | 0.91 | 4500 | 85
PA5438NK | Axlen Inc. | Axlen Lighting | AX-PL4-150W45K | Indoor Luminaires | High-Bay | High-Bay Luminaires for Commercial and Industrial Buildings | Standard | FALSE | [9 empty] | 41892 | Not Yet Verified | Not Yet Verified | NotYetVerified |  | 3 | 14782 | 107.9 | 137 | 18.2 | 0.905 | 4500 | 83.6
P00000Q6B | Dialight | Vigilant High Bay | HEGMC4PNSNG | Indoor Luminaires | High-Bay | High-Bay Luminaires for Commercial and Industrial Buildings | Standard | TRUE | 26987 | 126.8 | 212.8 | 11.55 | 0.967 | 4915 | 77.8 | 10 | 100000 | 41891 |  |  | NotYetVerified |  | 3
P00001G3U | Shenzhen Xinshengyang Opto-electronics Technology Co.Ltd. | XSY | LD-XSY-BHP300W | Indoor Luminaires | High-Bay | High-Bay Luminaires for Commercial and Industrial Buildings | Standard | TRUE | 23586.72 | 79.31 | 297.39 | 5.84 | 0.9622 | 5226 | 78.2 | 5 | 50000 | 41891 |  |  | NotYetVerified |  | 3 | 23586.7 | 80 | 300 | 5.8 | 0.95 | 5000 | 78
P00000Q6A | Dialight | Vigilant High Bay | HEGMC4KNSNG | Indoor Luminaires | High-Bay | High-Bay Luminaires for Commercial and Industrial Buildings | Standard | TRUE | 17941 | 124.9 | 143.6 | 13.52 | 0.957 | 4934 | 77.5 | 10 | 100000 | 41891 |  |  | NotYetVerified |  | 3
P00001G3S | Shenzhen Xinshengyang Opto-electronics Technology Co.Ltd. | XSY | LD-XSY-BHP240W | Indoor Luminaires | High-Bay | High-Bay Luminaires for Commercial and Industrial Buildings | Standard | TRUE | 18763.87 | 78.66 | 238 | 11.52 | 0.95 | 5298 | 78.4 | 5 | 35000 | 41891 |  |  | NotYetVerified |  | 3 | 18763.87 | 78.66 | 238 | 11.5 | 0.95 | 5000 | 78
P000015UZ | Philips Optimum | Philips Optimum | G16L 4FT 25L UV 850 | Indoor Luminaires | High-Bay | High-Bay Luminaires for Commercial and Industrial Buildings | Standard | TRUE | 25357 | 110.4 | 229.8 | 15.8 | 0.938 | 5344 | 84.7 | 5 | 60000 | 41891 |  |  | NotYetVerified |  | 3 | 25000 | 109.6 | 228 |  |  | 5000 | 80
P00001G3T | Shenzhen Xinshengyang Opto-electronics Technology Co.Ltd. | XSY | LD-XSY-BHP100W | Indoor Luminaires | High-Bay | High-Bay Luminaires for Commercial and Industrial Buildings | Standard | TRUE | 9061.25 | 89.11 | 101.69 | 7.19 | 0.9013 | 5298 | 71.6 | 5 | 35000 | 41891 |  |  | NotYetVerified |  | 3 | 9061.25 | 89.11 | 101.7 | 8 | 0.9 | 5000 | 72
P000015V0 | Philips Optimum | Philips Optimum | G16LP 4FT 25L UV 850 | Indoor Luminaires | High-Bay | High-Bay Luminaires for Commercial and Industrial Buildings | Standard | FALSE | [9 empty] | 41891 | Not Yet Verified | Not Yet Verified | NotYetVerified |  | 3 | 25000 | 109.6 | 228 |  |  | 5000 | 80
P000019BT | SimplyLEDs | CLG-240-C-APF-V450 | CLG-240-C-APF-V450 | Indoor Luminaires | High-Bay | High-Bay Luminaires for Commercial and Industrial Buildings | Standard | TRUE | 21044 | 86.92 | 242.1 | 6 | 0.935 | 5098 | 72.1 | 7 | 744000 | 41890 |  |  | NotYetVerified |  | 3
P000004CW | Acuity Brands Lighting | Holophane | PHZ 12L 5K X X X W 80CRI | Indoor Luminaires | High-Bay | High-Bay Luminaires for Commercial and Industrial Buildings | Standard | TRUE | 11650 | 93.44 | 124.68 | 12.36 | 0.91 | 5064 | 83.77 | 5 |  | 41887 |  |  | NotYetVerified |  | 3 | 11402 | 91.4 | 124.8 | 14.52 | 0.91 | 5040 | 84.3
P000004ET | Acuity Brands Lighting | Holophane | PHZ 27L 5K X X X W | Indoor Luminaires | High-Bay | High-Bay Luminaires for Commercial and Industrial Buildings | Standard | FALSE | [9 empty] | 41887 | Not Yet Verified | Not Yet Verified | NotYetVerified |  | 3 | 25792 | 100.37 | 256.97 | 14.52 | 0.91 | 5180 | 75.72
P000004ES | Acuity Brands Lighting | Holophane | PHZ 27L 5K X X X M | Indoor Luminaires | High-Bay | High-Bay Luminaires for Commercial and Industrial Buildings | Standard | FALSE | [9 empty] | 41887 | Not Yet Verified | Not Yet Verified | NotYetVerified |  | 3 | 25757.07 | 100.32 | 256.76 | 14.52 | 0.91 | 5180 | 75.72
P000004ER | Acuity Brands Lighting | Holophane | PHZ 27L 5K X X X N | Indoor Luminaires | High-Bay | High-Bay Luminaires for Commercial and Industrial Buildings | Standard | FALSE | [9 empty] | 41887 | Not Yet Verified | Not Yet Verified | NotYetVerified |  | 3 | 25741.2 | 100.25 | 256.76 | 14.52 | 0.91 | 5180 | 75.72
P000004EV | Acuity Brands Lighting | Holophane | PHZ 27L 5K X X X M FR | Indoor Luminaires | High-Bay | High-Bay Luminaires for Commercial and Industrial Buildings | Standard | FALSE | [9 empty] | 41887 | Not Yet Verified | Not Yet Verified | NotYetVerified |  | 3 | 23093.26 | 90.48 | 255.24 | 14.52 | 0.91 | 5180 | 75.72
P000004EU | Acuity Brands Lighting | Holophane | PHZ 27L 5K X X X N FR | Indoor Luminaires | High-Bay | High-Bay Luminaires for Commercial and Industrial Buildings | Standard | FALSE | [9 empty] | 41887 | Not Yet Verified | Not Yet Verified | NotYetVerified |  | 3 | 23050.74 | 90.39 | 255.03 | 14.52 | 0.91 | 5180 | 75.72
P000004EW | Acuity Brands Lighting | Holophane | PHZ 27L 5K X X X W FR | Indoor Luminaires | High-Bay | High-Bay Luminaires for Commercial and Industrial Buildings | Standard | FALSE | [9 empty] | 41887 | Not Yet Verified | Not Yet Verified | NotYetVerified |  | 3 | 23032.25 | 90.28 | 255.13 | 14.52 | 0.91 | 5180 | 75.72
P000004GR | Acuity Brands Lighting | Holophane | PHZ 27L 5K X X X W 80CRI | Indoor Luminaires | High-Bay | High-Bay Luminaires for Commercial and Industrial Buildings | Standard | FALSE | [9 empty] | 41887 | Not Yet Verified | Not Yet Verified | NotYetVerified |  | 3 | 23904.78 | 93.6 | 255.38 | 14.52 | 0.91 | 5040 | 84.3
P000004GQ | Acuity Brands Lighting | Holophane | PHZ 27L 5K X X X M 80CRI | Indoor Luminaires | High-Bay | High-Bay Luminaires for Commercial and Industrial Buildings | Standard | FALSE | [9 empty] | 41887 | Not Yet Verified | Not Yet Verified | NotYetVerified |  | 3 | 23872.41 | 93.56 | 255.17 | 14.52 | 0.91 | 5040 | 84.3
P000004GP | Acuity Brands Lighting | Holophane | PHZ 27L 5K X X X N 80CRI | Indoor Luminaires | High-Bay | High-Bay Luminaires for Commercial and Industrial Buildings | Standard | FALSE | [9 empty] | 41887 | Not Yet Verified | Not Yet Verified | NotYetVerified |  | 3 | 23857.69 | 93.5 | 255.17 | 14.52 | 0.91 | 5040 | 84.3
P000004GT | Acuity Brands Lighting | Holophane | PHZ 27L 5K X X X M FR 80CRI | Indoor Luminaires | High-Bay | High-Bay Luminaires for Commercial and Industrial Buildings | Standard | FALSE | [9 empty] | 41887 | Not Yet Verified | Not Yet Verified | NotYetVerified |  | 3 | 21403.51 | 84.38 | 253.66 | 14.52 | 0.91 | 5040 | 84.3
P000004GS | Acuity Brands Lighting | Holophane | PHZ 27L 5K X X X N FR 80CRI | Indoor Luminaires | High-Bay | High-Bay Luminaires for Commercial and Industrial Buildings | Standard | FALSE | [9 empty] | 41887 | Not Yet Verified | Not Yet Verified | NotYetVerified |  | 3 | 21364.1 | 84.29 | 253.45 | 14.52 | 0.91 | 5040 | 84.3
P000004GU | Acuity Brands Lighting | Holophane | PHZ 27L 5K X X X W FR 80CRI | Indoor Luminaires | High-Bay | High-Bay Luminaires for Commercial and Industrial Buildings | Standard | FALSE | [9 empty] | 41887 | Not Yet Verified | Not Yet Verified | NotYetVerified |  | 3 | 21346.97 | 84.19 | 253.55 | 14.52 | 0.91 | 5040 | 84.3
P000004FR | Acuity Brands Lighting | Holophane | PHZ 18L 5K X X X W 80CRI | Indoor Luminaires | High-Bay | High-Bay Luminaires for Commercial and Industrial Buildings | Standard | FALSE | [9 empty] | 41887 | Not Yet Verified | Not Yet Verified | NotYetVerified |  | 3 | 17333.4 | 93.46 | 185.47 | 14.52 | 0.91 | 5040 | 84.3
P000004FQ | Acuity Brands Lighting | Holophane | PHZ 18L 5K X X X M 80CRI | Indoor Luminaires | High-Bay | High-Bay Luminaires for Commercial and Industrial Buildings | Standard | FALSE | [9 empty] | 41887 | Not Yet Verified | Not Yet Verified | NotYetVerified |  | 3 | 17309.92 | 93.41 | 185.31 | 14.52 | 0.91 | 5040 | 84.3
P000004FP | Acuity Brands Lighting | Holophane | PHZ 18L 5K X X X N 80CRI | Indoor Luminaires | High-Bay | High-Bay Luminaires for Commercial and Industrial Buildings | Standard | FALSE | [9 empty] | 41887 | Not Yet Verified | Not Yet Verified | NotYetVerified |  | 3 | 17299.26 | 93.35 | 185.31 | 14.52 | 0.91 | 5040 | 84.3
P000004FT | Acuity Brands Lighting | Holophane | PHZ 18L 5K X X X M FR 80CRI | Indoor Luminaires | High-Bay | High-Bay Luminaires for Commercial and Industrial Buildings | Standard | FALSE | [9 empty] | 41887 | Not Yet Verified | Not Yet Verified | NotYetVerified |  | 3 | 15519.72 | 84.25 | 184.22 | 14.52 | 0.91 | 5040 | 84.3
P000004FS | Acuity Brands Lighting | Holophane | PHZ 18L 5K X X X N FR 80CRI | Indoor Luminaires | High-Bay | High-Bay Luminaires for Commercial and Industrial Buildings | Standard | FALSE | [9 empty] | 41887 | Not Yet Verified | Not Yet Verified | NotYetVerified |  | 3 | 15491.14 | 84.16 | 184.06 | 14.52 | 0.91 | 5040 | 84.3
P000004FU | Acuity Brands Lighting | Holophane | PHZ 18L 5K X X X W FR 80CRI | Indoor Luminaires | High-Bay | High-Bay Luminaires for Commercial and Industrial Buildings | Standard | FALSE | [9 empty] | 41887 | Not Yet Verified | Not Yet Verified | NotYetVerified |  | 3 | 15478.72 | 84.06 | 184.14 | 14.52 | 0.91 | 5040 | 84.3
P000004F9 | Acuity Brands Lighting | Holophane | PHZ 12L 5K X X X M 80CRI | Indoor Luminaires | High-Bay | High-Bay Luminaires for Commercial and Industrial Buildings | Standard | FALSE | [9 empty] | 41887 | Not Yet Verified | Not Yet Verified | NotYetVerified |  | 3 | 11386.82 | 91.34 | 124.67 | 14.52 | 0.91 | 5040 | 84.3
P000004F8 | Acuity Brands Lighting | Holophane | PHZ 12L 5K X X X N 80CRI | Indoor Luminaires | High-Bay | High-Bay Luminaires for Commercial and Industrial Buildings | Standard | FALSE | [9 empty] | 41887 | Not Yet Verified | Not Yet Verified | NotYetVerified |  | 3 | 11379.8 | 91.28 | 124.67 | 14.52 | 0.91 | 5040 | 84.3
P000004FB | Acuity Brands Lighting | Holophane | PHZ 12L 5K X X X M FR 80CRI | Indoor Luminaires | High-Bay | High-Bay Luminaires for Commercial and Industrial Buildings | Standard | FALSE | [9 empty] | 41887 | Not Yet Verified | Not Yet Verified | NotYetVerified |  | 3 | 10209.19 | 82.38 | 123.93 | 14.52 | 0.91 | 5040 | 84.3
P000004FA | Acuity Brands Lighting | Holophane | PHZ 12L 5K X X X N FR 80CRI | Indoor Luminaires | High-Bay | High-Bay Luminaires for Commercial and Industrial Buildings | Standard | FALSE | [9 empty] | 41887 | Not Yet Verified | Not Yet Verified | NotYetVerified |  | 3 | 10190.39 | 82.29 | 123.83 | 14.52 | 0.91 | 5040 | 84.3
P000004FC | Acuity Brands Lighting | Holophane | PHZ 12L 5K X X X W FR 80CRI | Indoor Luminaires | High-Bay | High-Bay Luminaires for Commercial and Industrial Buildings | Standard | FALSE | [9 empty] | 41887 | Not Yet Verified | Not Yet Verified | NotYetVerified |  | 3 | 10182.22 | 82.19 | 123.88 | 14.52 | 0.91 | 5040 | 84.3
P000004GL | Acuity Brands Lighting | Holophane | PHZ 27L 4K X X X W 80CRI | Indoor Luminaires | High-Bay | High-Bay Luminaires for Commercial and Industrial Buildings | Standard | FALSE | [9 empty] | 41887 | Not Yet Verified | Not Yet Verified | NotYetVerified |  | 3 | 23966.65 | 93.88 | 255.3 | 14.52 | 0.91 | 3958 | 81.46
P000004GK | Acuity Brands Lighting | Holophane | PHZ 27L 4K X X X M 80CRI | Indoor Luminaires | High-Bay | High-Bay Luminaires for Commercial and Industrial Buildings | Standard | FALSE | [9 empty] | 41887 | Not Yet Verified | Not Yet Verified | NotYetVerified |  | 3 | 23934.2 | 93.83 | 255.08 | 14.52 | 0.91 | 3958 | 81.46
P000004GJ | Acuity Brands Lighting | Holophane | PHZ 27L 4K X X X N 80CRI | Indoor Luminaires | High-Bay | High-Bay Luminaires for Commercial and Industrial Buildings | Standard | FALSE | [9 empty] | 41887 | Not Yet Verified | Not Yet Verified | NotYetVerified |  | 3 | 23919.45 | 93.77 | 255.08 | 14.52 | 0.91 | 3958 | 81.46
P000004G2 | Acuity Brands Lighting | Holophane | PHZ 24L 4K X X X M 80CRI | Indoor Luminaires | High-Bay | High-Bay Luminaires for Commercial and Industrial Buildings | Standard | FALSE | [9 empty] | 41887 | Not Yet Verified | Not Yet Verified | NotYetVerified |  | 3 | 22715 | 95.76 | 237.2 | 14.52 | 0.91 | 3958 | 81.46
P000004GN | Acuity Brands Lighting | Holophane | PHZ 27L 4K X X X M FR 80CRI | Indoor Luminaires | High-Bay | High-Bay Luminaires for Commercial and Industrial Buildings | Standard | FALSE | [9 empty] | 41887 | Not Yet Verified | Not Yet Verified | NotYetVerified |  | 3 | 21458.91 | 84.63 | 253.57 | 14.52 | 0.91 | 3958 | 81.46
P000004GM | Acuity Brands Lighting | Holophane | PHZ 27L 4K X X X N FR 80CRI | Indoor Luminaires | High-Bay | High-Bay Luminaires for Commercial and Industrial Buildings | Standard | FALSE | [9 empty] | 41887 | Not Yet Verified | Not Yet Verified | NotYetVerified |  | 3 | 21419.4 | 84.54 | 253.36 | 14.52 | 0.91 | 3958 | 81.46
P000004GO | Acuity Brands Lighting | Holophane | PHZ 27L 4K X X X W FR 80CRI | Indoor Luminaires | High-Bay | High-Bay Luminaires for Commercial and Industrial Buildings | Standard | FALSE | [9 empty] | 41887 | Not Yet Verified | Not Yet Verified | NotYetVerified |  | 3 | 21402.22 | 84.44 | 253.47 | 14.52 | 0.91 | 3958 | 81.46
P000004EN | Acuity Brands Lighting | Holophane | PHZ 27L 4K X X X W | Indoor Luminaires | High-Bay | High-Bay Luminaires for Commercial and Industrial Buildings | Standard | FALSE | [9 empty] | 41887 | Not Yet Verified | Not Yet Verified | NotYetVerified |  | 3 | 25858.76 | 100.66 | 256.89 | 14.52 | 0.91 | 3904 | 71.7
P000004EM | Acuity Brands Lighting | Holophane | PHZ 27L 4K X X X M | Indoor Luminaires | High-Bay | High-Bay Luminaires for Commercial and Industrial Buildings | Standard | FALSE | [9 empty] | 41887 | Not Yet Verified | Not Yet Verified | NotYetVerified |  | 3 | 25823.74 | 100.61 | 256.67 | 14.52 | 0.91 | 3904 | 71.7
P000004EL | Acuity Brands Lighting | Holophane | PHZ 27L 4K X X X N | Indoor Luminaires | High-Bay | High-Bay Luminaires for Commercial and Industrial Buildings | Standard | FALSE | [9 empty] | 41887 | Not Yet Verified | Not Yet Verified | NotYetVerified |  | 3 | 25807.83 | 100.55 | 256.67 | 14.52 | 0.91 | 3904 | 71.7
P000004EP | Acuity Brands Lighting | Holophane | PHZ 27L 4K X X X M FR | Indoor Luminaires | High-Bay | High-Bay Luminaires for Commercial and Industrial Buildings | Standard | FALSE | [9 empty] | 41887 | Not Yet Verified | Not Yet Verified | NotYetVerified |  | 3 | 23153.03 | 90.74 | 255.16 | 14.52 | 0.91 | 3904 | 71.7
P000004EO | Acuity Brands Lighting | Holophane | PHZ 27L 4K X X X N FR | Indoor Luminaires | High-Bay | High-Bay Luminaires for Commercial and Industrial Buildings | Standard | FALSE | [9 empty] | 41887 | Not Yet Verified | Not Yet Verified | NotYetVerified |  | 3 | 23110.4 | 90.65 | 254.94 | 14.52 | 0.91 | 3904 | 71.7
P000004EQ | Acuity Brands Lighting | Holophane | PHZ 27L 4K X X X W FR | Indoor Luminaires | High-Bay | High-Bay Luminaires for Commercial and Industrial Buildings | Standard | FALSE | [9 empty] | 41887 | Not Yet Verified | Not Yet Verified | NotYetVerified |  | 3 | 23091.87 | 90.54 | 255.05 | 14.52 | 0.91 | 3904 | 71.7
P000004GF | Acuity Brands Lighting | Holophane | PHZ 27L 3K X X X W 80CRI | Indoor Luminaires | High-Bay | High-Bay Luminaires for Commercial and Industrial Buildings | Standard | FALSE | [9 empty] | 41887 | Not Yet Verified | Not Yet Verified | NotYetVerified |  | 3 | 21666.93 | 85.22 | 254.24 | 14.52 | 0.91 | 3172 | 82.72
P000004GE | Acuity Brands Lighting | Holophane | PHZ 27L 3K X X X M 80CRI | Indoor Luminaires | High-Bay | High-Bay Luminaires for Commercial and Industrial Buildings | Standard | FALSE | [9 empty] | 41887 | Not Yet Verified | Not Yet Verified | NotYetVerified |  | 3 | 21637.59 | 85.18 | 254.03 | 14.52 | 0.91 | 3172 | 82.72
P000004GD | Acuity Brands Lighting | Holophane | PHZ 27L 3K X X X N 80CRI | Indoor Luminaires | High-Bay | High-Bay Luminaires for Commercial and Industrial Buildings | Standard | FALSE | [9 empty] | 41887 | Not Yet Verified | Not Yet Verified | NotYetVerified |  | 3 | 21624.25 | 85.13 | 254.03 | 14.52 | 0.91 | 3172 | 82.72
P000004EH | Acuity Brands Lighting | Holophane | PHZ 27L 3K X X X W | Indoor Luminaires | High-Bay | High-Bay Luminaires for Commercial and Industrial Buildings | Standard | FALSE | [9 empty] | 41887 | Not Yet Verified | Not Yet Verified | NotYetVerified |  | 3 | 23377.47 | 91.38 | 255.83 | 14.52 | 0.91 | 3048 | 73.64
P000004EG | Acuity Brands Lighting | Holophane | PHZ 27L 3K X X X M | Indoor Luminaires | High-Bay | High-Bay Luminaires for Commercial and Industrial Buildings | Standard | FALSE | [9 empty] | 41887 | Not Yet Verified | Not Yet Verified | NotYetVerified |  | 3 | 23345.82 | 91.33 | 255.61 | 14.52 | 0.91 | 3048 | 73.64
P000004EF | Acuity Brands Lighting | Holophane | PHZ 27L 3K X X X N | Indoor Luminaires | High-Bay | High-Bay Luminaires for Commercial and Industrial Buildings | Standard | FALSE | [9 empty] | 41887 | Not Yet Verified | Not Yet Verified | NotYetVerified |  | 3 | 23331.43 | 91.28 | 255.61 | 14.52 | 0.91 | 3048 | 73.64
P000004EJ | Acuity Brands Lighting | Holophane | PHZ 27L 3K X X X M FR | Indoor Luminaires | High-Bay | High-Bay Luminaires for Commercial and Industrial Buildings | Standard | FALSE | [9 empty] | 41887 | Not Yet Verified | Not Yet Verified | NotYetVerified |  | 3 | 20931.38 | 82.37 | 254.1 | 14.52 | 0.91 | 3048 | 73.64
P000004EI | Acuity Brands Lighting | Holophane | PHZ 27L 3K X X X N FR | Indoor Luminaires | High-Bay | High-Bay Luminaires for Commercial and Industrial Buildings | Standard | FALSE | [9 empty] | 41887 | Not Yet Verified | Not Yet Verified | NotYetVerified |  | 3 | 20892.84 | 82.29 | 253.89 | 14.52 | 0.91 | 3048 | 73.64
P000004EK | Acuity Brands Lighting | Holophane | PHZ 27L 3K X X X W FR | Indoor Luminaires | High-Bay | High-Bay Luminaires for Commercial and Industrial Buildings | Standard | FALSE | [9 empty] | 41887 | Not Yet Verified | Not Yet Verified | NotYetVerified |  | 3 | 20876.08 | 82.19 | 253.99 | 14.52 | 0.91 | 3048 | 73.64
P00001L9V | Renesola Zhejiang Ltd | Renesola | RHB300I01 4000K | Indoor Luminaires | High-Bay | High-Bay Luminaires for Commercial and Industrial Buildings | Standard | TRUE | 26008.3 | 87.33 | 297.8 | 7.89 | 0.994 | 4027 | 75.6 | 5 | 50000 | 41886 |  |  | NotYetVerified |  | 3 | 26000 | 87.3 | 300 | 7.9 | 0.99 | 4000 | 75
P00001LQG | ABOVE ALL LIGHTING INC. | ABBlighting | ABHB150LED50 | Indoor Luminaires | High-Bay | High-Bay Luminaires for Commercial and Industrial Buildings | Standard | TRUE | 12216 | 91.3 | 133.8 | 9.23 | 0.962 | 5050 | 83.1 | 5 | 50000 | 41886 |  |  | NotYetVerified |  | 3 |  |  | 150 |  | 0.9 | 5000
P00001L9J | Renesola Zhejiang Ltd | Renesola | RHB120I01 4000K | Indoor Luminaires | High-Bay | High-Bay Luminaires for Commercial and Industrial Buildings | Standard | TRUE | 11495.3 | 96.03 | 119.7 | 7.71 | 0.953 | 4097 | 81.9 | 5 | 50000 | 41886 |  |  | NotYetVerified |  | 3 | 11495 | 97 | 119.7 |  |  | 4000 | 82
P00001L9Z | Renesola Zhejiang Ltd | Renesola | RHB400I01 4000K | Indoor Luminaires | High-Bay | High-Bay Luminaires for Commercial and Industrial Buildings | Standard | TRUE | 32697.1 | 80.76 | 404.85 | 7.63 | 0.953 | 3996 | 69.2 | 5 | 50000 | 41886 |  |  | NotYetVerified |  | 3 | 32700 | 80.76 | 405 | 7.6 | 0.95 | 4000 | 70
P00001L9N | Renesola Zhejiang Ltd | Renesola | RHB150I01 4000K | Indoor Luminaires | High-Bay | High-Bay Luminaires for Commercial and Industrial Buildings | Standard | TRUE | 13587.7 | 92.52 | 146.86 | 7.63 | 0.951 | 4090 | 81.9 | 5 | 50000 | 41886 |  |  | NotYetVerified |  | 3 | 13588 | 93 | 146.86 | 10 | 0.99 | 4090 | 82
P00001L9R | Renesola Zhejiang Ltd | Renesola | RHB200I01 4000K | Indoor Luminaires | High-Bay | High-Bay Luminaires for Commercial and Industrial Buildings | Standard | TRUE | 18443.3 | 92.52 | 146.86 | 7.63 | 0.951 | 4087 | 81.6 | 5 | 50000 | 41886 |  |  | NotYetVerified |  | 3 | 18440 | 92.5 | 147 | 7.63 | 0.95 | 4000 | 82
P00001L9F | Renesola Zhejiang Ltd | Renesola | RHB100I01 4000K | Indoor Luminaires | High-Bay | High-Bay Luminaires for Commercial and Industrial Buildings | Standard | TRUE | 9436.1 | 96.2 | 98.07 | 7.35 | 0.951 | 4068 | 81.7 | 5 | 50000 | 41886 |  |  | NotYetVerified |  | 3 | 9436.1 | 96 | 98.08 |  |  | 4068 | 81
P00001LPN | Shanghai Yuanming Lighting Technology Co. Ltd | YML | YML-1HB02-400(3000K) | Indoor Luminaires | High-Bay | High-Bay Luminaires for Commercial and Industrial Buildings | Standard | TRUE | 34432.84 | 82.69 | 416.4 | 10.2 | 0.947 | 3042 | 80.9 | 5 | 50000 | 41886 |  |  | NotYetVerified |  | 3 | 32700 |  | 400 | 12 | 0.93 | 3000 | 70
P00001LPT | Shanghai Yuanming Lighting Technology Co. Ltd | YML | YML-1HB02-500(3000K) | Indoor Luminaires | High-Bay | High-Bay Luminaires for Commercial and Industrial Buildings | Standard | TRUE | 39301.87 | 77.7 | 505.8 | 9.97 | 0.946 | 3077 | 80.3 | 5 | 50000 | 41886 |  |  | NotYetVerified |  | 3 | 37400 |  | 500 | 12 | 0.93 | 3000 | 70
P00001L99 | Renesola Zhejiang Ltd | Renesola | RHB200T01-4000K-80D | Indoor Luminaires | High-Bay | High-Bay Luminaires for Commercial and Industrial Buildings | Standard | TRUE | 17963.6 | 88.14 | 203.81 | 11.21 | 0.941 | 4075 | 71.3 | 5 | 35000 | 41886 |  |  | NotYetVerified |  | 3 | 17963.6 | 88 | 203.85 | 10 | 0.994 | 4075 | 71.3
P00001LPH | Shanghai Yuanming Lighting Technology Co. Ltd | YML | YML-1HB01-300(3000K) | Indoor Luminaires | High-Bay | High-Bay Luminaires for Commercial and Industrial Buildings | Standard | TRUE | 26763.58 | 87.92 | 304.4 | 11.8 | 0.938 | 3023 | 81.2 | 5 | 50000 | 41886 |  |  | NotYetVerified |  | 3 | 25400 |  | 300 | 12 | 0.93 | 3000 | 70
P00001L93 | Renesola Zhejiang Ltd | Renesola | RHB150T01-4000K-80D | Indoor Luminaires | High-Bay | High-Bay Luminaires for Commercial and Industrial Buildings | Standard | TRUE | 13657.2 | 91.43 | 149.38 | 9.89 | 0.936 | 4130 | 74.6 | 5 | 35000 | 41886 |  |  | NotYetVerified |  | 3 | 13657 | 91.4 | 150 | 10 | 0.993 | 4130 | 71.2
P00001LOM | DRK Enterprises | MyLEDLightingGuide | MLLG-GI-LED-HB-AP-150-4100 | Indoor Luminaires | High-Bay | High-Bay Luminaires for Commercial and Industrial Buildings | Standard | TRUE | 11791 | 80.23 | 147 | 12.61 | 0.9338 | 4127 | 75.3 | 5 | 50000 | 41886 |  |  | NotYetVerified |  | 3 | 12781 | 85.21 | 150 |  | 0.9 | 4100 | 75
P00001LOK | DRK Enterprises | MyLEDLightingGuide | MLLG-GI-LED-HB-IP65-200 | Indoor Luminaires | High-Bay | High-Bay Luminaires for Commercial and Industrial Buildings | Standard | TRUE | 18010 | 88.58 | 203.32 | 20.1 | 0.93 | 5450.5 | 71.4 | 5 | 50000 | 41886 |  |  | NotYetVerified |  | 3 | 17800 | 89 | 200 |  | 0.9956 | 5500 | 70
P00001LOJ | DRK Enterprises | MyLEDLightingGuide | MLLG-GI-LED-HB-IP65-150 | Indoor Luminaires | High-Bay | High-Bay Luminaires for Commercial and Industrial Buildings | Standard | TRUE | 12471 | 83.87 | 148.7 | 12.6 | 0.93 | 5727 | 71.3 | 5 | 50000 | 41886 |  |  | NotYetVerified |  | 3 | 12471 | 83.14 | 150 | 12.6 | 0.934 | 5700 | 70
P00001LOO | DRK Enterprises | MyLEDLightingGuide | MLLG-GI-LED-HB-AR-200-4100 | Indoor Luminaires | High-Bay | High-Bay Luminaires for Commercial and Industrial Buildings | Standard | TRUE | 16485 | 83.57 | 196.3 | 13 | 0.9105 | 4129 | 75.4 | 5 | 50000 | 41886 |  |  | NotYetVerified |  | 3 | 16485 | 82.43 | 200 |  | 0.9 | 4100 | 75
P00001LPY | Shanghai Yuanming Lighting Technology Co. Ltd | YML | YML-1HB02-500(5700K) | Indoor Luminaires | High-Bay | High-Bay Luminaires for Commercial and Industrial Buildings | Standard | FALSE | [9 empty] | 41886 |  |  | NotYetVerified |  | 3 | 37400 | 90 | 500 | 12 | 0.93 | 5700 | 70
P00001LPS | Shanghai Yuanming Lighting Technology Co. Ltd | YML | YML-1HB02-400(5700K) | Indoor Luminaires | High-Bay | High-Bay Luminaires for Commercial and Industrial Buildings | Standard | FALSE | [9 empty] | 41886 |  |  | NotYetVerified |  | 3 | 32700 | 95 | 400 | 12 | 0.93 | 5700 | 70
P00001LPM | Shanghai Yuanming Lighting Technology Co. Ltd | YML | YML-1HB01-300(5700K) | Indoor Luminaires | High-Bay | High-Bay Luminaires for Commercial and Industrial Buildings | Standard | FALSE | [9 empty] | 41886 |  |  | NotYetVerified |  | 3 | 25400 | 100 | 300 | 12 | 0.93 | 5700 | 70
P00001LPX | Shanghai Yuanming Lighting Technology Co. Ltd | YML | YML-1HB02-500(5000K) | Indoor Luminaires | High-Bay | High-Bay Luminaires for Commercial and Industrial Buildings | Standard | FALSE | [9 empty] | 41886 |  |  | NotYetVerified |  | 3 | 37400 | 90 | 500 | 12 | 0.93 | 5000 | 70
P00001LPR | Shanghai Yuanming Lighting Technology Co. Ltd | YML | YML-1HB02-400(5000K) | Indoor Luminaires | High-Bay | High-Bay Luminaires for Commercial and Industrial Buildings | Standard | FALSE | [9 empty] | 41886 |  |  | NotYetVerified |  | 3 | 32700 | 95 | 400 | 12 | 0.93 | 5000 | 70
P00001LPL | Shanghai Yuanming Lighting Technology Co. Ltd | YML | YML-1HB01-300(5000K) | Indoor Luminaires | High-Bay | High-Bay Luminaires for Commercial and Industrial Buildings | Standard | FALSE | [9 empty] | 41886 |  |  | NotYetVerified |  | 3 | 25400 | 100 | 300 | 12 | 0.93 | 5000 | 70
P00001LPW | Shanghai Yuanming Lighting Technology Co. Ltd | YML | YML-1HB02-500(4500K) | Indoor Luminaires | High-Bay | High-Bay Luminaires for Commercial and Industrial Buildings | Standard | FALSE | [9 empty] | 41886 |  |  | NotYetVerified |  | 3 | 37400 | 90 | 500 | 12 | 0.93 | 4500 | 70
P00001LPQ | Shanghai Yuanming Lighting Technology Co. Ltd | YML | YML-1HB02-400(4500K) | Indoor Luminaires | High-Bay | High-Bay Luminaires for Commercial and Industrial Buildings | Standard | FALSE | [9 empty] | 41886 |  |  | NotYetVerified |  | 3 | 32700 | 95 | 400 | 12 | 0.93 | 4500 | 70
P00001LPK | Shanghai Yuanming Lighting Technology Co. Ltd | YML | YML-1HB01-300(4500K) | Indoor Luminaires | High-Bay | High-Bay Luminaires for Commercial and Industrial Buildings | Standard | FALSE | [9 empty] | 41886 |  |  | NotYetVerified |  | 3 | 25400 | 100 | 300 | 12 | 0.93 | 4500 | 70
P00001LPV | Shanghai Yuanming Lighting Technology Co. Ltd | YML | YML-1HB02-500(4000K) | Indoor Luminaires | High-Bay | High-Bay Luminaires for Commercial and Industrial Buildings | Standard | FALSE | [9 empty] | 41886 |  |  | NotYetVerified |  | 3 | 37400 | 90 | 500 | 12 | 0.93 | 4000 | 70
P00001LPP | Shanghai Yuanming Lighting Technology Co. Ltd | YML | YML-1HB02-400(4000K) | Indoor Luminaires | High-Bay | High-Bay Luminaires for Commercial and Industrial Buildings | Standard | FALSE | [9 empty] | 41886 |  |  | NotYetVerified |  | 3 | 32700 | 95 | 400 | 12 | 0.93 | 4000 | 70
P00001LPJ | Shanghai Yuanming Lighting Technology Co. Ltd | YML | YML-1HB01-300(4000K) | Indoor Luminaires | High-Bay | High-Bay Luminaires for Commercial and Industrial Buildings | Standard | FALSE | [9 empty] | 41886 |  |  | NotYetVerified |  | 3 | 25400 | 100 | 300 | 12 | 0.93 | 4000 | 70
P00001LPU | Shanghai Yuanming Lighting Technology Co. Ltd | YML | YML-1HB02-500(3500K) | Indoor Luminaires | High-Bay | High-Bay Luminaires for Commercial and Industrial Buildings | Standard | FALSE | [9 empty] | 41886 |  |  | NotYetVerified |  | 3 | 37400 | 85 | 500 | 12 | 0.93 | 3500 | 70
P00001LPO | Shanghai Yuanming Lighting Technology Co. Ltd | YML | YML-1HB02-400(3500K) | Indoor Luminaires | High-Bay | High-Bay Luminaires for Commercial and Industrial Buildings | Standard | FALSE | [9 empty] | 41886 |  |  | NotYetVerified |  | 3 | 32700 | 85 | 400 | 12 | 0.93 | 3500 | 70
P00001LPI | Shanghai Yuanming Lighting Technology Co. Ltd | YML | YML-1HB01-300(3500K) | Indoor Luminaires | High-Bay | High-Bay Luminaires for Commercial and Industrial Buildings | Standard | FALSE | [9 empty] | 41886 |  |  | NotYetVerified |  | 3 | 25400 | 90 | 300 | 12 | 0.93 | 3500 | 70
P00001LOP | DRK Enterprises | MyLEDLightingGuide | MLLG-GI-LED-HB-AR-200-5500 | Indoor Luminaires | High-Bay | High-Bay Luminaires for Commercial and Industrial Buildings | Standard | FALSE | [9 empty] | 41886 |  |  | NotYetVerified |  | 3 | 17676 | 88.38 | 200 |  | 0.9 | 5500 | 69
P00001LON | DRK Enterprises | MyLEDLightingGuide | MLLG-GI-LED-HB-AP-150-5500 | Indoor Luminaires | High-Bay | High-Bay Luminaires for Commercial and Industrial Buildings | Standard | FALSE | [9 empty] | 41886 |  |  | NotYetVerified |  | 3 | 13293 | 88.62 | 150 |  | 0.9 | 5500 | 69
P00001L9U | Renesola Zhejiang Ltd | Renesola | RHB200I01 5700K | Indoor Luminaires | High-Bay | High-Bay Luminaires for Commercial and Industrial Buildings | Standard | FALSE | [9 empty] | 41886 | Not Yet Verified | Not Yet Verified | NotYetVerified |  | 3 | 19606.8 | 95 | 206.31 | 10 | 0.99 | 5888 | 80
P00001L9Q | Renesola Zhejiang Ltd | Renesola | RHB150I01 5700K | Indoor Luminaires | High-Bay | High-Bay Luminaires for Commercial and Industrial Buildings | Standard | FALSE | [9 empty] | 41886 | Not Yet Verified | Not Yet Verified | NotYetVerified |  | 3 | 14861.7 | 97.1 | 153.06 | 10 | 0.99 | 5888 | 80
P00001L9M | Renesola Zhejiang Ltd | Renesola | RHB120I01 5700K | Indoor Luminaires | High-Bay | High-Bay Luminaires for Commercial and Industrial Buildings | Standard | FALSE | [9 empty] | 41886 | Not Yet Verified | Not Yet Verified | NotYetVerified |  | 3 | 11952.9 | 98.07 | 120.34 | 10 | 0.99 | 5870 | 80
P00001L9I | Renesola Zhejiang Ltd | Renesola | RHB100I01 5700K | Indoor Luminaires | High-Bay | High-Bay Luminaires for Commercial and Industrial Buildings | Standard | FALSE | [9 empty] | 41886 | Not Yet Verified | Not Yet Verified | NotYetVerified |  | 3 | 10024.1 | 98.07 | 102.21 | 10 | 0.99 | 5870 | 80
P00001LA2 | Renesola Zhejiang Ltd | Renesola | RHB400I01 5700K | Indoor Luminaires | High-Bay | High-Bay Luminaires for Commercial and Industrial Buildings | Standard | FALSE | [9 empty] | 41886 | Not Yet Verified | Not Yet Verified | NotYetVerified |  | 3 | 32700 | 80.76 | 405 | 10 | 0.95 | 5594 | 70
P00001L9Y | Renesola Zhejiang Ltd | Renesola | RHB300I01 5700K | Indoor Luminaires | High-Bay | High-Bay Luminaires for Commercial and Industrial Buildings | Standard | FALSE | [9 empty] | 41886 | Not Yet Verified | Not Yet Verified | NotYetVerified |  | 3 | 26606.9 | 86.83 | 306.41 | 10 | 0.99 | 5594 | 69.2
P00001L98 | Renesola Zhejiang Ltd | Renesola | RHB150T01-5000K-100D | Indoor Luminaires | High-Bay | High-Bay Luminaires for Commercial and Industrial Buildings | Standard | FALSE | [9 empty] | 41886 | Not Yet Verified | Not Yet Verified | NotYetVerified |  | 3 | 15269.1 | 101.91 | 149.83 | 10 | 0.994 | 5194 | 74.6
P00001L95 | Renesola Zhejiang Ltd | Renesola | RHB150T01-5000K-80D | Indoor Luminaires | High-Bay | High-Bay Luminaires for Commercial and Industrial Buildings | Standard | FALSE | [9 empty] | 41886 | Not Yet Verified | Not Yet Verified | NotYetVerified |  | 3 | 15269.1 | 101.91 | 149.83 | 10 | 0.994 | 5194 | 74.6
P00001L9E | Renesola Zhejiang Ltd | Renesola | RHB200T01-5000K-100D | Indoor Luminaires | High-Bay | High-Bay Luminaires for Commercial and Industrial Buildings | Standard | FALSE | [9 empty] | 41886 | Not Yet Verified | Not Yet Verified | NotYetVerified |  | 3 | 19767.9 | 97.35 | 203.05 | 10 | 0.995 | 5186 | 74.5
P00001L9B | Renesola Zhejiang Ltd | Renesola | RHB200T01-5000K-80D | Indoor Luminaires | High-Bay | High-Bay Luminaires for Commercial and Industrial Buildings | Standard | FALSE | [9 empty] | 41886 | Not Yet Verified | Not Yet Verified | NotYetVerified |  | 3 | 19767.9 | 97.35 | 203.05 | 10 | 0.995 | 5186 | 74.5
P00001L9T | Renesola Zhejiang Ltd | Renesola | RHB200I01 5000K | Indoor Luminaires | High-Bay | High-Bay Luminaires for Commercial and Industrial Buildings | Standard | FALSE | [9 empty] | 41886 | Not Yet Verified | Not Yet Verified | NotYetVerified |  | 3 | 18800 | 94 | 203 | 10 | 0.99 | 5000 | 80
P00001L9P | Renesola Zhejiang Ltd | Renesola | RHB150I01 5000K | Indoor Luminaires | High-Bay | High-Bay Luminaires for Commercial and Industrial Buildings | Standard | FALSE | [9 empty] | 41886 | Not Yet Verified | Not Yet Verified | NotYetVerified |  | 3 | 14400 | 96 | 148 | 10 | 0.99 | 5000 | 80
P00001L9L | Renesola Zhejiang Ltd | Renesola | RHB120I01 5000K | Indoor Luminaires | High-Bay | High-Bay Luminaires for Commercial and Industrial Buildings | Standard | FALSE | [9 empty] | 41886 | Not Yet Verified | Not Yet Verified | NotYetVerified |  | 3 | 11800 | 97 | 119.7 | 10 | 0.99 | 5000 | 80
P00001L9H | Renesola Zhejiang Ltd | Renesola | RHB100I01 5000K | Indoor Luminaires | High-Bay | High-Bay Luminaires for Commercial and Industrial Buildings | Standard | FALSE | [9 empty] | 41886 | Not Yet Verified | Not Yet Verified | NotYetVerified |  | 3 | 9800 | 97 | 100 | 10 | 0.99 | 5000 | 80
P00001L9X | Renesola Zhejiang Ltd | Renesola | RHB300I01 5000K | Indoor Luminaires | High-Bay | High-Bay Luminaires for Commercial and Industrial Buildings | Standard | FALSE | [9 empty] | 41886 | Not Yet Verified | Not Yet Verified | NotYetVerified |  | 3 | 26400 | 87 | 304 | 10 | 0.99 | 5000 | 72
P00001LA1 | Renesola Zhejiang Ltd | Renesola | RHB400I01 5000K | Indoor Luminaires | High-Bay | High-Bay Luminaires for Commercial and Industrial Buildings | Standard | FALSE | [9 empty] | 41886 | Not Yet Verified | Not Yet Verified | NotYetVerified |  | 3 | 32700 | 80.76 | 405 | 10 | 0.95 | 5000 | 70
P00001L9S | Renesola Zhejiang Ltd | Renesola | RHB200I01 4500K | Indoor Luminaires | High-Bay | High-Bay Luminaires for Commercial and Industrial Buildings | Standard | FALSE | [9 empty] | 41886 | Not Yet Verified | Not Yet Verified | NotYetVerified |  | 3 | 18600 | 93 | 201 | 10 | 0.99 | 4500 | 81
P00001L9O | Renesola Zhejiang Ltd | Renesola | RHB150I01 4500K | Indoor Luminaires | High-Bay | High-Bay Luminaires for Commercial and Industrial Buildings | Standard | FALSE | [9 empty] | 41886 | Not Yet Verified | Not Yet Verified | NotYetVerified |  | 3 | 13900 | 95 | 147 | 10 | 0.99 | 4500 | 81
P00001L9K | Renesola Zhejiang Ltd | Renesola | RHB120I01 4500K | Indoor Luminaires | High-Bay | High-Bay Luminaires for Commercial and Industrial Buildings | Standard | FALSE | [9 empty] | 41886 | Not Yet Verified | Not Yet Verified | NotYetVerified |  | 3 | 11700 | 97 | 119.7 | 10 | 0.99 | 4500 | 81
P00001L9G | Renesola Zhejiang Ltd | Renesola | RHB100I01 4500K | Indoor Luminaires | High-Bay | High-Bay Luminaires for Commercial and Industrial Buildings | Standard | FALSE | [9 empty] | 41886 | Not Yet Verified | Not Yet Verified | NotYetVerified |  | 3 | 9600 | 97 | 99 | 10 | 0.99 | 4500 | 81
P00001L9W | Renesola Zhejiang Ltd | Renesola | RHB300I01 4500K | Indoor Luminaires | High-Bay | High-Bay Luminaires for Commercial and Industrial Buildings | Standard | FALSE | [9 empty] | 41886 | Not Yet Verified | Not Yet Verified | NotYetVerified |  | 3 | 26200 | 87 | 302 | 10 | 0.99 | 4500 | 74
P00001L9D | Renesola Zhejiang Ltd | Renesola | RHB200T01-4500K-100D | Indoor Luminaires | High-Bay | High-Bay Luminaires for Commercial and Industrial Buildings | Standard | FALSE | [9 empty] | 41886 | Not Yet Verified | Not Yet Verified | NotYetVerified |  | 3 | 18452.5 | 92.78 | 203.43 | 10 | 0.994 | 4500 | 72.9
P00001L9A | Renesola Zhejiang Ltd | Renesola | RHB200T01-4500K-80D | Indoor Luminaires | High-Bay | High-Bay Luminaires for Commercial and Industrial Buildings | Standard | FALSE | [9 empty] | 41886 | Not Yet Verified | Not Yet Verified | NotYetVerified |  | 3 | 18452.5 | 92.78 | 203.43 | 10 | 0.994 | 4500 | 72.9
P00001L97 | Renesola Zhejiang Ltd | Renesola | RHB150T01-4500K-100D | Indoor Luminaires | High-Bay | High-Bay Luminaires for Commercial and Industrial Buildings | Standard | FALSE | [9 empty] | 41886 | Not Yet Verified | Not Yet Verified | NotYetVerified |  | 3 | 14568.9 | 97.43 | 149.58 | 10 | 0.994 | 4500 | 72.3
P00001L94 | Renesola Zhejiang Ltd | Renesola | RHB150T01-4500K-80D | Indoor Luminaires | High-Bay | High-Bay Luminaires for Commercial and Industrial Buildings | Standard | FALSE | [9 empty] | 41886 | Not Yet Verified | Not Yet Verified | NotYetVerified |  | 3 | 14568.9 | 97.43 | 149.58 | 10 | 0.994 | 4500 | 72.3
P00001LA0 | Renesola Zhejiang Ltd | Renesola | RHB400I01 4500K | Indoor Luminaires | High-Bay | High-Bay Luminaires for Commercial and Industrial Buildings | Standard | FALSE | [9 empty] | 41886 | Not Yet Verified | Not Yet Verified | NotYetVerified |  | 3 | 32700 | 80.76 | 405 | 10 | 0.95 | 4500 | 70
P00001L96 | Renesola Zhejiang Ltd | Renesola | RHB150T01-4000K-100D | Indoor Luminaires | High-Bay | High-Bay Luminaires for Commercial and Industrial Buildings | Standard | FALSE | [9 empty] | 41886 | Not Yet Verified | Not Yet Verified | NotYetVerified |  | 3 | 13883.4 | 93.55 | 148.4 | 10 | 0.993 | 4130 | 71.2
P00001L9C | Renesola Zhejiang Ltd | Renesola | RHB200T01-4000K-100D | Indoor Luminaires | High-Bay | High-Bay Luminaires for Commercial and Industrial Buildings | Standard | FALSE | [9 empty] | 41886 | Not Yet Verified | Not Yet Verified | NotYetVerified |  | 3 | 17963.6 | 88.14 | 203.81 | 10 | 0.994 | 4075 | 71.3
P00001H92 | Shenzhen Botanica Lighting Co | botanica | BL-MD-50 | Indoor Luminaires | High-Bay | Low-Bay Luminaires for Commercial and Industrial Buildings | Standard | TRUE | 5591 | 89.6 | 62.4 | 16.53 | 0.9794 | 4935 | 70.6 | 5 | 50000 | 41885 |  |  | NotYetVerified |  | 3 | 5500 | 82 |  |  | 0.95 | 5000 | 70
P00001H95 | Shenzhen Botanica Lighting Co | botanica | BL-MD-200 | Indoor Luminaires | High-Bay | High-Bay Luminaires for Commercial and Industrial Buildings | Standard | TRUE | 17391 | 83.64 | 207.9 | 10.34 | 0.97 | 5386 | 75.2 | 5 | 50000 | 41885 |  |  | NotYetVerified |  | 3 | 17300 | 82 | 15 |  | 0.95 | 5000 | 70
P00001H93 | Shenzhen Botanica Lighting Co | botanica | BL-MD-120 | Indoor Luminaires | High-Bay | High-Bay Luminaires for Commercial and Industrial Buildings | Standard | TRUE | 11427 | 86.14 | 132.7 | 14.77 | 0.96 | 5347 | 72.4 | 5 | 50000 | 41885 |  |  | NotYetVerified |  | 3 | 11400 | 90 | 110 |  | 0.95 | 5000 | 70
P00001H97 | Shenzhen Botanica Lighting Co | botanica | BL-MD-450 | Indoor Luminaires | High-Bay | High-Bay Luminaires for Commercial and Industrial Buildings | Standard | TRUE | 43057 | 92.34 | 466.3 | 13.08 | 0.9515 | 5406 | 72.4 | 5 | 50000 | 41885 |  |  | NotYetVerified |  | 3 | 43000 | 82 | 460 |  | 0.95 | 5000 | 70
P00001LO7 | Micro High Tech Co. Ltd. | Ourlight | HB-75S | Indoor Luminaires | High-Bay | Low-Bay Luminaires for Commercial and Industrial Buildings | Standard | TRUE | 7651.3 | 94.6 | 80.88 | 7.3 | 0.95 | 3260 | 80.1 | 5 | 36000 | 41885 |  |  | NotYetVerified |  | 3
P00001H94 | Shenzhen Botanica Lighting Co | botanica | BL-MD-150 | Indoor Luminaires | High-Bay | High-Bay Luminaires for Commercial and Industrial Buildings | Standard | TRUE | 13483 | 89.22 | 151.1 | 12.71 | 0.9496 | 5399 | 72.8 | 5 | 50000 | 41885 |  |  | NotYetVerified |  | 3 | 13400 | 82 | 154 |  | 0.95 | 5000 | 70
P00001LOG | HISHINE GROUP LIMITED | HISHINE | HS-HB4W100 | Indoor Luminaires | High-Bay | High-Bay Luminaires for Commercial and Industrial Buildings | Standard | TRUE | 10115.2 | 94.57 | 107 | 13.6 | 0.948 | 5376 | 74.3 | 5 | 50000 | 41885 |  |  | NotYetVerified |  | 3 | 10115 | 94.6 | 100 | 13.6 | 0.9 | 5500 | 75
P00001LOD | Micro High Tech Co. Ltd. | Ourlight | HB-125S | Indoor Luminaires | High-Bay | High-Bay Luminaires for Commercial and Industrial Buildings | Standard | TRUE | 12711 | 98.61 | 128.9 | 7.437 | 0.9449 | 3240 | 80.1 | 5 | 36000 | 41885 |  |  | NotYetVerified |  | 3
P00001LOH | HISHINE GROUP LIMITED | HISHINE | HS-HB5W150 | Indoor Luminaires | High-Bay | High-Bay Luminaires for Commercial and Industrial Buildings | Standard | TRUE | 12380.6 | 77.68 | 159.4 | 13.1 | 0.943 | 5430 | 75 | 5 | 50000 | 41885 |  |  | NotYetVerified |  | 3 | 12380 | 77.68 | 150 | 13.1 | 0.9 | 5500 | 75
P00001H9J | Shenzhen Botanica Lighting Co | botanica | BL-EB-100 | Indoor Luminaires | High-Bay | High-Bay Luminaires for Commercial and Industrial Buildings | Standard | TRUE | 10527 | 107.21 | 98.19 | 10.23 | 0.9382 | 5115 | 83.9 | 5 | 50000 | 41885 |  |  | NotYetVerified | Qualified with 120Â° reflector only | 3 | 10527 | 107.21 | 98.19 | 10.23 | 0.9382 | 5000 | 83.9
P00001H9K | Shenzhen Botanica Lighting Co | botanica | BL-EB-100HV | Indoor Luminaires | High-Bay | High-Bay Luminaires for Commercial and Industrial Buildings | Standard | TRUE | 10185 | 105.54 | 96.51 | 13.75 | 0.921 | 5139 | 84 | 5 | 50000 | 41885 |  |  | NotYetVerified | Qualified with 120Â° reflector only | 3 | 10185.4 | 105.54 | 96.51 | 13.75 | 0.921 | 5000 | 84
P00001H9O | Shenzhen Botanica Lighting Co | botanica | BL-EB-200HV | Indoor Luminaires | High-Bay | High-Bay Luminaires for Commercial and Industrial Buildings | Standard | TRUE | 20313 | 105.29 | 199.9 | 13.65 | 0.9198 | 5125 | 84.1 | 5 | 50000 | 41885 |  |  | NotYetVerified | Qualified with 120Â° reflector only | 3 | 20313 | 105.29 | 199.9 | 13.65 | 0.9198 | 5000 | 84.1
P00001H9N | Shenzhen Botanica Lighting Co | botanica | BL-EB-200 | Indoor Luminaires | High-Bay | High-Bay Luminaires for Commercial and Industrial Buildings | Standard | TRUE | 21207 | 104.92 | 202.1 | 16.06 | 0.9167 | 5149 | 84.1 | 5 | 50000 | 41885 |  |  | NotYetVerified | Qualified with 120Â° reflector only | 3 | 21207 | 104.92 | 202.1 | 16.06 | 0.9167 | 5000 | 84.1
P00001H9L | Shenzhen Botanica Lighting Co | botanica | BL-EB-150 | Indoor Luminaires | High-Bay | High-Bay Luminaires for Commercial and Industrial Buildings | Standard | TRUE | 15826.2 | 106.34 | 148.8 | 10.56 | 0.9136 | 5146 | 84 | 5 | 50000 | 41885 |  |  | NotYetVerified | Qualified with 120Â° reflector only | 3 | 15826 | 106.64 | 148.8 | 10.56 | 0.9136 | 5000 | 84
P00001H9M | Shenzhen Botanica Lighting Co | botanica | BL-EB-150HV | Indoor Luminaires | High-Bay | High-Bay Luminaires for Commercial and Industrial Buildings | Standard | TRUE | 15302 | 105.5 | 145 | 11.68 | 0.9108 | 5122 | 84 | 5 | 50000 | 41885 |  |  | NotYetVerified | Qualified with 120Â° reflector only | 3 | 15302 | 105.5 | 145 | 11.68 | 0.9108 | 5000 | 84
P00001LOI | HISHINE GROUP LIMITED | HISHINE | HS-HB7W200 | Indoor Luminaires | High-Bay | High-Bay Luminaires for Commercial and Industrial Buildings | Standard | TRUE | 16638.3 | 78.35 | 212.4 | 13.5 | 0.876 | 5420 | 75 | 5 | 50000 | 41885 |  |  | NotYetVerified |  | 3 | 16638 | 78.35 | 200 | 13.5 | 0.9 | 5500 | 75
P00001LO8 | Micro High Tech Co. Ltd. | Ourlight | HB-75D | Indoor Luminaires | High-Bay | Low-Bay Luminaires for Commercial and Industrial Buildings | Standard | FALSE | [9 empty] | 41885 |  |  | NotYetVerified |  | 3 | 7136.2 | 95.92 | 74.4 | 11.1 | 0.9862 | 5937 | 82
P00001LOE | Micro High Tech Co. Ltd. | Ourlight | HB-125D | Indoor Luminaires | High-Bay | High-Bay Luminaires for Commercial and Industrial Buildings | Standard | FALSE | [9 empty] | 41885 |  |  | NotYetVerified |  | 3 | 13577 | 102.03 | 133.1 | 7.467 | 0.9986 | 5888 | 81.7
P00001LO9 | Micro High Tech Co. Ltd. | Ourlight | HB-75E | Indoor Luminaires | High-Bay | Low-Bay Luminaires for Commercial and Industrial Buildings | Standard | FALSE | [9 empty] | 41885 |  |  | NotYetVerified |  | 3 | 7000 | 95 | 75 | 10 | 0.98 | 5000 | 82
P00001LOF | Micro High Tech Co. Ltd. | Ourlight | HB-125E | Indoor Luminaires | High-Bay | High-Bay Luminaires for Commercial and Industrial Buildings | Standard | FALSE | [9 empty] | 41885 |  |  | NotYetVerified |  | 3 | 13500 | 100 | 125 | 10 | 0.99 | 5000 | 81
PR5BAXB5 | Cree Inc. | Cree CXB Series | CXB-A-xx-H-50K-8-Ux-xxxx | Indoor Luminaires | High-Bay | High-Bay Luminaires for Commercial and Industrial Buildings | Standard | FALSE | [9 empty] | 41885 |  |  | Yes |  | 3.1 | 30800 | 133.9 | 230 | 20 | 0.9 | 5000 | 80
P9JQFZR8 | Cree Inc. | Cree CXB Series | CXB-A-xx-H-50K-8-Ux-xxxx w/CXBP16 | Indoor Luminaires | High-Bay | High-Bay Luminaires for Commercial and Industrial Buildings | Standard | FALSE | [9 empty] | 41885 |  |  | Yes |  | 3.1 | 30240 | 131.5 | 230 | 20 | 0.9 | 5000 | 80
PC3J1VB1 | Cree Inc. | Cree CXB Series | CXB-A-xx-H-50K-8-Ux-xxxx w/CXBP16+DL16 | Indoor Luminaires | High-Bay | High-Bay Luminaires for Commercial and Industrial Buildings | Standard | FALSE | [9 empty] | 41885 |  |  | Yes |  | 3.1 | 29036 | 126.2 | 230 | 20 | 0.9 | 5000 | 80
PVFXC39W | Cree Inc. | Cree CXB Series | CXB-A-xx-H-50K-8-Ux-xxxx w/CXBP16+CL16 | Indoor Luminaires | High-Bay | High-Bay Luminaires for Commercial and Industrial Buildings | Standard | FALSE | [9 empty] | 41885 |  |  | Yes |  | 3.1 | 28840 | 125.4 | 230 | 20 | 0.9 | 5000 | 80
P55JWCXF | Cree Inc. | Cree CXB Series | CXB-A-xx-H-50K-8-Ux-xxxx w/CXBW16 | Indoor Luminaires | High-Bay | High-Bay Luminaires for Commercial and Industrial Buildings | Standard | FALSE | [9 empty] | 41885 |  |  | Yes |  | 3.1 | 28700 | 124.8 | 230 | 20 | 0.9 | 5000 | 80
PQP1FTQH | Cree Inc. | Cree CXB Series | CXB-A-xx-H-50K-8-Ux-xxxx w/CXBA16N | Indoor Luminaires | High-Bay | High-Bay Luminaires for Commercial and Industrial Buildings | Standard | FALSE | [9 empty] | 41885 |  |  | Yes |  | 3.1 | 28000 | 121.7 | 230 | 20 | 0.9 | 5000 | 80
PVXU1PP5 | Cree Inc. | Cree CXB Series | CXB-A-xx-H-50K-8-Ux-xxxx w/CXBW16+DL16 | Indoor Luminaires | High-Bay | High-Bay Luminaires for Commercial and Industrial Buildings | Standard | FALSE | [9 empty] | 41885 |  |  | Yes |  | 3.1 | 27580 | 119.9 | 230 | 20 | 0.9 | 5000 | 80
PJTKVHHN | Cree Inc. | Cree CXB Series | CXB-A-xx-H-50K-8-Ux-xxxx w/CXBW16+CL16 | Indoor Luminaires | High-Bay | High-Bay Luminaires for Commercial and Industrial Buildings | Standard | FALSE | [9 empty] | 41885 |  |  | Yes |  | 3.1 | 27020 | 117.5 | 230 | 20 | 0.9 | 5000 | 80
PU2C9559 | Cree Inc. | Cree CXB Series | CXB-A-xx-M-50K-8-Ux-xxxx | Indoor Luminaires | High-Bay | High-Bay Luminaires for Commercial and Industrial Buildings | Premium | FALSE | [9 empty] | 41885 |  |  | Yes |  | 3.1 | 22275 | 146.5 | 152 | 20 | 0.9 | 5000 | 80
PDT3ERER | Cree Inc. | Cree CXB Series | CXB-A-xx-M-50K-8-Ux-xxxx w/CXBP16 | Indoor Luminaires | High-Bay | High-Bay Luminaires for Commercial and Industrial Buildings | Premium | FALSE | [9 empty] | 41885 |  |  | Yes |  | 3.1 | 21870 | 143.9 | 152 | 20 | 0.9 | 5000 | 80
PCF851U1 | Cree Inc. | Cree CXB Series | CXB-A-xx-M-50K-8-Ux-xxxx w/CXBP16+DL16 | Indoor Luminaires | High-Bay | High-Bay Luminaires for Commercial and Industrial Buildings | Premium | FALSE | [9 empty] | 41885 |  |  | Yes |  | 3.1 | 20999 | 138.2 | 152 | 20 | 0.9 | 5000 | 80
PYARE1JM | Cree Inc. | Cree CXB Series | CXB-A-xx-M-50K-8-Ux-xxxx w/CXBP16+CL16 | Indoor Luminaires | High-Bay | High-Bay Luminaires for Commercial and Industrial Buildings | Premium | FALSE | [9 empty] | 41885 |  |  | Yes |  | 3.1 | 20858 | 137.2 | 152 | 20 | 0.9 | 5000 | 80
PA9M9F3T | Cree Inc. | Cree CXB Series | CXB-A-xx-M-50K-8-Ux-xxxx w/CXBW16 | Indoor Luminaires | High-Bay | High-Bay Luminaires for Commercial and Industrial Buildings | Premium | FALSE | [9 empty] | 41885 |  |  | Yes |  | 3.1 | 20756 | 136.6 | 152 | 20 | 0.9 | 5000 | 80
P2SQUEEN | Cree Inc. | Cree CXB Series | CXB-A-xx-M-50K-8-Ux-xxxx w/CXBA16N | Indoor Luminaires | High-Bay | High-Bay Luminaires for Commercial and Industrial Buildings | Premium | FALSE | [9 empty] | 41885 |  |  | Yes |  | 3.1 | 20250 | 133.2 | 152 | 20 | 0.9 | 5000 | 80
PZ6NBV75 | Cree Inc. | Cree CXB Series | CXB-A-xx-M-50K-8-Ux-xxxx w/CXBW16+DL16 | Indoor Luminaires | High-Bay | High-Bay Luminaires for Commercial and Industrial Buildings | Premium | FALSE | [9 empty] | 41885 |  |  | Yes |  | 3.1 | 19946 | 131.2 | 152 | 20 | 0.9 | 5000 | 80
PXA7UUJ1 | Cree Inc. | Cree CXB Series | CXB-A-xx-M-50K-8-Ux-xxxx w/CXBW16+CL16 | Indoor Luminaires | High-Bay | High-Bay Luminaires for Commercial and Industrial Buildings | Premium | FALSE | [9 empty] | 41885 |  |  | Yes |  | 3.1 | 19541 | 128.6 | 152 | 20 | 0.9 | 5000 | 80
P5ZJEFDT | Cree Inc. | Cree CXB Series | CXB-A-xx-H-40K-8-Ux-xxxx | Indoor Luminaires | High-Bay | High-Bay Luminaires for Commercial and Industrial Buildings | Standard | FALSE | [9 empty] | 41885 |  |  | Yes |  | 3.1 | 30525 | 132.7 | 230 | 20 | 0.9 | 4000 | 80
PQZFZP48 | Cree Inc. | Cree CXB Series | CXB-A-xx-H-40K-8-Ux-xxxx w/CXBP16 | Indoor Luminaires | High-Bay | High-Bay Luminaires for Commercial and Industrial Buildings | Standard | FALSE | [9 empty] | 41885 |  |  | Yes |  | 3.1 | 29970 | 130.3 | 230 | 20 | 0.9 | 4000 | 80
P9768FQN | Cree Inc. | Cree CXB Series | CXB-A-xx-H-40K-8-Ux-xxxx w/CXBP16+DL16 | Indoor Luminaires | High-Bay | High-Bay Luminaires for Commercial and Industrial Buildings | Standard | FALSE | [9 empty] | 41885 |  |  | Yes |  | 3.1 | 28777 | 125.1 | 230 | 20 | 0.9 | 4000 | 80
PTJPDFRS | Cree Inc. | Cree CXB Series | CXB-A-xx-H-40K-8-Ux-xxxx w/CXBP16+CL16 | Indoor Luminaires | High-Bay | High-Bay Luminaires for Commercial and Industrial Buildings | Standard | FALSE | [9 empty] | 41885 |  |  | Yes |  | 3.1 | 28583 | 124.3 | 230 | 20 | 0.9 | 4000 | 80
PFZ6JHDT | Cree Inc. | Cree CXB Series | CXB-A-xx-H-40K-8-Ux-xxxx w/CXBW16 | Indoor Luminaires | High-Bay | High-Bay Luminaires for Commercial and Industrial Buildings | Standard | FALSE | [9 empty] | 41885 |  |  | Yes |  | 3.1 | 28444 | 123.7 | 230 | 20 | 0.9 | 4000 | 80
P4MKYN72 | Cree Inc. | Cree CXB Series | CXB-A-xx-H-40K-8-Ux-xxxx w/CXBA16N | Indoor Luminaires | High-Bay | High-Bay Luminaires for Commercial and Industrial Buildings | Standard | FALSE | [9 empty] | 41885 |  |  | Yes |  | 3.1 | 27750 | 120.7 | 230 | 20 | 0.9 | 4000 | 80
PN4CZR5M | Cree Inc. | Cree CXB Series | CXB-A-xx-H-40K-8-Ux-xxxx w/CXBW16+DL16 | Indoor Luminaires | High-Bay | High-Bay Luminaires for Commercial and Industrial Buildings | Standard | FALSE | [9 empty] | 41885 |  |  | Yes |  | 3.1 | 27334 | 118.8 | 230 | 20 | 0.9 | 4000 | 80
PVYHRCYS | Cree Inc. | Cree CXB Series | CXB-A-xx-H-40K-8-Ux-xxxx w/CXBW16+CL16 | Indoor Luminaires | High-Bay | High-Bay Luminaires for Commercial and Industrial Buildings | Standard | FALSE | [9 empty] | 41885 |  |  | Yes |  | 3.1 | 26779 | 116.4 | 230 | 20 | 0.9 | 4000 | 80
PDMG93K1 | Cree Inc. | Cree CXB Series | CXB-A-xx-M-40K-8-Ux-xxxx | Indoor Luminaires | High-Bay | High-Bay Luminaires for Commercial and Industrial Buildings | Premium | FALSE | [9 empty] | 41885 |  |  | Yes |  | 3.1 | 22000 | 144.7 | 152 | 20 | 0.9 | 4000 | 80
PX6VD9T7 | Cree Inc. | Cree CXB Series | CXB-A-xx-M-40K-8-Ux-xxxx w/CXBP16 | Indoor Luminaires | High-Bay | High-Bay Luminaires for Commercial and Industrial Buildings | Premium | FALSE | [9 empty] | 41885 |  |  | Yes |  | 3.1 | 21600 | 142.1 | 152 | 20 | 0.9 | 4000 | 80
PGJ5RNS7 | Cree Inc. | Cree CXB Series | CXB-A-xx-M-40K-8-Ux-xxxx w/CXBP16+DL16 | Indoor Luminaires | High-Bay | High-Bay Luminaires for Commercial and Industrial Buildings | Premium | FALSE | [9 empty] | 41885 |  |  | Yes |  | 3.1 | 20740 | 136.4 | 152 | 20 | 0.9 | 4000 | 80
P13Q64Q6 | Cree Inc. | Cree CXB Series | CXB-A-xx-M-40K-8-Ux-xxxx w/CXBP16+CL16 | Indoor Luminaires | High-Bay | High-Bay Luminaires for Commercial and Industrial Buildings | Premium | FALSE | [9 empty] | 41885 |  |  | Yes |  | 3.1 | 20600 | 135.5 | 152 | 20 | 0.9 | 4000 | 80
PK3CK4B3 | Cree Inc. | Cree CXB Series | CXB-A-xx-M-40K-8-Ux-xxxx w/CXBW16 | Indoor Luminaires | High-Bay | High-Bay Luminaires for Commercial and Industrial Buildings | Premium | FALSE | [9 empty] | 41885 |  |  | Yes |  | 3.1 | 20500 | 134.9 | 152 | 20 | 0.9 | 4000 | 80
PFBN57XC | Cree Inc. | Cree CXB Series | CXB-A-xx-M-40K-8-Ux-xxxx w/CXBA16N | Indoor Luminaires | High-Bay | High-Bay Luminaires for Commercial and Industrial Buildings | Premium | FALSE | [9 empty] | 41885 |  |  | Yes |  | 3.1 | 20000 | 131.6 | 152 | 20 | 0.9 | 4000 | 80
P5GYST1N | Cree Inc. | Cree CXB Series | CXB-A-xx-M-40K-8-Ux-xxxx w/CXBW16+DL16 | Indoor Luminaires | High-Bay | High-Bay Luminaires for Commercial and Industrial Buildings | Premium | FALSE | [9 empty] | 41885 |  |  | Yes |  | 3.1 | 19700 | 129.6 | 152 | 20 | 0.9 | 4000 | 80
PJDQRZZW | Cree Inc. | Cree CXB Series | CXB-A-xx-M-40K-8-Ux-xxxx w/CXBW16+CL16 | Indoor Luminaires | High-Bay | High-Bay Luminaires for Commercial and Industrial Buildings | Premium | FALSE | [9 empty] | 41885 |  |  | Yes |  | 3.1 | 19300 | 127 | 152 | 20 | 0.9 | 4000 | 80
P00001LNI | LR4 Modular Systems Inc. | Modular LED Systems | MSLB-2-0202-2-X-AAXXXX | Indoor Luminaires | High-Bay | High-Bay Luminaires for Commercial and Industrial Buildings | Standard | TRUE | 17070 | 90.3 | 189 | 10.05 | 0.988 | 5183 | 73 | 5 | 50000 | 41884 |  |  | NotYetVerified |  | 3 | 16000 |  | 189 |  |  | 5000 | 70
P00001LNK | LR4 Modular Systems Inc. | Modular LED Systems | MSLB-2-0606-2-X-AAXXXX | Indoor Luminaires | High-Bay | High-Bay Luminaires for Commercial and Industrial Buildings | Standard | TRUE | 48287 | 85.9 | 562 | 10.75 | 0.973 | 5205 | 72 | 5 | 50000 | 41884 |  |  | NotYetVerified |  | 3 | 48000 |  | 567 |  |  | 5000 | 70
P00001H96 | Shenzhen Botanica Lighting Co | botanica | BL-MD-300 | Indoor Luminaires | High-Bay | High-Bay Luminaires for Commercial and Industrial Buildings | Standard | TRUE | 25817 | 82.21 | 314 | 15.51 | 0.9529 | 5110 | 72.6 | 5 | 50000 | 41884 |  |  | NotYetVerified |  | 3 | 25800 | 85 | 307 |  | 0.95 | 5000 | 70
P00001LNJ | LR4 Modular Systems Inc. | Modular LED Systems | MSLB-2-0606-1-X-AAXXXX | Indoor Luminaires | High-Bay | High-Bay Luminaires for Commercial and Industrial Buildings | Standard | TRUE | 43837 | 79 | 555 | 12.46 | 0.933 | 5265 | 73 | 5 | 50000 | 41884 |  |  | NotYetVerified |  | 3 | 48000 |  | 567 |  |  | 5000 | 70
P00001LNL | LR4 Modular Systems Inc. | Modular LED Systems | MSLB-2-0202-2-X-ACXXXX | Indoor Luminaires | High-Bay | High-Bay Luminaires for Commercial and Industrial Buildings | Standard | TRUE | 15870 | 85.13 | 186.41 | 15.3 | 0.9314 | 5258 | 72 | 5 | 50000 | 41884 |  |  | NotYetVerified |  | 3 | 16000 |  | 189 |  |  | 5000 | 70
P00001LNM | LR4 Modular Systems Inc. | Modular LED Systems | MSLB-2-0202-1-X-ACXXXX | Indoor Luminaires | High-Bay | High-Bay Luminaires for Commercial and Industrial Buildings | Standard | TRUE | 15724 | 84.83 | 185.35 | 15.3 | 0.9314 | 5128 | 72 | 5 | 50000 | 41884 |  |  | NotYetVerified |  | 3 | 16000 |  | 189 |  |  | 5000 | 70
P00001LMX | Cledtron Corporation | Cledtron Corporation | CLX-BHP200W (5000K 120 BEAM ANGLE) | Indoor Luminaires | High-Bay | High-Bay Luminaires for Commercial and Industrial Buildings | Standard | TRUE | 16236.93 | 81.246 | 199.85 | 14.9 | 0.927 | 5030 | 74.7 | 5 | 35000 | 41884 |  |  | NotYetVerified |  | 3 |  | 85 | 200 |  | 0.95 | 5000 | 75
P00001LMV | Cledtron Corporation | Cledtron Corporation | CLX-BHP120W (5000K 120 BEAM ANGLE) | Indoor Luminaires | High-Bay | High-Bay Luminaires for Commercial and Industrial Buildings | Standard | TRUE | 10813.38 | 91.26 | 118.49 | 14.9 | 0.927 | 4985 | 74.9 | 5 | 35000 | 41884 |  |  | NotYetVerified |  | 3 |  | 85 | 120 |  | 0.95 | 5000 | 75
P0000199T | SIMKAR Corporation | SMT | SMTM466050U1 | Indoor Luminaires | High-Bay | High-Bay Luminaires for Commercial and Industrial Buildings | Standard | TRUE | 58828 | 88 | 668.6 | 17.9 | 0.926 | 5605 | 85.8 | 5 | 80000 | 41884 |  |  | NotYetVerified |  | 3 | 58828 | 88 | 668.6 | 5.28 | 0.995 | 5600 | 86
P0000199S | SIMKAR Corporation | SMT | SMTWR66050U1 | Indoor Luminaires | High-Bay | High-Bay Luminaires for Commercial and Industrial Buildings | Standard | TRUE | 57909 | 87.1 | 664.8 | 17.9 | 0.926 | 5605 | 85.8 | 5 | 80000 | 41884 |  |  | NotYetVerified |  | 3 | 57909 | 87.1 | 664.8 | 5.23 | 0.995 | 5600 | 86
P00001KAL | Huizhou TCL Light Electrical Appliances Co. Ltd | TCl | TCLZK-LED200RNSG/01 | Indoor Luminaires | High-Bay | High-Bay Luminaires for Commercial and Industrial Buildings | Standard | TRUE | 15001 | 77.95 | 192.45 | 14.5 | 0.92 | 4363 | 76 | 5 | 35000 | 41884 |  |  | NotYetVerified |  | 3 | 15000 | 80 | 200 |  | 0.9 | 4500 | 70
P00001KAI | Huizhou TCL Light Electrical Appliances Co. Ltd | TCl | TCLZK-LED150RNSG/01 | Indoor Luminaires | High-Bay | High-Bay Luminaires for Commercial and Industrial Buildings | Standard | TRUE | 11963.32 | 82.79 | 144.5 | 6.74 | 0.918 | 4745 | 72.8 | 5 | 35000 | 41884 |  |  | NotYetVerified |  | 3 | 12000 | 80 | 80 | 20 | 0.9 | 4500 | 70
P00001KAC | Huizhou TCL Light Electrical Appliances Co. Ltd | TCl | TCLZK-LED100RNSG/01 | Indoor Luminaires | High-Bay | Low-Bay Luminaires for Commercial and Industrial Buildings | Standard | TRUE | 8260.74 | 84.12 | 98.2 | 7.41 | 0.88 | 4641 | 72.9 | 5 | 35000 | 41884 |  |  | NotYetVerified |  | 3 | 8000 | 80 | 100 | 20 | 0.9 | 4500 | 70
P00001KA9 | Huizhou TCL Light Electrical Appliances Co. Ltd | TCl | TCLZK-LED080RNSG/01 | Indoor Luminaires | High-Bay | Low-Bay Luminaires for Commercial and Industrial Buildings | Standard | TRUE | 6713.83 | 83.82 | 80.1 | 9.58 | 0.876 | 4702 | 72.6 | 5 | 35000 | 41884 |  |  | NotYetVerified |  | 3 | 6400 | 80 | 80 | 20 | 0.9 | 4500 | 70
P00001KAF | Huizhou TCL Light Electrical Appliances Co. Ltd | TCl | TCLZK-LED120RNSG/01 | Indoor Luminaires | High-Bay | Low-Bay Luminaires for Commercial and Industrial Buildings | Standard | TRUE | 10168.04 | 89.12 | 114.1 | 8.57 | 0.873 | 4738 | 72.6 | 5 | 35000 | 41884 |  |  | NotYetVerified |  | 3 | 9600 | 80 | 120 | 20 | 0.9 | 4500 | 70
P00001KAK | Huizhou TCL Light Electrical Appliances Co. Ltd | TCl | TCLZK-LED150RMSG/01 | Indoor Luminaires | High-Bay | High-Bay Luminaires for Commercial and Industrial Buildings | Standard | FALSE | [9 empty] | 41884 |  |  | NotYetVerified |  | 3 | 12000 | 80 | 150 | 20 | 0.9 | 5700 | 70
P00001KAH | Huizhou TCL Light Electrical Appliances Co. Ltd | TCl | TCLZK-LED120RMSG/01 | Indoor Luminaires | High-Bay | Low-Bay Luminaires for Commercial and Industrial Buildings | Standard | FALSE | [9 empty] | 41884 |  |  | NotYetVerified |  | 3 | 9600 | 80 | 120 | 20 | 0.9 | 5700 | 70
P00001KAE | Huizhou TCL Light Electrical Appliances Co. Ltd | TCl | TCLZK-LED100RMSG/01 | Indoor Luminaires | High-Bay | Low-Bay Luminaires for Commercial and Industrial Buildings | Standard | FALSE | [9 empty] | 41884 |  |  | NotYetVerified |  | 3 | 8000 | 80 | 100 | 20 | 0.9 | 5700 | 70
P00001KAB | Huizhou TCL Light Electrical Appliances Co. Ltd | TCl | TCLZK-LED080RMSG/01 | Indoor Luminaires | High-Bay | Low-Bay Luminaires for Commercial and Industrial Buildings | Standard | FALSE | [9 empty] | 41884 |  |  | NotYetVerified |  | 3 | 6400 | 80 | 80 | 20 | 0.9 | 5700 | 70
P00001KAN | Huizhou TCL Light Electrical Appliances Co. Ltd | TCl | TCLZK-LED200RMSG/01 | Indoor Luminaires | High-Bay | High-Bay Luminaires for Commercial and Industrial Buildings | Standard | FALSE | [9 empty] | 41884 |  |  | NotYetVerified |  | 3 | 15000 | 80 | 200 |  | 0.9 | 5700 | 70
P00001KAJ | Huizhou TCL Light Electrical Appliances Co. Ltd | TCl | TCLZK-LED150RLSG/01 | Indoor Luminaires | High-Bay | High-Bay Luminaires for Commercial and Industrial Buildings | Standard | FALSE | [9 empty] | 41884 |  |  | NotYetVerified |  | 3 | 12000 | 80 | 150 | 20 | 0.9 | 5000 | 70
P00001KAG | Huizhou TCL Light Electrical Appliances Co. Ltd | TCl | TCLZK-LED120RLSG/01 | Indoor Luminaires | High-Bay | Low-Bay Luminaires for Commercial and Industrial Buildings | Standard | FALSE | [9 empty] | 41884 |  |  | NotYetVerified |  | 3 | 9600 | 80 | 120 | 20 | 0.9 | 5000 | 70
P00001KAD | Huizhou TCL Light Electrical Appliances Co. Ltd | TCl | TCLZK-LED100RLSG/01 | Indoor Luminaires | High-Bay | Low-Bay Luminaires for Commercial and Industrial Buildings | Standard | FALSE | [9 empty] | 41884 |  |  | NotYetVerified |  | 3 | 8000 | 80 | 100 | 20 | 0.9 | 5000 | 70
P00001KAA | Huizhou TCL Light Electrical Appliances Co. Ltd | TCl | TCLZK-LED080RLSG/01 | Indoor Luminaires | High-Bay | Low-Bay Luminaires for Commercial and Industrial Buildings | Standard | FALSE | [9 empty] | 41884 |  |  | NotYetVerified |  | 3 | 6400 | 80 | 80 | 20 | 0.9 | 5000 | 70
P00001KAM | Huizhou TCL Light Electrical Appliances Co. Ltd | TCl | TCLZK-LED200RLSG/01 | Indoor Luminaires | High-Bay | High-Bay Luminaires for Commercial and Industrial Buildings | Standard | FALSE | [9 empty] | 41884 |  |  | NotYetVerified |  | 3 | 15000 | 80 | 200 |  | 0.9 | 5000 | 70
P31PQ6MJ | Big Ass Light Solutions | Big Ass Light | BAL-HBL1-14050203 | Indoor Luminaires | High-Bay | High-Bay Luminaires for Commercial and Industrial Buildings | Standard | FALSE | [9 empty] | 41884 | Not Yet Verified | Not Yet Verified | NotYetVerified |  | 3 | 13220 | 99.2 | 133.2 | 16.81 | 0.979 | 5303 | 85.6
PZG63M8C | Big Ass Light Solutions | Big Ass Light | BAL-HBL1-10050203 | Indoor Luminaires | High-Bay | High-Bay Luminaires for Commercial and Industrial Buildings | Standard | FALSE | [9 empty] | 41884 | Not Yet Verified | Not Yet Verified | NotYetVerified |  | 3 | 9512 | 98.36 | 96.71 | 17.62 | 0.968 | 5288 | 85.4
P4M27SN1 | Big Ass Light Solutions | Big Ass Light | BAL-HBL1-26050203 | Indoor Luminaires | High-Bay | High-Bay Luminaires for Commercial and Industrial Buildings | Standard | FALSE | [9 empty] | 41884 | Not Yet Verified | Not Yet Verified | NotYetVerified |  | 3 | 24130 | 97.63 | 247.1 | 16.59 | 0.978 | 5250 | 75.6
P7BTBCXR | Big Ass Light Solutions | Big Ass Light | BAL-HBL1-20050203 | Indoor Luminaires | High-Bay | High-Bay Luminaires for Commercial and Industrial Buildings | Standard | FALSE | [9 empty] | 41884 | Not Yet Verified | Not Yet Verified | NotYetVerified |  | 3 | 20230 | 101.03 | 200.24 | 17.56 | 0.969 | 5085 | 72.1
P3E9AUZE | Big Ass Light Solutions | Big Ass Light | BAL-HBL1-20040203 | Indoor Luminaires | High-Bay | High-Bay Luminaires for Commercial and Industrial Buildings | Standard | FALSE | [9 empty] | 41884 | Not Yet Verified | Not Yet Verified | NotYetVerified |  | 3 | 19030 | 96.28 | 197.65 | 17.59 | 0.969 | 4233 | 71
PJ1VRGEH | Big Ass Light Solutions | Big Ass Light | BAL-HBL1-20040200 | Indoor Luminaires | High-Bay | High-Bay Luminaires for Commercial and Industrial Buildings | Standard | FALSE | [9 empty] | 41884 | Not Yet Verified | Not Yet Verified | NotYetVerified |  | 3 | 19712 | 100.1 | 196.8 | 17.54 | 0.966 | 4233 | 71
P5CX14QC | Big Ass Light Solutions | Big Ass Light | BAL-HBL1-26040203 | Indoor Luminaires | High-Bay | High-Bay Luminaires for Commercial and Industrial Buildings | Standard | FALSE | [9 empty] | 41884 | Not Yet Verified | Not Yet Verified | NotYetVerified |  | 3 | 32440 | 95.49 | 245.4 | 17.28 | 0.977 | 4008 | 68.9
PVVRXRDP | Big Ass Light Solutions | Big Ass Light | BAL-HBL1-26040200 | Indoor Luminaires | High-Bay | High-Bay Luminaires for Commercial and Industrial Buildings | Standard | FALSE | [9 empty] | 41884 | Not Yet Verified | Not Yet Verified | NotYetVerified |  | 3 | 25487 | 103.8 | 245.4 | 17.28 | 0.969 | 4008 | 68.9
PCFWWJ6H | Big Ass Light Solutions | Big Ass Light | BAL-HBL1-10040200 | Indoor Luminaires | High-Bay | High-Bay Luminaires for Commercial and Industrial Buildings | Standard | FALSE | [9 empty] | 41884 | Not Yet Verified | Not Yet Verified | NotYetVerified |  | 3 | 9943.9 | 102.4 | 97.07 | 17.73 | 0.968 | 3804 | 83.1
P9D8T8C1 | Big Ass Light Solutions | Big Ass Light | BAL-HBL1-10040203 | Indoor Luminaires | High-Bay | High-Bay Luminaires for Commercial and Industrial Buildings | Standard | FALSE | [9 empty] | 41884 | Not Yet Verified | Not Yet Verified | NotYetVerified |  | 3 | 9642 | 99.12 | 97.28 | 17.73 | 0.968 | 3804 | 83.1
PBYCK4SE | Big Ass Light Solutions | Big Ass Light | BAL-HBL1-14040200 | Indoor Luminaires | High-Bay | High-Bay Luminaires for Commercial and Industrial Buildings | Standard | FALSE | [9 empty] | 41884 | Not Yet Verified | Not Yet Verified | NotYetVerified |  | 3 | 13857 | 103.8 | 133.5 | 16.22 | 0.981 | 3781 | 83.8
P3FDNQQU | Big Ass Light Solutions | Big Ass Light | BAL-HBL1-14040203 | Indoor Luminaires | High-Bay | High-Bay Luminaires for Commercial and Industrial Buildings | Standard | FALSE | [9 empty] | 41884 | Not Yet Verified | Not Yet Verified | NotYetVerified |  | 3 | 13400 | 100.2 | 133.7 | 16.22 | 0.981 | 3781 | 83.8
P00001BW1 | US VAOPTO Inc. | VAOPTO | VO-HB-200NW-A60 | Indoor Luminaires | High-Bay | High-Bay Luminaires for Commercial and Industrial Buildings | Standard | TRUE | 18932 | 102.5 | 184.7 | 10.17 | 0.9917 | 3943 | 75.6 | 5 | 35000 | 41880 |  |  | NotYetVerified |  | 3 | 18932 | 103 | 200 |  |  | 4000 | 75
P00001BVZ | US VAOPTO Inc. | VAOPTO | VO-HB-150NW-P80 | Indoor Luminaires | High-Bay | High-Bay Luminaires for Commercial and Industrial Buildings | Standard | TRUE | 15165 | 103.7 | 146.3 | 9.45 | 0.9232 | 3935 | 75.2 | 5 | 35000 | 41880 |  |  | NotYetVerified |  | 3 | 15165 | 104 | 150 |  |  | 4000 | 75
P00001BVX | US VAOPTO Inc. | VAOPTO | VO-HB-150NW-A60 | Indoor Luminaires | High-Bay | High-Bay Luminaires for Commercial and Industrial Buildings | Standard | TRUE | 14934 | 101.9 | 146.6 | 9.25 | 0.9221 | 3938 | 75.2 | 5 | 35000 | 41880 |  |  | NotYetVerified |  | 3 | 14934 | 102 | 150 |  |  | 4000 | 75
P00001BVT | US VAOPTO Inc. | VAOPTO | VO-HB-100NW-A60 | Indoor Luminaires | High-Bay | High-Bay Luminaires for Commercial and Industrial Buildings | Standard | TRUE | 10851 | 108.8 | 99.8 | 6.91 | 0.9039 | 4046 | 75.1 | 5 | 35000 | 41880 |  |  | NotYetVerified |  | 3 | 10851 | 109 | 100 |  |  | 4000 | 75
P00001BVV | US VAOPTO Inc. | VAOPTO | VO-HB-100NW-P80 | Indoor Luminaires | High-Bay | High-Bay Luminaires for Commercial and Industrial Buildings | Standard | TRUE | 10559 | 106.4 | 99.2 | 6.91 | 0.9039 | 4046 | 75 | 5 | 35000 | 41880 |  |  | NotYetVerified |  | 3 | 10851 | 109 | 100 |  |  | 4000 | 75
P00001BW2 | US VAOPTO Inc. | VAOPTO | VO-HB-200DW-A60 | Indoor Luminaires | High-Bay | High-Bay Luminaires for Commercial and Industrial Buildings | Standard | FALSE | [9 empty] | 41880 |  |  | NotYetVerified |  | 3 | 18932 | 103 | 200 |  |  | 5000 | 75
P00001BW0 | US VAOPTO Inc. | VAOPTO | VO-HB-150DW-P80 | Indoor Luminaires | High-Bay | High-Bay Luminaires for Commercial and Industrial Buildings | Standard | FALSE | [9 empty] | 41880 |  |  | NotYetVerified |  | 3 | 15165 | 104 | 150 |  |  | 5000 | 75
P00001BVY | US VAOPTO Inc. | VAOPTO | VO-HB-150DW-A60 | Indoor Luminaires | High-Bay | High-Bay Luminaires for Commercial and Industrial Buildings | Standard | FALSE | [9 empty] | 41880 |  |  | NotYetVerified |  | 3 | 14934 | 102 | 150 |  |  | 5000 | 75
P00001BVW | US VAOPTO Inc. | VAOPTO | VO-HB-100DW-P80 | Indoor Luminaires | High-Bay | High-Bay Luminaires for Commercial and Industrial Buildings | Standard | FALSE | [9 empty] | 41880 |  |  | NotYetVerified |  | 3 | 10851 | 109 | 100 |  |  | 5000 | 75
P00001BVU | US VAOPTO Inc. | VAOPTO | VO-HB-100DW-A60 | Indoor Luminaires | High-Bay | High-Bay Luminaires for Commercial and Industrial Buildings | Standard | FALSE | [9 empty] | 41880 |  |  | NotYetVerified |  | 3 | 10851 | 109 | 100 |  |  | 5000 | 75
P00001I1L | Flex Lighting Solutions | Flextronics | ES2-XFDA-ACX-(G&H) | Indoor Luminaires | High-Bay | High-Bay Luminaires for Commercial and Industrial Buildings | Standard | FALSE | [9 empty] | 41880 |  |  | NotYetVerified | ES2-(UL or CE)-6MS-50-BAFN-NL-XXX-(347V thru 480V) | 3 | 19626.89 | 112.49 | 174.48 | 14.9 | 0.917 | 5191 | 71.6
P00001I1K | Flex Lighting Solutions | Flextronics | ES2-XFDA-ACX-(A thru F) | Indoor Luminaires | High-Bay | High-Bay Luminaires for Commercial and Industrial Buildings | Standard | FALSE | [9 empty] | 41880 |  |  | NotYetVerified | ES2-(UL or CE)-6MS-50-BAFN-NL-XXX-(120V thru 277V) | 3 | 19626.89 | 112.49 | 174.48 | 14.9 | 0.917 | 5191 | 71.6
P00001I1N | Flex Lighting Solutions | Flextronics | ES2-XFDA-AAX-(G&H) | Indoor Luminaires | High-Bay | High-Bay Luminaires for Commercial and Industrial Buildings | Standard | FALSE | [9 empty] | 41880 |  |  | NotYetVerified | ES2-(UL or CE)-6MS-50-BAFN-Ca-XXX-(347V thru 480V) | 3 | 19489.43 | 111.7 | 174.48 | 14.9 | 0.917 | 5191 | 71.6
P00001I1M | Flex Lighting Solutions | Flextronics | ES2-XFDA-AAX-(A thru F) | Indoor Luminaires | High-Bay | High-Bay Luminaires for Commercial and Industrial Buildings | Standard | FALSE | [9 empty] | 41880 |  |  | NotYetVerified | ES2-(UL or CE)-6MS-50-BAFN-CA-XXX-(120V thru 277V) | 3 | 19489.43 | 111.7 | 174.48 | 14.9 | 0.917 | 5191 | 71.6
P00001I1P | Flex Lighting Solutions | Flextronics | ES2-XFDA-ABX-(G&H) | Indoor Luminaires | High-Bay | High-Bay Luminaires for Commercial and Industrial Buildings | Standard | FALSE | [9 empty] | 41880 |  |  | NotYetVerified | ES2-(UL or CE)-6MS-50-BAFN-FP-XXX-(347V thru 480V) | 3 | 17320.54 | 99.27 | 174.48 | 14.9 | 0.917 | 5191 | 71.6
P00001I1O | Flex Lighting Solutions | Flextronics | ES2-XFDA-ABX-(A thru F) | Indoor Luminaires | High-Bay | High-Bay Luminaires for Commercial and Industrial Buildings | Standard | FALSE | [9 empty] | 41880 |  |  | NotYetVerified | ES2-(UL or CE)-6MS-50-BAFN-FP-XXX-(120V thru 277V) | 3 | 17320.54 | 99.27 | 174.48 | 14.9 | 0.917 | 5191 | 71.6
P00001I0R | Flex Lighting Solutions | Flextronics | ES2-XCDA-ACX-(G&H) | Indoor Luminaires | High-Bay | High-Bay Luminaires for Commercial and Industrial Buildings | Standard | FALSE | [9 empty] | 41880 |  |  | NotYetVerified | ES2-(UL or CE)-6M-50-BAFN-NL-XXX-(347V thru 480V) | 3 | 39478.92 | 115.74 | 341.1 | 13.3 | 0.945 | 5191 | 71.6
P00001I0Q | Flex Lighting Solutions | Flextronics | ES2-XCDA-ACX-(A thru F) | Indoor Luminaires | High-Bay | High-Bay Luminaires for Commercial and Industrial Buildings | Standard | FALSE | [9 empty] | 41880 |  |  | NotYetVerified | ES2-(UL or CE)-6M-50-BAFN-NL-XXX-(120V thru 277V) | 3 | 39478.92 | 115.74 | 341.1 | 13.3 | 0.945 | 5191 | 71.6
P00001I0T | Flex Lighting Solutions | Flextronics | ES2-XCDA-AAX-(G&H) | Indoor Luminaires | High-Bay | High-Bay Luminaires for Commercial and Industrial Buildings | Standard | FALSE | [9 empty] | 41880 |  |  | NotYetVerified | ES2-(UL or CE)-6M-50-BAFN-CA-XXX-(347V thru 480V) | 3 | 39202.41 | 114.93 | 341.1 | 13.3 | 0.945 | 5191 | 71.6
P00001I0S | Flex Lighting Solutions | Flextronics | ES2-XCDA-AAX-(A thru F) | Indoor Luminaires | High-Bay | High-Bay Luminaires for Commercial and Industrial Buildings | Standard | FALSE | [9 empty] | 41880 |  |  | NotYetVerified | ES2-(UL or CE)-6M-50-BAFN-CA-XXX-(120V thru 277V) | 3 | 39202.41 | 114.93 | 341.1 | 13.3 | 0.945 | 5191 | 71.6
P00001I0X | Flex Lighting Solutions | Flextronics | ES2-XCDA-CAX-(G&H) | Indoor Luminaires | High-Bay | High-Bay Luminaires for Commercial and Industrial Buildings | Standard | FALSE | [9 empty] | 41880 |  |  | NotYetVerified | ES2-(UL or CE)-6M-50-AISLE-CA-XXX-(347V thru 480V) | 3 | 36289.76 | 106.39 | 341.1 | 13.3 | 0.945 | 5191 | 71.6
P00001I0W | Flex Lighting Solutions | Flextronics | ES2-XCDA-CAX-(A thru F) | Indoor Luminaires | High-Bay | High-Bay Luminaires for Commercial and Industrial Buildings | Standard | FALSE | [9 empty] | 41880 |  |  | NotYetVerified | ES2-(UL or CE)-6M-50-AISLE-CA-XXX-(120V thru 277V) | 3 | 36289.76 | 106.39 | 341.1 | 13.3 | 0.945 | 5191 | 71.6
P00001I0V | Flex Lighting Solutions | Flextronics | ES2-XCDA-ABX-(G&H) | Indoor Luminaires | High-Bay | High-Bay Luminaires for Commercial and Industrial Buildings | Standard | FALSE | [9 empty] | 41880 |  |  | NotYetVerified | ES2-(UL or CE)-6M-50-BAFN-FP-XXX-(347V thru 480V) | 3 | 34839.76 | 102.14 | 341.1 | 13.3 | 0.945 | 5191 | 71.6
P00001I0U | Flex Lighting Solutions | Flextronics | ES2-XCDA-ABX-(A thru F) | Indoor Luminaires | High-Bay | High-Bay Luminaires for Commercial and Industrial Buildings | Standard | FALSE | [9 empty] | 41880 |  |  | NotYetVerified | ES2-(UL or CE)-6M-50-BAFN-FP-XXX-(120V thru 277V) | 3 | 34839.76 | 102.14 | 341.1 | 13.3 | 0.945 | 5191 | 71.6
P00001I0B | Flex Lighting Solutions | Flextronics | ES2-XBDA-ACX-(G&H) | Indoor Luminaires | High-Bay | High-Bay Luminaires for Commercial and Industrial Buildings | Standard | FALSE | [9 empty] | 41880 |  |  | NotYetVerified | ES2-(UL or CE)-4M-50-BAFN-NL-XXX-(347V thru 480V) | 3 | 26319.28 | 115.74 | 227.4 | 13.3 | 0.945 | 5191 | 71.6
P00001I0A | Flex Lighting Solutions | Flextronics | ES2-XBDA-ACX-(A thru F) | Indoor Luminaires | High-Bay | High-Bay Luminaires for Commercial and Industrial Buildings | Standard | FALSE | [9 empty] | 41880 |  |  | NotYetVerified | ES2-(UL or CE)-4M-50-BAFN-NL-XXX-(120V thru 277V) | 3 | 26319.28 | 115.74 | 227.4 | 13.3 | 0.945 | 5191 | 71.6
P00001I0D | Flex Lighting Solutions | Flextronics | ES2-XBDA-AAX-(G&H) | Indoor Luminaires | High-Bay | High-Bay Luminaires for Commercial and Industrial Buildings | Standard | FALSE | [9 empty] | 41880 |  |  | NotYetVerified | ES2-(UL or CE)-4M-50-BAFN-CA-XXX-(347V thru 480V) | 3 | 26134.94 | 114.93 | 227.4 | 13.3 | 0.945 | 5191 | 71.6
P00001I0C | Flex Lighting Solutions | Flextronics | ES2-XBDA-AAX-(A thru F) | Indoor Luminaires | High-Bay | High-Bay Luminaires for Commercial and Industrial Buildings | Standard | FALSE | [9 empty] | 41880 |  |  | NotYetVerified | ES2-(UL or CE)-4M-50-BAFN-CA-XXX-(120V thru 277V) | 3 | 26134.94 | 114.93 | 227.4 | 13.3 | 0.945 | 5191 | 71.6
P00001I0H | Flex Lighting Solutions | Flextronics | ES2-XBDA-CAX-(G&H) | Indoor Luminaires | High-Bay | High-Bay Luminaires for Commercial and Industrial Buildings | Standard | FALSE | [9 empty] | 41880 |  |  | NotYetVerified | ES2-(UL or CE)-4M-50-AISLE-CA-XXX-(347V thru 480V) | 3 | 24193.17 | 106.39 | 227.4 | 13.3 | 0.945 | 5191 | 71.6
P00001I0G | Flex Lighting Solutions | Flextronics | ES2-XBDA-CAX-(A thru F) | Indoor Luminaires | High-Bay | High-Bay Luminaires for Commercial and Industrial Buildings | Standard | FALSE | [9 empty] | 41880 |  |  | NotYetVerified | ES2-(UL or CE)-4M-50-AISLE-CA-XXX-(120V thru 277V) | 3 | 24193.17 | 106.39 | 227.4 | 13.3 | 0.945 | 5191 | 71.6
P00001I0F | Flex Lighting Solutions | Flextronics | ES2-XBDA-ABX-(G&H) | Indoor Luminaires | High-Bay | High-Bay Luminaires for Commercial and Industrial Buildings | Standard | FALSE | [9 empty] | 41880 |  |  | NotYetVerified | ES2-(UL or CE)-4M-50-BAFN-FP-XXX-(347V thru 480V) | 3 | 23226.51 | 102.14 | 227.4 | 13.3 | 0.945 | 5191 | 71.6
P00001I0E | Flex Lighting Solutions | Flextronics | ES2-XBDA-ABX-(A thru F) | Indoor Luminaires | High-Bay | High-Bay Luminaires for Commercial and Industrial Buildings | Standard | FALSE | [9 empty] | 41880 |  |  | NotYetVerified | ES2-(UL or CE)-4M-50-BAFN-FP-XXX-(120V thru 277V) | 3 | 23226.51 | 102.14 | 227.4 | 13.3 | 0.945 | 5191 | 71.6
P00001I1R | Flex Lighting Solutions | Flextronics | ES2-XFDA-CAX-(G&H) | Indoor Luminaires | High-Bay | High-Bay Luminaires for Commercial and Industrial Buildings | Standard | FALSE | [9 empty] | 41880 |  |  | NotYetVerified | ES2-(UL or CE)-6MS-50-AISLE-CA-XXX-(347V thru 480V) | 3 | 18041.41 | 103.4 | 174.48 | 13.3 | 0.945 | 5191 | 71.6
P00001I1Q | Flex Lighting Solutions | Flextronics | ES2-XFDA-CAX-(A thru F) | Indoor Luminaires | High-Bay | High-Bay Luminaires for Commercial and Industrial Buildings | Standard | FALSE | [9 empty] | 41880 |  |  | NotYetVerified | ES2-(UL or CE)-6MS-50-AISLE-CA-XXX-(120V thru 277V) | 3 | 18041.41 | 103.4 | 174.48 | 13.3 | 0.945 | 5191 | 71.6
P00001I1J | Flex Lighting Solutions | Flextronics | ES2-XFCA-CAX-(G&H) | Indoor Luminaires | High-Bay | High-Bay Luminaires for Commercial and Industrial Buildings | Standard | FALSE | [9 empty] | 41880 |  |  | NotYetVerified | ES2-(UL or CE)-6MS-40-AISLE-CA-XXX-(347V thru 480V) | 3 | 17616.91 | 100.97 | 174.48 | 13.3 | 0.945 | 5191 | 71.6
P00001I1I | Flex Lighting Solutions | Flextronics | ES2-XFCA-CAX-(A thru F) | Indoor Luminaires | High-Bay | High-Bay Luminaires for Commercial and Industrial Buildings | Standard | FALSE | [9 empty] | 41880 |  |  | NotYetVerified | ES2-(UL or CE)-6MS-40-AISLE-CA-XXX-(120V thru 277V) | 3 | 17616.91 | 100.97 | 174.48 | 13.3 | 0.945 | 5191 | 71.6
P00001I16 | Flex Lighting Solutions | Flextronics | ES2-XEDA-ACX-(G&H) | Indoor Luminaires | High-Bay | High-Bay Luminaires for Commercial and Industrial Buildings | Standard | FALSE | [9 empty] | 41880 |  |  | NotYetVerified | ES2-(UL or CE)-4MS-50-BAFN-NL-XXX-(347V thru 480V) | 3 | 13159.64 | 115.74 | 113.7 | 13.3 | 0.945 | 5191 | 71.6
P00001I15 | Flex Lighting Solutions | Flextronics | ES2-XEDA-ACX-(A thru F) | Indoor Luminaires | High-Bay | High-Bay Luminaires for Commercial and Industrial Buildings | Standard | FALSE | [9 empty] | 41880 |  |  | NotYetVerified | ES2-(UL or CE)-4MS-50-BAFN-NL-XXX-(120V thru 277V) | 3 | 13159.64 | 115.74 | 113.7 | 13.3 | 0.945 | 5191 | 71.6
P00001HZV | Flex Lighting Solutions | Flextronics | ES2-XADA-ACX-(G&H) | Indoor Luminaires | High-Bay | High-Bay Luminaires for Commercial and Industrial Buildings | Standard | FALSE | [9 empty] | 41880 |  |  | NotYetVerified | ES2-(UL or CE)-2M-50-BAFN-NL-XXX-(347V thru 480V) | 3 | 13159.64 | 115.74 | 113.7 | 13.3 | 0.945 | 5191 | 71.6
P00001HZU | Flex Lighting Solutions | Flextronics | ES2-XADA-ACX-(A thru F) | Indoor Luminaires | High-Bay | High-Bay Luminaires for Commercial and Industrial Buildings | Standard | FALSE | [9 empty] | 41880 |  |  | NotYetVerified | ES2-(UL or CE)-2M-50-BAFN-NL-XXX-(120V thru 277V) | 3 | 13159.64 | 115.74 | 113.7 | 13.3 | 0.945 | 5191 | 71.6
P00001I18 | Flex Lighting Solutions | Flextronics | ES2-XEDA-AAX-(G&H) | Indoor Luminaires | High-Bay | High-Bay Luminaires for Commercial and Industrial Buildings | Standard | FALSE | [9 empty] | 41880 |  |  | NotYetVerified | ES2-(UL or CE)-4MS-50-BAFN-CA-XXX-(347V thru 480V) | 3 | 13067.47 | 114.93 | 113.7 | 13.3 | 0.945 | 5191 | 71.6
P00001I17 | Flex Lighting Solutions | Flextronics | ES2-XEDA-AAX-(A thru F) | Indoor Luminaires | High-Bay | High-Bay Luminaires for Commercial and Industrial Buildings | Standard | FALSE | [9 empty] | 41880 |  |  | NotYetVerified | ES2-(UL or CE)-4MS-50-BAFN-CA-XXX-(120V thru 277V) | 3 | 13067.47 | 114.93 | 113.7 | 13.3 | 0.945 | 5191 | 71.6
P00001HZX | Flex Lighting Solutions | Flextronics | ES2-XADA-AAX-(G&H) | Indoor Luminaires | High-Bay | High-Bay Luminaires for Commercial and Industrial Buildings | Standard | FALSE | [9 empty] | 41880 |  |  | NotYetVerified | ES2-(UL or CE)-2M-50-BAFN-CA-XXX-(347V thru 480V) | 3 | 13067.47 | 114.93 | 113.7 | 13.3 | 0.945 | 5191 | 71.6
P00001HZW | Flex Lighting Solutions | Flextronics | ES2-XADA-AAX-(A thru F) | Indoor Luminaires | High-Bay | High-Bay Luminaires for Commercial and Industrial Buildings | Standard | FALSE | [9 empty] | 41880 |  |  | NotYetVerified | ES2-(UL or CE)-2M-50-BAFN-CA-XXX-(120V thru 277V) | 3 | 13067.47 | 114.93 | 113.7 | 13.3 | 0.945 | 5191 | 71.6
P00001I01 | Flex Lighting Solutions | Flextronics | ES2-XADA-CAX-(G&H) | Indoor Luminaires | High-Bay | High-Bay Luminaires for Commercial and Industrial Buildings | Standard | FALSE | [9 empty] | 41880 |  |  | NotYetVerified | ES2-(UL or CE)-2M-50-AISLE-CA-XXX-(347V thru 480V) | 3 | 12096.59 | 106.39 | 113.7 | 13.3 | 0.945 | 5191 | 71.6
P00001I00 | Flex Lighting Solutions | Flextronics | ES2-XADA-CAX-(A thru F) | Indoor Luminaires | High-Bay | High-Bay Luminaires for Commercial and Industrial Buildings | Standard | FALSE | [9 empty] | 41880 |  |  | NotYetVerified | ES2-(UL or CE)-2M-50-AISLE-CA-XXX-(120V thru 277V) | 3 | 12096.59 | 106.39 | 113.7 | 13.3 | 0.945 | 5191 | 71.6
P00001I14 | Flex Lighting Solutions | Flextronics | ES2-XECA-CAX-(G&H) | Indoor Luminaires | High-Bay | High-Bay Luminaires for Commercial and Industrial Buildings | Standard | FALSE | [9 empty] | 41880 |  |  | NotYetVerified | ES2-(UL or CE)-4MS-40-AISLE-CA-XXX-(347V thru 480V) | 3 | 11811.96 | 103.89 | 113.7 | 13.3 | 0.945 | 5191 | 71.6
P00001I13 | Flex Lighting Solutions | Flextronics | ES2-XECA-CAX-(A thru F) | Indoor Luminaires | High-Bay | High-Bay Luminaires for Commercial and Industrial Buildings | Standard | FALSE | [9 empty] | 41880 |  |  | NotYetVerified | ES2-(UL or CE)-4MS-40-AISLE-CA-XXX-(120V thru 277V) | 3 | 11811.96 | 103.89 | 113.7 | 13.3 | 0.945 | 5191 | 71.6
P00001I1A | Flex Lighting Solutions | Flextronics | ES2-XEDA-ABX-(G&H) | Indoor Luminaires | High-Bay | High-Bay Luminaires for Commercial and Industrial Buildings | Standard | FALSE | [9 empty] | 41880 |  |  | NotYetVerified | ES2-(UL or CE)-4MS-50-BAFN-FP-XXX-(347V thru 480V) | 3 | 11613.25 | 102.14 | 113.7 | 13.3 | 0.945 | 5191 | 71.6
P00001I19 | Flex Lighting Solutions | Flextronics | ES2-XEDA-ABX-(A thru F) | Indoor Luminaires | High-Bay | High-Bay Luminaires for Commercial and Industrial Buildings | Standard | FALSE | [9 empty] | 41880 |  |  | NotYetVerified | ES2-(UL or CE)-4MS-50-BAFN-FP-XXX-(120V thru 277V) | 3 | 11613.25 | 102.14 | 113.7 | 13.3 | 0.945 | 5191 | 71.6
P00001HZZ | Flex Lighting Solutions | Flextronics | ES2-XADA-ABX-(G&H) | Indoor Luminaires | High-Bay | High-Bay Luminaires for Commercial and Industrial Buildings | Standard | FALSE | [9 empty] | 41880 |  |  | NotYetVerified | ES2-(UL or CE)-2M-50-BAFN-FP-XXX-(347V thru 480V) | 3 | 11613.25 | 102.14 | 113.7 | 13.3 | 0.945 | 5191 | 71.6
P00001HZY | Flex Lighting Solutions | Flextronics | ES2-XADA-ABX-(A thru F) | Indoor Luminaires | High-Bay | High-Bay Luminaires for Commercial and Industrial Buildings | Standard | FALSE | [9 empty] | 41880 |  |  | NotYetVerified | ES2-(UL or CE)-2M-50-BAFN-FP-XXX-(120V thru 277V) | 3 | 11613.25 | 102.14 | 113.7 | 13.3 | 0.945 | 5191 | 71.6
P00001I1E | Flex Lighting Solutions | Flextronics | ES2-XFCA-ACX-(G&H) | Indoor Luminaires | High-Bay | High-Bay Luminaires for Commercial and Industrial Buildings | Standard | FALSE | [9 empty] | 41880 |  |  | NotYetVerified | ES2-(UL or CE)-6MS-40-BAFN-NL-XXX-(347V thru 480V) | 3 | 19165.08 | 109.84 | 174.48 | 14.9 | 0.917 | 3937 | 72.5
P00001I1D | Flex Lighting Solutions | Flextronics | ES2-XFCA-ACX-(A thru F) | Indoor Luminaires | High-Bay | High-Bay Luminaires for Commercial and Industrial Buildings | Standard | FALSE | [9 empty] | 41880 |  |  | NotYetVerified | ES2-(UL or CE)-6MS-40-BAFN-NL-XXX-(120V thru 277V) | 3 | 19165.08 | 109.84 | 174.48 | 14.9 | 0.917 | 3937 | 72.5
P00001I1G | Flex Lighting Solutions | Flextronics | ES2-XFCA-AAX-(G&H) | Indoor Luminaires | High-Bay | High-Bay Luminaires for Commercial and Industrial Buildings | Standard | FALSE | [9 empty] | 41880 |  |  | NotYetVerified | ES2-(UL or CE)-6MS-40-BAFN-CA-XXX-(347V thru 480V) | 3 | 19030.85 | 109.07 | 174.48 | 14.9 | 0.917 | 3937 | 72.5
P00001I1F | Flex Lighting Solutions | Flextronics | ES2-XFCA-AAX-(A thru F) | Indoor Luminaires | High-Bay | High-Bay Luminaires for Commercial and Industrial Buildings | Standard | FALSE | [9 empty] | 41880 |  |  | NotYetVerified | ES2-(UL or CE)-6MS-40-BAFN-CA-XXX-(120V thru 277V) | 3 | 19030.85 | 109.07 | 174.48 | 14.9 | 0.917 | 3937 | 72.5
P00001I1H | Flex Lighting Solutions | Flextronics | ES2-XFCA-ABX-(G&H) | Indoor Luminaires | High-Bay | High-Bay Luminaires for Commercial and Industrial Buildings | Standard | FALSE | [9 empty] | 41880 |  |  | NotYetVerified | ES2-(UL or CE)-6MS-40-BAFN-FP-XXX-(347V thru 480V) | 3 | 16913 | 96.93 | 174.48 | 14.9 | 0.917 | 3937 | 72.5
P00001I0J | Flex Lighting Solutions | Flextronics | ES2-XCCA-ACX-(G&H) | Indoor Luminaires | High-Bay | High-Bay Luminaires for Commercial and Industrial Buildings | Standard | FALSE | [9 empty] | 41880 |  |  | NotYetVerified | ES2-(UL or CE)-6M-40-BAFN-NL-XXX-(347V thru 480V) | 3 | 38550 | 113.02 | 341.1 | 13.3 | 0.945 | 3937 | 72.5
P00001I0I | Flex Lighting Solutions | Flextronics | ES2-XCCA-ACX-(A thru F) | Indoor Luminaires | High-Bay | High-Bay Luminaires for Commercial and Industrial Buildings | Standard | FALSE | [9 empty] | 41880 |  |  | NotYetVerified | ES2-(UL or CE)-6M-40-BAFN-NL-XXX-(120V thru 277V) | 3 | 38550 | 113.02 | 341.1 | 13.3 | 0.945 | 3937 | 72.5
P00001I0L | Flex Lighting Solutions | Flextronics | ES2-XCCA-AAX-(G&H) | Indoor Luminaires | High-Bay | High-Bay Luminaires for Commercial and Industrial Buildings | Standard | FALSE | [9 empty] | 41880 |  |  | NotYetVerified | ES2-(UL or CE)-6M-40-BAFN-CA-XXX-(347V thru 480V) | 3 | 38280 | 112.23 | 341.1 | 13.3 | 0.945 | 3937 | 72.5
P00001I0K | Flex Lighting Solutions | Flextronics | ES2-XCCA-AAX-(A thru F) | Indoor Luminaires | High-Bay | High-Bay Luminaires for Commercial and Industrial Buildings | Standard | FALSE | [9 empty] | 41880 |  |  | NotYetVerified | ES2-(UL or CE)-6M-40-BAFN-CA-XXX-(120V thru 277V) | 3 | 38280 | 112.23 | 341.1 | 13.3 | 0.945 | 3937 | 72.5
P00001I0P | Flex Lighting Solutions | Flextronics | ES2-XCCA-CAX-(G&H) | Indoor Luminaires | High-Bay | High-Bay Luminaires for Commercial and Industrial Buildings | Standard | FALSE | [9 empty] | 41880 |  |  | NotYetVerified | ES2-(UL or CE)-6M-40-AISLE-CA-XXX-(347V thru 480V) | 3 | 35435.88 | 103.89 | 341.1 | 13.3 | 0.945 | 3937 | 72.5
P00001I0O | Flex Lighting Solutions | Flextronics | ES2-XCCA-CAX-(A thru F) | Indoor Luminaires | High-Bay | High-Bay Luminaires for Commercial and Industrial Buildings | Standard | FALSE | [9 empty] | 41880 |  |  | NotYetVerified | ES2-(UL or CE)-6M-40-AISLE-CA-XXX-(120V thru 277V) | 3 | 35435.88 | 103.89 | 341.1 | 13.3 | 0.945 | 3937 | 72.5
P00001I0N | Flex Lighting Solutions | Flextronics | ES2-XCCA-ABX-(G&H) | Indoor Luminaires | High-Bay | High-Bay Luminaires for Commercial and Industrial Buildings | Standard | FALSE | [9 empty] | 41880 |  |  | NotYetVerified | ES2-(UL or CE)-6M-40-BAFN-FP-XXX-(347V thru 480V) | 3 | 34020 | 99.74 | 341.1 | 13.3 | 0.945 | 3937 | 72.5
P00001I0M | Flex Lighting Solutions | Flextronics | ES2-XCCA-ABX-(A thru F) | Indoor Luminaires | High-Bay | High-Bay Luminaires for Commercial and Industrial Buildings | Standard | FALSE | [9 empty] | 41880 |  |  | NotYetVerified | ES2-(UL or CE)-6M-40-BAFN-FP-XXX-(120V thru 277V) | 3 | 34020 | 99.74 | 341.1 | 13.3 | 0.945 | 3937 | 72.5
P00001I03 | Flex Lighting Solutions | Flextronics | ES2-XBCA-ACX-(G&H) | Indoor Luminaires | High-Bay | High-Bay Luminaires for Commercial and Industrial Buildings | Standard | FALSE | [9 empty] | 41880 |  |  | NotYetVerified | ES2-(UL or CE)-4M-40-BAFN-NL-XXX-(347V thru 480V) | 3 | 25700 | 113.02 | 227.4 | 13.3 | 0.945 | 3937 | 72.5
P00001I02 | Flex Lighting Solutions | Flextronics | ES2-XBCA-ACX-(A thru F) | Indoor Luminaires | High-Bay | High-Bay Luminaires for Commercial and Industrial Buildings | Standard | FALSE | [9 empty] | 41880 |  |  | NotYetVerified | ES2-(UL or CE)-4M-40-BAFN-NL-XXX-(120V thru 277V) | 3 | 25700 | 113.02 | 227.4 | 13.3 | 0.945 | 3937 | 72.5
P00001I05 | Flex Lighting Solutions | Flextronics | ES2-XBCA-AAX-(G&H) | Indoor Luminaires | High-Bay | High-Bay Luminaires for Commercial and Industrial Buildings | Standard | FALSE | [9 empty] | 41880 |  |  | NotYetVerified | ES2-(UL or CE)-4M-40-BAFN-CA-XXX-(347V thru 480V) | 3 | 25520 | 112.23 | 227.4 | 13.3 | 0.945 | 3937 | 72.5
P00001I04 | Flex Lighting Solutions | Flextronics | ES2-XBCA-AAX-(A thru F) | Indoor Luminaires | High-Bay | High-Bay Luminaires for Commercial and Industrial Buildings | Standard | FALSE | [9 empty] | 41880 |  |  | NotYetVerified | ES2-(UL or CE)-4M-40-BAFN-CA-XXX-(120V thru 277V) | 3 | 25520 | 112.23 | 227.4 | 13.3 | 0.945 | 3937 | 72.5
P00001I09 | Flex Lighting Solutions | Flextronics | ES2-XBCA-CAX-(G&H) | Indoor Luminaires | High-Bay | High-Bay Luminaires for Commercial and Industrial Buildings | Standard | FALSE | [9 empty] | 41880 |  |  | NotYetVerified | ES2-(UL or CE)-6M-40-AISLE-CA-XXX-(347V thru 480V) | 3 | 23623.92 | 103.89 | 227.4 | 13.3 | 0.945 | 3937 | 72.5
P00001I08 | Flex Lighting Solutions | Flextronics | ES2-XBCA-CAX-(A thru F) | Indoor Luminaires | High-Bay | High-Bay Luminaires for Commercial and Industrial Buildings | Standard | FALSE | [9 empty] | 41880 |  |  | NotYetVerified | ES2-(UL or CE)-6M-40-AISLE-CA-XXX-(120V thru 277V) | 3 | 23623.92 | 103.89 | 227.4 | 13.3 | 0.945 | 3937 | 72.5
P00001I07 | Flex Lighting Solutions | Flextronics | ES2-XBCA-ABX-(G&H) | Indoor Luminaires | High-Bay | High-Bay Luminaires for Commercial and Industrial Buildings | Standard | FALSE | [9 empty] | 41880 |  |  | NotYetVerified | ES2-(UL or CE)-4M-40-BAFN-FP-XXX-(347V thru 480V) | 3 | 22680 | 99.74 | 227.4 | 13.3 | 0.945 | 3937 | 72.5
P00001I06 | Flex Lighting Solutions | Flextronics | ES2-XBCA-ABX-(A thru F) | Indoor Luminaires | High-Bay | High-Bay Luminaires for Commercial and Industrial Buildings | Standard | FALSE | [9 empty] | 41880 |  |  | NotYetVerified | ES2-(UL or CE)-4M-40-BAFN-FP-XXX-(120V thru 277V) | 3 | 22680 | 99.74 | 227.4 | 13.3 | 0.945 | 3937 | 72.5
P00001I0Z | Flex Lighting Solutions | Flextronics | ES2-XECA-ACX-(G&H) | Indoor Luminaires | High-Bay | High-Bay Luminaires for Commercial and Industrial Buildings | Standard | FALSE | [9 empty] | 41880 |  |  | NotYetVerified | ES2-(UL or CE)-4MS-40-BAFN-NL-XXX-(347V thru 480V) | 3 | 12850 | 113.02 | 113.7 | 13.3 | 0.945 | 3937 | 72.5
P00001I0Y | Flex Lighting Solutions | Flextronics | ES2-XECA-ACX-(A thru F) | Indoor Luminaires | High-Bay | High-Bay Luminaires for Commercial and Industrial Buildings | Standard | FALSE | [9 empty] | 41880 |  |  | NotYetVerified | ES2-(UL or CE)-4MS-40-BAFN-NL-XXX-(120V thru 277V) | 3 | 12850 | 113.02 | 113.7 | 13.3 | 0.945 | 3937 | 72.5
P00001HZN | Flex Lighting Solutions | Flextronics | ES2-XACA-ACX-(G&H) | Indoor Luminaires | High-Bay | High-Bay Luminaires for Commercial and Industrial Buildings | Standard | FALSE | [9 empty] | 41880 |  |  | NotYetVerified | ES2-(UL or CE)-2M-40-BAFN-NL-XXX-(347V thru 480V) | 3 | 12850 | 113.02 | 113.7 | 13.3 | 0.945 | 3937 | 72.5
P00001HZM | Flex Lighting Solutions | Flextronics | ES2-XACA-ACX-(A thru F) | Indoor Luminaires | High-Bay | High-Bay Luminaires for Commercial and Industrial Buildings | Standard | FALSE | [9 empty] | 41880 |  |  | NotYetVerified | ES2-(UL or CE)-2M-40-BAFN-NL-XXX-(120V thru 277V) | 3 | 12850 | 113.02 | 113.7 | 13.3 | 0.945 | 3937 | 72.5
P00001I11 | Flex Lighting Solutions | Flextronics | ES2-XECA-AAX-(G&H) | Indoor Luminaires | High-Bay | High-Bay Luminaires for Commercial and Industrial Buildings | Standard | FALSE | [9 empty] | 41880 |  |  | NotYetVerified | ES2-(UL or CE)-4MS-40-BAFN-CA-XXX-(347V thru 480V) | 3 | 12760 | 112.23 | 113.7 | 13.3 | 0.945 | 3937 | 72.5
P00001I10 | Flex Lighting Solutions | Flextronics | ES2-XECA-AAX-(A thru F) | Indoor Luminaires | High-Bay | High-Bay Luminaires for Commercial and Industrial Buildings | Standard | FALSE | [9 empty] | 41880 |  |  | NotYetVerified | ES2-(UL or CE)-4MS-40-BAFN-CA-XXX-(120V thru 277V) | 3 | 12760 | 112.23 | 113.7 | 13.3 | 0.945 | 3937 | 72.5
P00001HZP | Flex Lighting Solutions | Flextronics | ES2-XACA-AAX-(G&H) | Indoor Luminaires | High-Bay | High-Bay Luminaires for Commercial and Industrial Buildings | Standard | FALSE | [9 empty] | 41880 |  |  | NotYetVerified | ES2-(UL or CE)-2M-40-BAFN-CA-XXX-(347V thru 480V) | 3 | 12760 | 112.23 | 113.7 | 13.3 | 0.945 | 3937 | 72.5
P00001HZO | Flex Lighting Solutions | Flextronics | ES2-XACA-AAX-(A thru F) | Indoor Luminaires | High-Bay | High-Bay Luminaires for Commercial and Industrial Buildings | Standard | FALSE | [9 empty] | 41880 |  |  | NotYetVerified | ES2-(UL or CE)-2M-40-BAFN-CA-XXX-(120V thru 277V) | 3 | 12760 | 112.23 | 113.7 | 13.3 | 0.945 | 3937 | 72.5
P00001HZT | Flex Lighting Solutions | Flextronics | ES2-XACA-CAX-(G&H) | Indoor Luminaires | High-Bay | High-Bay Luminaires for Commercial and Industrial Buildings | Standard | FALSE | [9 empty] | 41880 |  |  | NotYetVerified | ES2-(UL or CE)-2M-40-AISLE-CA-XXX-(347V thru 480V) | 3 | 11811.96 | 103.89 | 113.7 | 13.3 | 0.945 | 3937 | 72.5
P00001HZS | Flex Lighting Solutions | Flextronics | ES2-XACA-CAX-(A thru F) | Indoor Luminaires | High-Bay | High-Bay Luminaires for Commercial and Industrial Buildings | Standard | FALSE | [9 empty] | 41880 |  |  | NotYetVerified | ES2-(UL or CE)-2M-40-AISLE-CA-XXX-(120V thru 277V) | 3 | 11811.96 | 103.89 | 113.7 | 13.3 | 0.945 | 3937 | 72.5
P00001I12 | Flex Lighting Solutions | Flextronics | ES2-XECA-ABX-(G&H) | Indoor Luminaires | High-Bay | High-Bay Luminaires for Commercial and Industrial Buildings | Standard | FALSE | [9 empty] | 41880 |  |  | NotYetVerified | ES2-(UL or CE)-4MS-40-BAFN-FP-XXX-(347V thru 480V) | 3 | 11340 | 99.74 | 113.7 | 13.3 | 0.945 | 3937 | 72.5
P00001HZR | Flex Lighting Solutions | Flextronics | ES2-XACA-ABX-(G&H) | Indoor Luminaires | High-Bay | High-Bay Luminaires for Commercial and Industrial Buildings | Standard | FALSE | [9 empty] | 41880 |  |  | NotYetVerified | ES2-(UL or CE)-2M-40-BAFN-FP-XXX-(347V thru 480V) | 3 | 11340 | 99.74 | 113.7 | 13.3 | 0.945 | 3937 | 72.5
P00001HZQ | Flex Lighting Solutions | Flextronics | ES2-XACA-ABX-(A thru F) | Indoor Luminaires | High-Bay | High-Bay Luminaires for Commercial and Industrial Buildings | Standard | FALSE | [9 empty] | 41880 |  |  | NotYetVerified | ES2-(UL or CE)-2M-40-BAFN-FP-XXX-(120V thru 277V) | 3 | 11340 | 99.74 | 113.7 | 13.3 | 0.945 | 3937 | 72.5
P00000WLF | Independence LED | IndependenceLED | HB6-42950K-70-CBN-V2DIM (220-277V only) | Indoor Luminaires | High-Bay | High-Bay Luminaires for Commercial and Industrial Buildings | Standard | TRUE | 18491 | 101.3 | 182.6 | 6.88 | 0.969 | 5323 | 73.5 | 10 | 60000 | 41879 |  |  | NotYetVerified |  | 3 | 17574 | 101 | 174 | 20 | 0.9 | 5000 | 70
P00001KVQ | GP Energy (Shanghai)Co.Ltd. | GP Energy | GPLHB240DLED35 | Indoor Luminaires | High-Bay | High-Bay Luminaires for Commercial and Industrial Buildings | Standard | TRUE | 23251.7 | 91.4 | 254.4 | 8.76 | 0.9452 | 3369 | 85.8 | 5 | 50000 | 41879 |  |  | NotYetVerified |  | 3 | 23251.7 | 91.4 | 254.4 | 4.79 | 0.9961 | 3369 | 85.8
P00001K2D | Ishpower LLC | ISH | RS-240-01-D-5700 | Indoor Retrofit Kit | High-Bay | Retrofit Kits for High-Bay Luminaires for Commercial and Industrial Buildings | Standard | TRUE | 18515 | 79.29 | 233.5 | 11.4 | 0.932 | 5626 | 68 | 5 | 50000 | 41879 |  |  | NotYetVerified |  | 3 | 18515 | 80 | 235 |  |  | 5700 | 70
P00001K2C | Ishpower LLC | ISH | RS-185-01-D-5700 | Indoor Retrofit Kit | High-Bay | Retrofit Kits for High-Bay Luminaires for Commercial and Industrial Buildings | Standard | TRUE | 14901 | 80.9 | 184.2 | 13.7 | 0.93 | 5626 | 69.5 | 5 | 50000 | 41879 |  |  | NotYetVerified |  | 3 | 14000 | 80 | 185 |  | 0.9 | 5700 | 69
P00001K2G | Ishpower LLC | ISH | RB-100-01-D-5700 | Indoor Luminaires | High-Bay | Low-Bay Luminaires for Commercial and Industrial Buildings | Standard | TRUE | 7333.1 | 78.92 | 92.92 | 17.34 | 0.92 | 5247 | 83.5 | 5 | 50000 | 41879 |  |  | NotYetVerified |  | 3 | 7000 | 78 | 100 |  |  | 5000 | 80
P00001K2H | Ishpower LLC | ISH | RB-35-01-D-5700 | Indoor Luminaires | High-Bay | High-Bay Luminaires for Commercial and Industrial Buildings | Standard | TRUE | 11301 | 77.85 | 141.7 | 12.76 | 0.91 | 5267 | 83.6 | 5 | 50000 | 41879 |  |  | NotYetVerified |  | 3 | 11000 | 78 | 150 |  |  | 5000 | 80
P0000007A | A2Z Green Lighting | A2Z Green Lighting | HBALD050-150NI-S | Indoor Luminaires | High-Bay | High-Bay Luminaires for Commercial and Industrial Buildings | Standard | TRUE | 15082 | 100.3 | 150.4 | 19.31 | 0.908 | 5897 | 78.6 | 5 | 100000 | 41879 |  |  | NotYetVerified |  | 3 | 14850 | 90 | 165 | 7.9 | 0.995 | 5300 | 70
P00001KVZ | GP Energy (Shanghai)Co.Ltd. | GP Energy | GPLHB240PLED55 | Indoor Luminaires | High-Bay | High-Bay Luminaires for Commercial and Industrial Buildings | Standard | FALSE | [9 empty] | 41879 |  |  | NotYetVerified |  | 3 | 25000 | 104 | 240 | 20 | 0.9 | 5500 | 80
P00001KVU | GP Energy (Shanghai)Co.Ltd. | GP Energy | GPLHB240DLED55 | Indoor Luminaires | High-Bay | High-Bay Luminaires for Commercial and Industrial Buildings | Standard | FALSE | [9 empty] | 41879 |  |  | NotYetVerified |  | 3 | 26600.5 | 106.6 | 249.46 | 4.27 | 0.9962 | 5383 | 85.7
P00001KVY | GP Energy (Shanghai)Co.Ltd. | GP Energy | GPLHB240PLED50 | Indoor Luminaires | High-Bay | High-Bay Luminaires for Commercial and Industrial Buildings | Standard | FALSE | [9 empty] | 41879 |  |  | NotYetVerified |  | 3 | 24500 | 102 | 240 | 20 | 0.9 | 5000 | 80
P00001KVT | GP Energy (Shanghai)Co.Ltd. | GP Energy | GPLHB240DLED50 | Indoor Luminaires | High-Bay | High-Bay Luminaires for Commercial and Industrial Buildings | Standard | FALSE | [9 empty] | 41879 |  |  | NotYetVerified |  | 3 | 24500 | 102 | 240 | 20 | 0.9 | 5000 | 80
P00001KVX | GP Energy (Shanghai)Co.Ltd. | GP Energy | GPLHB240PLED45 | Indoor Luminaires | High-Bay | High-Bay Luminaires for Commercial and Industrial Buildings | Standard | FALSE | [9 empty] | 41879 |  |  | NotYetVerified |  | 3 | 24500 | 102 | 240 | 20 | 0.9 | 4500 | 80
P00001KVS | GP Energy (Shanghai)Co.Ltd. | GP Energy | GPLHB240DLED45 | Indoor Luminaires | High-Bay | High-Bay Luminaires for Commercial and Industrial Buildings | Standard | FALSE | [9 empty] | 41879 |  |  | NotYetVerified |  | 3 | 24500 | 102 | 240 | 20 | 0.9 | 4500 | 80
P00001KVW | GP Energy (Shanghai)Co.Ltd. | GP Energy | GPLHB240PLED40 | Indoor Luminaires | High-Bay | High-Bay Luminaires for Commercial and Industrial Buildings | Standard | FALSE | [9 empty] | 41879 |  |  | NotYetVerified |  | 3 | 23900 | 99 | 240 | 20 | 0.9 | 4000 | 80
P00001KVR | GP Energy (Shanghai)Co.Ltd. | GP Energy | GPLHB240DLED40 | Indoor Luminaires | High-Bay | High-Bay Luminaires for Commercial and Industrial Buildings | Standard | FALSE | [9 empty] | 41879 |  |  | NotYetVerified |  | 3 | 23900 | 99 | 240 | 20 | 0.9 | 4000 | 80
P00001KVV | GP Energy (Shanghai)Co.Ltd. | GP Energy | GPLHB240PLED35 | Indoor Luminaires | High-Bay | High-Bay Luminaires for Commercial and Industrial Buildings | Standard | FALSE | [9 empty] | 41879 |  |  | NotYetVerified |  | 3 | 23000 | 95 | 240 | 20 | 0.9 | 3500 | 80
P0000007C | A2Z Green Lighting | A2Z Green Lighting | HBALD075-180NI-S | Indoor Luminaires | High-Bay | High-Bay Luminaires for Commercial and Industrial Buildings | Standard | FALSE | [9 empty] | 41879 | Not Yet Verified | Not Yet Verified | NotYetVerified |  | 3 | 16650 | 90 | 185 | 7.675 | 0.995 | 5300 | 70
P0000007B | A2Z Green Lighting | A2Z Green Lighting | HBALD075-180NI-D | Indoor Luminaires | High-Bay | High-Bay Luminaires for Commercial and Industrial Buildings | Standard | FALSE | [9 empty] | 41879 | Not Yet Verified | Not Yet Verified | NotYetVerified |  | 3 | 16465 | 89 | 185 | 7.675 | 0.995 | 5300 | 70
P00000WLG | Independence LED | IndependenceLED | HB4-42240K-70-CBN-V2DIM (120V only) | Indoor Luminaires | High-Bay | High-Bay Luminaires for Commercial and Industrial Buildings | Standard | TRUE | 9722 | 102.1 | 95.1 | 6.39 | 0.997 | 4223 | 71.5 | 10 | 60000 | 41878 |  |  | NotYetVerified |  | 3 | 8888 | 101 | 88 | 20 | 0.9 | 4000 | 70
P00001GE8 | Ledsion Lighting Technology Co.Ltd | LEDSION | LS-HHBC600W | Indoor Luminaires | High-Bay | High-Bay Luminaires for Commercial and Industrial Buildings | Standard | TRUE | 47292 | 80.8 | 585.2 | 6.25 | 0.961 | 5105 | 76.3 | 5 |  | 41878 |  |  | NotYetVerified |  | 3 | 47290 | 80 | 600 | 6 | 0.99 | 5000 | 75
P00001L8Y | Renesola Zhejiang Ltd | Renesola | RHB120T01-5000K-80D | Indoor Luminaires | High-Bay | High-Bay Luminaires for Commercial and Industrial Buildings | Standard | TRUE | 11929.9 | 97.84 | 121.93 | 10.51 | 0.943 | 5150 | 74 | 5 | 50000 | 41878 |  |  | NotYetVerified |  | 3 | 11929.9 | 97.84 | 121.93 | 10 | 0.997 | 5150 | 74
P00001L8X | Renesola Zhejiang Ltd | Renesola | RHB120T01-4000K-80D | Indoor Luminaires | High-Bay | High-Bay Luminaires for Commercial and Industrial Buildings | Standard | TRUE | 10738.5 | 91.99 | 116.74 | 10.51 | 0.943 | 4116 | 70.9 | 5 | 50000 | 41878 |  |  | NotYetVerified |  | 3 | 10738.5 | 91.99 | 116.74 | 10 | 0.997 | 4116 | 70.9
P00000WLH | Independence LED | Independence LED | HB6-42240K-70-CBN-V2DIM (220-277V only) | Indoor Luminaires | High-Bay | High-Bay Luminaires for Commercial and Industrial Buildings | Standard | TRUE | 14447 | 106.4 | 135.8 | 9.72 | 0.933 | 4234 | 71.9 | 10 | 60000 | 41878 |  |  | NotYetVerified |  | 3 | 13332 | 101 | 132 | 20 | 0.9 | 4000 | 70
P00001DTZ | Voltech International Inc. | Technilight | TLHB150101V2XX | Indoor Luminaires | High-Bay | High-Bay Luminaires for Commercial and Industrial Buildings | Standard | TRUE | 12543 | 85.33 | 147 | 14.7 | 0.925 | 5046 | 73.1 | 5 | 50000 | 41878 |  |  | NotYetVerified |  | 3 | 12000 | 82 | 150 |  | 0.95 | 5000 | 70
P00001GE6 | Ledsion Lighting Technology Co.Ltd | LEDSION | LS-HHBC400W | Indoor Luminaires | High-Bay | High-Bay Luminaires for Commercial and Industrial Buildings | Standard | TRUE | 33879 | 83.6 | 405.2 | 11.65 | 0.921 | 5040 | 77 | 5 |  | 41878 |  |  | NotYetVerified |  | 3 | 33870 | 85 | 400 | 11.65 | 0.99 | 5000 | 75
P00001GE7 | Ledsion Lighting Technology Co.Ltd | LEDSION | LS-HHBC500W | Indoor Luminaires | High-Bay | High-Bay Luminaires for Commercial and Industrial Buildings | Standard | FALSE | [9 empty] | 41878 |  |  | NotYetVerified |  | 3 | 41400 | 83 | 500 | 7.25 | 0.99 | 5000 | 75
P00000WLJ | Independence LED | Independence LED | HB6-42250K-70-CBN-V2DIM (220-277V only) | Indoor Luminaires | High-Bay | High-Bay Luminaires for Commercial and Industrial Buildings | Standard | FALSE | [9 empty] | 41878 |  |  | NotYetVerified |  | 3 | 13332 | 101 | 132 | 20 | 0.9 | 5000 | 70
P00000WLI | Independence LED | Independence LED | HB4-42250K-70-CBN-V2DIM (120V only) | Indoor Luminaires | High-Bay | High-Bay Luminaires for Commercial and Industrial Buildings | Standard | FALSE | [9 empty] | 41878 |  |  | NotYetVerified |  | 3 | 8888 | 101 | 88 | 20 | 0.9 | 5000 | 70
P00000079 | A2Z Green Lighting | A2Z Green Lighting | HBALD040-120NI-S | Indoor Luminaires | High-Bay | Low-Bay Luminaires for Commercial and Industrial Buildings | Standard | FALSE | [9 empty] | 41878 | Not Yet Verified | Not Yet Verified | NotYetVerified |  | 3 | 10980 | 90 | 122 | 8 | 0.995 | 5300 | 70
P00000078 | A2Z Green Lighting | A2Z Green Lighting | HBALD040-120NI-D | Indoor Luminaires | High-Bay | Low-Bay Luminaires for Commercial and Industrial Buildings | Standard | FALSE | [9 empty] | 41878 | Not Yet Verified | Not Yet Verified | NotYetVerified |  | 3 | 10858 | 89 | 122 | 8 | 0.995 | 5300 | 70
P00001L92 | Renesola Zhejiang Ltd | Renesola | RHB120T01-5000K-100D | Indoor Luminaires | High-Bay | High-Bay Luminaires for Commercial and Industrial Buildings | Standard | FALSE | [9 empty] | 41878 | Not Yet Verified | Not Yet Verified | NotYetVerified |  | 3 | 11929.9 | 97.84 | 121.93 | 10 | 0.997 | 5150 | 74
P00001L91 | Renesola Zhejiang Ltd | Renesola | RHB120T01-4500K-100D | Indoor Luminaires | High-Bay | High-Bay Luminaires for Commercial and Industrial Buildings | Standard | FALSE | [9 empty] | 41878 | Not Yet Verified | Not Yet Verified | NotYetVerified |  | 3 | 11324.6 | 94.56 | 119.02 | 10 | 0.997 | 4500 | 72.1
P00001L8Z | Renesola Zhejiang Ltd | Renesola | RHB120T01-4500K-80D | Indoor Luminaires | High-Bay | High-Bay Luminaires for Commercial and Industrial Buildings | Standard | FALSE | [9 empty] | 41878 | Not Yet Verified | Not Yet Verified | NotYetVerified |  | 3 | 11324.6 | 94.56 | 119.02 | 10 | 0.997 | 4500 | 72.1
P00001L90 | Renesola Zhejiang Ltd | Renesola | RHB120T01-4000K-100D | Indoor Luminaires | High-Bay | High-Bay Luminaires for Commercial and Industrial Buildings | Standard | FALSE | [9 empty] | 41878 | Not Yet Verified | Not Yet Verified | NotYetVerified |  | 3 | 10738.5 | 91.99 | 116.74 | 10 | 0.997 | 4116 | 70.9
P00000QB8 | Dongbu Lightec | LumiDas Flood | SL170N-KM-PFB(DW) | Indoor Luminaires | High-Bay | High-Bay Luminaires for Commercial and Industrial Buildings | Standard | TRUE | 16339 | 94.39 | 173.1 | 13.32 | 0.96 | 4889 | 74.4 | 5 | 35000 | 41877 |  |  | NotYetVerified |  | 3 | 17000 | 100 | 170 | 20 | 0.9 | 5000 | 70
P00001L8G | Renesola Zhejiang Ltd | Renesola | RHB050T01-5000K-80D | Indoor Luminaires | High-Bay | Low-Bay Luminaires for Commercial and Industrial Buildings | Standard | TRUE | 5153.9 | 104.88 | 49.14 | 8.67 | 0.954 | 5134 | 73.6 | 5 | 50000 | 41877 |  |  | NotYetVerified |  | 3 | 5153.9 | 105 | 49.14 | 10 | 0.995 | 5134 | 73.6
P00001L8F | Renesola Zhejiang Ltd | Renesola | RHB050T01-4000K-80D | Indoor Luminaires | High-Bay | Low-Bay Luminaires for Commercial and Industrial Buildings | Standard | TRUE | 4557.6 | 94.78 | 48.09 | 8.67 | 0.954 | 4116 | 70.8 | 5 | 50000 | 41877 |  |  | NotYetVerified |  | 3 | 4557.6 | 95 | 48.09 | 10 | 0.993 | 4116 | 70.8
P00001L8S | Renesola Zhejiang Ltd | Renesola | RHB100T01-5000K-80D | Indoor Luminaires | High-Bay | Low-Bay Luminaires for Commercial and Industrial Buildings | Standard | TRUE | 9537.4 | 94.81 | 100.59 | 11.23 | 0.943 | 5134 | 74 | 5 | 50000 | 41877 |  |  | NotYetVerified |  | 3 | 9537.4 | 94.81 | 100.59 | 10 | 0.997 | 5134 | 74
P00001L8R | Renesola Zhejiang Ltd | Renesola | RHB100T01-4000K-80D | Indoor Luminaires | High-Bay | Low-Bay Luminaires for Commercial and Industrial Buildings | Standard | TRUE | 8965 | 88.76 | 101 | 11.23 | 0.943 | 4113 | 70.8 | 5 | 50000 | 41877 |  |  | NotYetVerified |  | 3 | 8965 | 88.76 | 101 | 10 | 0.997 | 4113 | 70.8
P00001L8M | Renesola Zhejiang Ltd | Renesola | RHB080T01-5000K-80D | Indoor Luminaires | High-Bay | Low-Bay Luminaires for Commercial and Industrial Buildings | Standard | TRUE | 7893.8 | 97.7 | 80.8 | 10.21 | 0.943 | 5160 | 74.2 | 5 | 50000 | 41877 |  |  | NotYetVerified |  | 3 | 7893.8 | 97.7 | 80.8 | 10 | 0.995 | 5160 | 74.2
P00001L8L | Renesola Zhejiang Ltd | Renesola | RHB080T01-4000K-80D | Indoor Luminaires | High-Bay | Low-Bay Luminaires for Commercial and Industrial Buildings | Standard | TRUE | 7161.9 | 91.27 | 78.47 | 10.21 | 0.943 | 4069 | 71.1 | 5 | 50000 | 41877 |  |  | NotYetVerified |  | 3 | 7161.9 | 91.27 | 78.47 | 10 | 0.995 | 4069 | 71.1
P00001JUS | Elite Lighting Co. | Oracle | CB4-LED-10000L-DIM10-MVOLT-W-40K | Indoor Luminaires | High-Bay | High-Bay Luminaires for Commercial and Industrial Buildings | Standard | TRUE | 9974 | 95.81 | 104.1 | 13.72 | 0.915 | 3802 | 83.9 | 5 |  | 41877 |  |  | NotYetVerified |  | 3 | 9986 | 95.81 | 104.1 | 13.72 | 0.915 | 4000 | 83.9
P00001JUT | Elite Lighting Co. | Oracle | CB6-LED-20000L-DIM10-MVOLT-W-40K | Indoor Luminaires | High-Bay | High-Bay Luminaires for Commercial and Industrial Buildings | Standard | TRUE | 20025 | 94.37 | 212.2 | 14.92 | 0.914 | 3779 | 83.6 | 5 |  | 41877 |  |  | NotYetVerified |  | 3 | 20063 | 94.37 | 212.7 | 14.92 | 0.914 | 4000 | 83.6
P00000QB9 | Dongbu Lightec | LumiDas Flood | SL170N-KM-PFB(DD) | Indoor Luminaires | High-Bay | High-Bay Luminaires for Commercial and Industrial Buildings | Standard | FALSE | [9 empty] | 41877 |  |  | NotYetVerified |  | 3 | 17000 | 100 | 170 | 20 | 0.9 | 5000 | 70
P00001L8Q | Renesola Zhejiang Ltd | Renesola | RHB080T01-5000K-100D | Indoor Luminaires | High-Bay | Low-Bay Luminaires for Commercial and Industrial Buildings | Standard | FALSE | [9 empty] | 41877 | Not Yet Verified | Not Yet Verified | NotYetVerified |  | 3 | 7893.8 | 97.7 | 80.8 | 10 | 0.995 | 5160 | 74.2
P00001L8W | Renesola Zhejiang Ltd | Renesola | RHB100T01-5000K-100D | Indoor Luminaires | High-Bay | Low-Bay Luminaires for Commercial and Industrial Buildings | Standard | FALSE | [9 empty] | 41877 | Not Yet Verified | Not Yet Verified | NotYetVerified |  | 3 | 9537.4 | 94.81 | 100.59 | 10 | 0.997 | 5134 | 74
P00001L8K | Renesola Zhejiang Ltd | Renesola | RHB050T01-5000K-100D | Indoor Luminaires | High-Bay | Low-Bay Luminaires for Commercial and Industrial Buildings | Standard | FALSE | [9 empty] | 41877 | Not Yet Verified | Not Yet Verified | NotYetVerified |  | 3 | 5153.9 | 105 | 49.14 | 10 | 0.995 | 5134 | 73.6
P00001L8P | Renesola Zhejiang Ltd | Renesola | RHB080T01-4500K-100D | Indoor Luminaires | High-Bay | Low-Bay Luminaires for Commercial and Industrial Buildings | Standard | FALSE | [9 empty] | 41877 | Not Yet Verified | Not Yet Verified | NotYetVerified |  | 3 | 7498.5 | 94.58 | 79.56 | 10 | 0.995 | 4500 | 72.9
P00001L8N | Renesola Zhejiang Ltd | Renesola | RHB080T01-4500K-80D | Indoor Luminaires | High-Bay | Low-Bay Luminaires for Commercial and Industrial Buildings | Standard | FALSE | [9 empty] | 41877 | Not Yet Verified | Not Yet Verified | NotYetVerified |  | 3 | 7498.5 | 94.58 | 79.56 | 10 | 0.995 | 4500 | 72.9
P00001L8V | Renesola Zhejiang Ltd | Renesola | RHB100T01-4500K-100D | Indoor Luminaires | High-Bay | Low-Bay Luminaires for Commercial and Industrial Buildings | Standard | FALSE | [9 empty] | 41877 | Not Yet Verified | Not Yet Verified | NotYetVerified |  | 3 | 5873.6 | 91.46 | 100.78 | 10 | 0.997 | 4500 | 72.1
P00001L8T | Renesola Zhejiang Ltd | Renesola | RHB100T01-4500K-80D | Indoor Luminaires | High-Bay | Low-Bay Luminaires for Commercial and Industrial Buildings | Standard | FALSE | [9 empty] | 41877 | Not Yet Verified | Not Yet Verified | NotYetVerified |  | 3 | 5873.6 | 91.46 | 100.78 | 10 | 0.997 | 4500 | 72.1
P00001L8J | Renesola Zhejiang Ltd | Renesola | RHB050T01-4500K-100D | Indoor Luminaires | High-Bay | Low-Bay Luminaires for Commercial and Industrial Buildings | Standard | FALSE | [9 empty] | 41877 | Not Yet Verified | Not Yet Verified | NotYetVerified |  | 3 | 4873.65 | 100 | 48.67 | 10 | 0.994 | 4500 | 72.1
P00001L8H | Renesola Zhejiang Ltd | Renesola | RHB050T01-4500K-80D | Indoor Luminaires | High-Bay | Low-Bay Luminaires for Commercial and Industrial Buildings | Standard | FALSE | [9 empty] | 41877 | Not Yet Verified | Not Yet Verified | NotYetVerified |  | 3 | 4873.65 | 100 | 48.67 | 10 | 0.994 | 4500 | 72.1
P00001L8I | Renesola Zhejiang Ltd | Renesola | RHB050T01-4000K-100D | Indoor Luminaires | High-Bay | Low-Bay Luminaires for Commercial and Industrial Buildings | Standard | FALSE | [9 empty] | 41877 | Not Yet Verified | Not Yet Verified | NotYetVerified |  | 3 | 4557.6 | 95 | 48.09 | 10 | 0.993 | 4116 | 70.8
P00001L8U | Renesola Zhejiang Ltd | Renesola | RHB100T01-4000K-100D | Indoor Luminaires | High-Bay | Low-Bay Luminaires for Commercial and Industrial Buildings | Standard | FALSE | [9 empty] | 41877 | Not Yet Verified | Not Yet Verified | NotYetVerified |  | 3 | 8965 | 88.76 | 101 | 10 | 0.997 | 4113 | 70.8
P00001L8O | Renesola Zhejiang Ltd | Renesola | RHB080T01-4000K-100D | Indoor Luminaires | High-Bay | Low-Bay Luminaires for Commercial and Industrial Buildings | Standard | FALSE | [9 empty] | 41877 | Not Yet Verified | Not Yet Verified | NotYetVerified |  | 3 | 7161.9 | 91.27 | 78.47 | 10 | 0.995 | 4069 | 71.1
P00000QB7 | Dongbu Lightec | LumiDas Flood | SL200-KM-PFB(NW-S) | Indoor Luminaires | High-Bay | High-Bay Luminaires for Commercial and Industrial Buildings | Standard | TRUE | 18534 | 89.02 | 208.2 | 8.58 | 0.971 | 4307 | 76.6 | 5 | 35000 | 41876 |  |  | NotYetVerified | 60° Beam Angle Only | 3 | 19000 |  | 200 |  |  | 4000 | 75
P00000QB6 | Dongbu Lightec | LumiDas Flood | SL150-KM-PFB(NW-S) | Indoor Luminaires | High-Bay | High-Bay Luminaires for Commercial and Industrial Buildings | Standard | TRUE | 13558 | 87.53 | 154.9 | 16.17 | 0.948 | 4337 | 76.5 | 5 | 35000 | 41876 |  |  | NotYetVerified | 60° Beam Angle Only | 3 | 14250 |  | 150 |  |  | 4000 | 75
P00001H2M | Visioneering Corp | Visioneering | LHBB624-LED740K180LUNV-XXX [Excludes B03 P05 P07 P73 and W1 Options] | Indoor Luminaires | High-Bay | High-Bay Luminaires for Commercial and Industrial Buildings | Standard | TRUE | 16534 | 104.2 | 158.75 | 8.5 | 0.957 | 4096 | 75.49 | 5 | 50000 | 41873 |  |  | NotYetVerified |  | 3 | 18000 |  | 156 |  |  | 4000 | 79
P000018QT | Revolution Lighting Technologies | Seesmart | 120541-001 | Indoor Luminaires | High-Bay | High-Bay Luminaires for Commercial and Industrial Buildings | Standard | TRUE | 14024.3 | 93.6 | 149.9 | 11.31 | 0.954 | 3332 | 87 | 5 | 50000 | 41873 |  |  | NotYetVerified |  | 3 | 14400 | 96 | 150 |  |  | 3500
P000018QO | Revolution Lighting Technologies | Seesmart | 120540-001 | Indoor Luminaires | High-Bay | High-Bay Luminaires for Commercial and Industrial Buildings | Standard | TRUE | 10826.5 | 88.8 | 120.5 | 14.36 | 0.9339 | 3333 | 86.8 | 5 | 50000 | 41873 |  |  | NotYetVerified |  | 3 | 11000 | 92 | 120 |  |  | 3500
P000018QY | Revolution Lighting Technologies | Seesmart | 120542-001 | Indoor Luminaires | High-Bay | High-Bay Luminaires for Commercial and Industrial Buildings | Standard | TRUE | 18628.5 | 92 | 202.5 | 9.49 | 0.9339 | 3340 | 87 | 5 | 50000 | 41873 |  |  | NotYetVerified |  | 3 | 19300 | 95 | 205 |  |  | 3500
P000018R2 | Revolution Lighting Technologies | Seesmart | 120542-005 | Indoor Luminaires | High-Bay | High-Bay Luminaires for Commercial and Industrial Buildings | Standard | FALSE | [9 empty] | 41873 |  |  | NotYetVerified |  | 3 | 21300 | 105 | 205 |  |  | 5500
P000018QS | Revolution Lighting Technologies | Seesmart | 120540-005 | Indoor Luminaires | High-Bay | High-Bay Luminaires for Commercial and Industrial Buildings | Standard | FALSE | [9 empty] | 41873 |  |  | NotYetVerified |  | 3 | 15900 | 106 | 150 |  |  | 5500
P000018QX | Revolution Lighting Technologies | Seesmart | 120541-005 | Indoor Luminaires | High-Bay | High-Bay Luminaires for Commercial and Industrial Buildings | Standard | FALSE | [9 empty] | 41873 |  |  | NotYetVerified |  | 3 | 12240 | 102 | 120 |  |  | 5500
P000018R1 | Revolution Lighting Technologies | Seesmart | 120542-004 | Indoor Luminaires | High-Bay | High-Bay Luminaires for Commercial and Industrial Buildings | Standard | FALSE | [9 empty] | 41873 |  |  | NotYetVerified |  | 3 | 20700 | 102 | 205 |  |  | 5000
P000018QR | Revolution Lighting Technologies | Seesmart | 120540-004 | Indoor Luminaires | High-Bay | High-Bay Luminaires for Commercial and Industrial Buildings | Standard | FALSE | [9 empty] | 41873 |  |  | NotYetVerified |  | 3 | 15900 | 106 | 150 |  |  | 5000
P000018QW | Revolution Lighting Technologies | Seesmart | 120541-004 | Indoor Luminaires | High-Bay | High-Bay Luminaires for Commercial and Industrial Buildings | Standard | FALSE | [9 empty] | 41873 |  |  | NotYetVerified |  | 3 | 12240 | 102 | 120 |  |  | 5000
P000018R0 | Revolution Lighting Technologies | Seesmart | 120542-003 | Indoor Luminaires | High-Bay | High-Bay Luminaires for Commercial and Industrial Buildings | Standard | FALSE | [9 empty] | 41873 |  |  | NotYetVerified |  | 3 | 20700 | 102 | 205 |  |  | 4500
P000018QQ | Revolution Lighting Technologies | Seesmart | 120540-003 | Indoor Luminaires | High-Bay | High-Bay Luminaires for Commercial and Industrial Buildings | Standard | FALSE | [9 empty] | 41873 |  |  | NotYetVerified |  | 3 | 15450 | 103 | 150 |  |  | 4500
P000018QV | Revolution Lighting Technologies | Seesmart | 120541-003 | Indoor Luminaires | High-Bay | High-Bay Luminaires for Commercial and Industrial Buildings | Standard | FALSE | [9 empty] | 41873 |  |  | NotYetVerified |  | 3 | 12000 | 100 | 120 |  |  | 4500
P000018QZ | Revolution Lighting Technologies | Seesmart | 120542-002 | Indoor Luminaires | High-Bay | High-Bay Luminaires for Commercial and Industrial Buildings | Standard | FALSE | [9 empty] | 41873 |  |  | NotYetVerified |  | 3 | 20100 | 99 | 205 |  |  | 4000
P000018QP | Revolution Lighting Technologies | Seesmart | 120540-002 | Indoor Luminaires | High-Bay | High-Bay Luminaires for Commercial and Industrial Buildings | Standard | FALSE | [9 empty] | 41873 |  |  | NotYetVerified |  | 3 | 15000 | 100 | 150 |  |  | 4000
P000018QU | Revolution Lighting Technologies | Seesmart | 120541-002 | Indoor Luminaires | High-Bay | High-Bay Luminaires for Commercial and Industrial Buildings | Standard | FALSE | [9 empty] | 41873 |  |  | NotYetVerified |  | 3 | 11520 | 96 | 120 |  |  | 4000
P000018IG | Sansi Technology Inc. | SANSI | C0820-HBLB-70W-50K | Indoor Luminaires | High-Bay | Low-Bay Luminaires for Commercial and Industrial Buildings | Standard | FALSE | [9 empty] | 41873 |  |  | NotYetVerified |  | 3 | 7350 | 105 | 70 | 15 | 0.95 | 5000 | 73
P000018IF | Sansi Technology Inc. | SANSI | C0820-HBLB-70W-40K | Indoor Luminaires | High-Bay | Low-Bay Luminaires for Commercial and Industrial Buildings | Standard | FALSE | [9 empty] | 41873 |  |  | NotYetVerified |  | 3 | 7350 | 105 | 70 | 15 | 0.95 | 4000 | 73
P00001DWF | Xeleum Lighting | Xeleum | XDH100-50UN-120 | Indoor Luminaires | High-Bay | High-Bay Luminaires for Commercial and Industrial Buildings | Standard | TRUE | 9083.9 | 90.9 | 99.93 | 14.27 | 0.9773 | 5293 | 78 | 5 | 50000 | 41872 |  |  | NotYetVerified |  | 3 | 9000 | 90 | 100 | 15 | 0.95 | 4500 | 75
P00001DWG | Xeleum Lighting | Xeleum | XDH120-50UN-120 | Indoor Luminaires | High-Bay | High-Bay Luminaires for Commercial and Industrial Buildings | Standard | TRUE | 11102 | 94.33 | 117.7 | 16.53 | 0.9763 | 5218 | 77 | 5 | 50000 | 41872 |  |  | NotYetVerified |  | 3 | 11000 | 90 | 120 | 15 | 0.95 | 4500 | 75
P00001H2G | Visioneering Corp | Visioneering | LHBA2x2-LED740K240LUNV-P73-[All Emergency Finish Packaging and Wiring Options] | Indoor Luminaires | High-Bay | High-Bay Luminaires for Commercial and Industrial Buildings | Standard | TRUE | 18575 | 84.3 | 220.4 | 7.7 | 0.9731 | 4138 | 75.85 | 5 | 50000 | 41872 |  |  | NotYetVerified |  | 3 | 18575 | 84 | 220 |  |  | 4000 | 75
P00001H2K | Visioneering Corp | Visioneering | LHBSP4101G-LED840K240LUNV-[All Emergency Finish Packaging and Wiring Options] | Indoor Luminaires | High-Bay | High-Bay Luminaires for Commercial and Industrial Buildings | Standard | TRUE | 18746 | 88.2 | 212.6 | 7.4 | 0.972 | 4008 | 82.48 | 5 | 50000 | 41872 |  |  | NotYetVerified |  | 3 | 18746 | 88.2 | 212.6 | 7.4 | 0.97 | 4000 | 82.5
P00001L83 | Renesola Zhejiang Ltd | Renesola | RHB400S01-4000K | Indoor Luminaires | High-Bay | High-Bay Luminaires for Commercial and Industrial Buildings | Standard | TRUE | 35906.8 | 89.54 | 401.35 | 12.1 | 0.951 | 4199 | 70.2 | 5 | 50000 | 41872 |  |  | NotYetVerified |  | 3 | 36054 | 89.83 | 401 |  |  | 4000 | 70
P00001DWH | Xeleum Lighting | Xeleum | XDH150-50UN-120 | Indoor Luminaires | High-Bay | High-Bay Luminaires for Commercial and Industrial Buildings | Standard | TRUE | 13821 | 94.42 | 146.4 | 14.06 | 0.95 | 5103 | 77 | 5 | 50000 | 41872 |  |  | NotYetVerified |  | 3 | 13500 | 90 | 150 | 15 | 0.95 | 4500 | 75
P00001KQE | AOK LED Light Co. Ltd | AOK | AOK-280Wi (3000K) | Indoor Luminaires | High-Bay | High-Bay Luminaires for Commercial and Industrial Buildings | Standard | TRUE | 26344.2 | 96.5 | 282.4 | 9.72 | 0.9491 | 3094 | 73.5 | 5 | 50000 | 41872 |  |  | NotYetVerified |  | 3 | 26344 |  | 272.9 | 20 | 0.95 | 3000 | 73.5
P00001L86 | Renesola Zhejiang Ltd | Renesola | RHB350S01 4000K | Indoor Luminaires | High-Bay | High-Bay Luminaires for Commercial and Industrial Buildings | Standard | TRUE | 31477.6 | 90.01 | 349.7 | 11.77 | 0.943 | 4237 | 70.2 | 5 | 50000 | 41872 |  |  | NotYetVerified |  | 3 | 31477.6 | 90.01 | 349.7 |  |  | 4000 | 70
P00001L89 | Renesola Zhejiang Ltd | Renesola | RHB300S01-4000K | Indoor Luminaires | High-Bay | High-Bay Luminaires for Commercial and Industrial Buildings | Standard | TRUE | 27299.1 | 91.78 | 297.45 | 11.32 | 0.943 | 4256 | 70.5 | 5 | 50000 | 41872 |  |  | NotYetVerified |  | 3 | 27299.1 | 91.78 | 297.45 |  |  | 4000 | 70.5
P00001KQ2 | AOK LED Light Co. Ltd | AOK | AOK-200Wi (3000K) | Indoor Luminaires | High-Bay | High-Bay Luminaires for Commercial and Industrial Buildings | Standard | TRUE | 18497.1 | 95.3 | 194.1 | 10.03 | 0.935 | 3118 | 73.4 | 5 | 50000 | 41872 |  |  | NotYetVerified |  | 3 | 18497 |  | 194.1 | 20 | 0.95 | 3000 | 73.4
P00001L8C | Renesola Zhejiang Ltd | Renesola | RHB250S01-4000K | Indoor Luminaires | High-Bay | High-Bay Luminaires for Commercial and Industrial Buildings | Standard | TRUE | 22299.3 | 90.07 | 247.57 | 12.5 | 0.925 | 4179 | 70.5 | 5 | 50000 | 41872 |  |  | NotYetVerified |  | 3 | 22299.3 | 90.07 | 250 |  |  | 4000 | 70.5
P00001KQ8 | AOK LED Light Co. Ltd | AOK | AOK-160Wi (3000K) | Indoor Luminaires | High-Bay | High-Bay Luminaires for Commercial and Industrial Buildings | Standard | TRUE | 14792.7 | 96.5 | 155.4 | 14.05 | 0.915 | 3094 | 73.5 | 5 | 50000 | 41872 |  |  | NotYetVerified |  | 3 | 14793 | 96.5 | 153.3 | 20 | 0.95 | 3000 | 73.5
P00001KPW | AOK LED Light Co. Ltd | AOK | AOK-120Wi (3000K) | Indoor Luminaires | High-Bay | High-Bay Luminaires for Commercial and Industrial Buildings | Standard | TRUE | 11037.5 | 94.9 | 116.3 | 15.98 | 0.9067 | 3088 | 73.4 | 5 | 50000 | 41872 |  |  | NotYetVerified |  | 3 | 11037 | 94.9 | 116.3 | 20 | 0.95 | 3000 | 73.4
P00000Q9X | Digital Lumens | Digital Lumens | LLE-6-ST-D-840-[00 to 12] | Indoor Luminaires | High-Bay | Low-Bay Luminaires for Commercial and Industrial Buildings | Premium | TRUE | 6506 | 111.84 | 58.673 | 11.87 | 0.8998 | 3945 | 83.41 | 10 | 120000 | 41872 | Dimmable | Continuous Below 10 | Yes | Updated 9/9/2016 | 3 | 6266 | 123.1 | 50.9 | 14.07 | 0.8751 | 3900 | 83.37
P00001DWI | Xeleum Lighting | Xeleum | XDH180-50UN-120 | Indoor Luminaires | High-Bay | High-Bay Luminaires for Commercial and Industrial Buildings | Standard | TRUE | 16572 | 95.79 | 173 | 19.22 | 0.8921 | 5062 | 76.4 | 5 | 50000 | 41872 |  |  | NotYetVerified |  | 3 | 16200 | 90 | 180 | 15 | 0.95 | 4500 | 75
P00001H2L | Visioneering Corp | Visioneering | LHBSP4101G-LED840K240LUNV-P07-[All Emergency Finish Packaging and Wiring Options] | Indoor Luminaires | High-Bay | High-Bay Luminaires for Commercial and Industrial Buildings | Standard | FALSE | [9 empty] | 41872 |  |  | NotYetVerified |  | 3 | 18746 | 88.2 | 212 | 7.4 | 0.972 | 4000 | 82.5
P00001H2H | Visioneering Corp | Visioneering | LHBA2x2-LED740K240LUNV-[All Emergency Finish Packaging and Wiring Options] | Indoor Luminaires | High-Bay | High-Bay Luminaires for Commercial and Industrial Buildings | Standard | FALSE | [9 empty] | 41872 |  |  | NotYetVerified |  | 3 | 24000 | 108.9 | 220.4 | 7.7 | 0.97 | 4000 | 75.85
P00001H2J | Visioneering Corp | Visioneering | LHBA2x2-LED740K240LUNV-P07-[All Emergency Finish Packaging and Wiring Options] | Indoor Luminaires | High-Bay | High-Bay Luminaires for Commercial and Industrial Buildings | Standard | FALSE | [9 empty] | 41872 |  |  | NotYetVerified |  | 3 | 20000 | 90.74 | 220.4 | 7.7 | 0.97 | 4000 | 75.85
P00001H2I | Visioneering Corp | Visioneering | LHBA2x2-LED740K240LUNV-P05-[All Emergency Finish Packaging and Wiring Options] | Indoor Luminaires | High-Bay | High-Bay Luminaires for Commercial and Industrial Buildings | Standard | FALSE | [9 empty] | 41872 |  |  | NotYetVerified |  | 3 | 20000 | 90.7 | 220.4 | 7.7 | 0.97 | 4000 | 75.85
P00000Q9Y | Digital Lumens | Digital Lumens | LLE-6-ST-D-850-[00 to 12] | Indoor Luminaires | High-Bay | Low-Bay Luminaires for Commercial and Industrial Buildings | Premium | FALSE | [9 empty] | 41872 | Dimmable | Continuous Below 10 | Yes | Updated 9/9/2016 | 3 | 6519 | 125.34 | 52.01 | 13.74 | 0.8768 | 5018 | 82.07
P00001KQD | AOK LED Light Co. Ltd | AOK | AOK-160Wi (5700K) | Indoor Luminaires | High-Bay | High-Bay Luminaires for Commercial and Industrial Buildings | Standard | FALSE | [9 empty] | 41872 | Not Yet Verified | Not Yet Verified | NotYetVerified |  | 3 | 16514 | 107.5 | 153.6 | 20 | 0.95 | 5700 | 77
P00001KQ1 | AOK LED Light Co. Ltd | AOK | AOK-120Wi (5700K) | Indoor Luminaires | High-Bay | High-Bay Luminaires for Commercial and Industrial Buildings | Standard | FALSE | [9 empty] | 41872 | Not Yet Verified | Not Yet Verified | NotYetVerified |  | 3 | 12149 | 105.1 | 115.6 | 20 | 0.95 | 5700 | 75.9
P00001KQ0 | AOK LED Light Co. Ltd | AOK | AOK-120Wi (5000K) | Indoor Luminaires | High-Bay | High-Bay Luminaires for Commercial and Industrial Buildings | Standard | FALSE | [9 empty] | 41872 | Not Yet Verified | Not Yet Verified | NotYetVerified |  | 3 | 12373.6 | 106.7 | 115.9 | 20 | 0.95 | 5000 | 76.8
P00001KQC | AOK LED Light Co. Ltd | AOK | AOK-160Wi (5000K) | Indoor Luminaires | High-Bay | High-Bay Luminaires for Commercial and Industrial Buildings | Standard | FALSE | [9 empty] | 41872 | Not Yet Verified | Not Yet Verified | NotYetVerified |  | 3 | 16985.8 | 108.6 | 156.5 | 20 | 0.95 | 5000 | 75.4
P00001KQB | AOK LED Light Co. Ltd | AOK | AOK-160Wi (4500K) | Indoor Luminaires | High-Bay | High-Bay Luminaires for Commercial and Industrial Buildings | Standard | FALSE | [9 empty] | 41872 | Not Yet Verified | Not Yet Verified | NotYetVerified |  | 3 | 16301.1 | 104.8 | 155.5 | 20 | 0.95 | 4500 | 76.9
P00001KPZ | AOK LED Light Co. Ltd | AOK | AOK-120Wi (4500K) | Indoor Luminaires | High-Bay | High-Bay Luminaires for Commercial and Industrial Buildings | Standard | FALSE | [9 empty] | 41872 | Not Yet Verified | Not Yet Verified | NotYetVerified |  | 3 | 12044.1 | 103.6 | 116.2 | 20 | 0.95 | 4500 | 75.9
P00001KQA | AOK LED Light Co. Ltd | AOK | AOK-160Wi (4000K) | Indoor Luminaires | High-Bay | High-Bay Luminaires for Commercial and Industrial Buildings | Standard | FALSE | [9 empty] | 41872 | Not Yet Verified | Not Yet Verified | NotYetVerified |  | 3 | 16236.8 | 103.6 | 156.7 | 20 | 0.95 | 4000 | 75.5
P00001KPY | AOK LED Light Co. Ltd | AOK | AOK-120Wi (4000K) | Indoor Luminaires | High-Bay | High-Bay Luminaires for Commercial and Industrial Buildings | Standard | FALSE | [9 empty] | 41872 | Not Yet Verified | Not Yet Verified | NotYetVerified |  | 3 | 11859 | 102.3 | 115.9 | 20 | 0.95 | 4000 | 74.8
P00001KQ9 | AOK LED Light Co. Ltd | AOK | AOK-160Wi (3500K) | Indoor Luminaires | High-Bay | High-Bay Luminaires for Commercial and Industrial Buildings | Standard | FALSE | [9 empty] | 41872 | Not Yet Verified | Not Yet Verified | NotYetVerified |  | 3 | 15561.6 | 98.9 | 157.2 | 20 | 0.95 | 3500 | 74.1
P00001KPX | AOK LED Light Co. Ltd | AOK | AOK-120Wi (3500K) | Indoor Luminaires | High-Bay | High-Bay Luminaires for Commercial and Industrial Buildings | Standard | FALSE | [9 empty] | 41872 | Not Yet Verified | Not Yet Verified | NotYetVerified |  | 3 | 11499.6 | 98.7 | 116.4 | 20 | 0.95 | 3500 | 73.4
P00001L88 | Renesola Zhejiang Ltd | Renesola | RHB350S01 5000K | Indoor Luminaires | High-Bay | High-Bay Luminaires for Commercial and Industrial Buildings | Standard | FALSE | [9 empty] | 41872 | Not Yet Verified | Not Yet Verified | NotYetVerified |  | 3 | 33558 | 95.93 | 349.8 |  |  | 5246 | 70.9
P00001L8E | Renesola Zhejiang Ltd | Renesola | RHB250S01 5000K | Indoor Luminaires | High-Bay | High-Bay Luminaires for Commercial and Industrial Buildings | Standard | FALSE | [9 empty] | 41872 | Not Yet Verified | Not Yet Verified | NotYetVerified |  | 3 | 23711.9 | 95.28 | 248.86 |  |  | 5000 | 71.6
P00001L8B | Renesola Zhejiang Ltd | Renesola | RHB300S01 5000K | Indoor Luminaires | High-Bay | High-Bay Luminaires for Commercial and Industrial Buildings | Standard | FALSE | [9 empty] | 41872 | Not Yet Verified | Not Yet Verified | NotYetVerified |  | 3 | 29061.4 | 97.44 | 298.26 |  |  | 5000 | 70.9
P00001L85 | Renesola Zhejiang Ltd | Renesola | RHB400S01 5000K | Indoor Luminaires | High-Bay | High-Bay Luminaires for Commercial and Industrial Buildings | Standard | FALSE | [9 empty] | 41872 | Not Yet Verified | Not Yet Verified | NotYetVerified |  | 3 | 38073 | 95 | 400.77 |  |  | 5000 | 70.7
P00001L8D | Renesola Zhejiang Ltd | Renesola | RHB250S01 4500K | Indoor Luminaires | High-Bay | High-Bay Luminaires for Commercial and Industrial Buildings | Standard | FALSE | [9 empty] | 41872 | Not Yet Verified | Not Yet Verified | NotYetVerified |  | 3 | 22987.4 | 93.09 | 248.05 |  |  | 4500 | 71
P00001L8A | Renesola Zhejiang Ltd | Renesola | RHB300S01 4500K | Indoor Luminaires | High-Bay | High-Bay Luminaires for Commercial and Industrial Buildings | Standard | FALSE | [9 empty] | 41872 | Not Yet Verified | Not Yet Verified | NotYetVerified |  | 3 | 28487.4 | 94.05 | 297.98 |  |  | 4500 | 70.7
P00001L87 | Renesola Zhejiang Ltd | Renesola | RHB350S01 4500K | Indoor Luminaires | High-Bay | High-Bay Luminaires for Commercial and Industrial Buildings | Standard | FALSE | [9 empty] | 41872 | Not Yet Verified | Not Yet Verified | NotYetVerified |  | 3 | 32534.9 | 93.49 | 349.7 |  |  | 4500 | 70.5
P00001L84 | Renesola Zhejiang Ltd | Renesola | RHB400S01 4500K | Indoor Luminaires | High-Bay | High-Bay Luminaires for Commercial and Industrial Buildings | Standard | FALSE | [9 empty] | 41872 | Not Yet Verified | Not Yet Verified | NotYetVerified |  | 3 | 37064.5 | 93.19 | 400.97 |  |  | 4500 | 70.4
P00000ZW7 | LG Electronics Inc. | LG | H2440P50N0A | Indoor Luminaires | High-Bay | High-Bay Luminaires for Commercial and Industrial Buildings | Standard | TRUE | 24999 | 110.7 | 227.4 | 7.66 | 0.99 | 4118 | 86.1 | 5 | 50000 | 41871 |  |  | NotYetVerified | Updated 11/21/2016 | 3 | 24000 | 104 | 230 | 20 | 0.9 | 4000 | 83
P00001L7X | Renesola Zhejiang Ltd | Renesola | RHB120P01 2700K | Indoor Luminaires | High-Bay | High-Bay Luminaires for Commercial and Industrial Buildings | Standard | TRUE | 9310.8 | 77.73 | 119.78 | 7.35 | 0.951 | 2696 | 78 | 5 | 50000 | 41871 |  |  | NotYetVerified |  | 3 | 9310.8 | 77.73 | 120 |  |  | 3000 | 78
P00001LDC | Beyond Signs Inc. dba Beyond LED Technology | Beyond Signs Inc. dba Beyond LED Technology | 102731 | Indoor Retrofit Kit | High-Bay | Retrofit Kits for High-Bay Luminaires for Commercial and Industrial Buildings | Standard | TRUE | 18515 | 79.29 | 233.5 | 11.4 | 0.932 | 5626 | 68 | 5 | 50000 | 41871 |  |  | NotYetVerified |  | 3 | 18515 | 80 | 235 |  |  | 5700 | 70
P000010LZ | LSI Industries | INTERIOR | PMX LED VHO WW [UE 347] [EM OCS HUB] | Indoor Luminaires | High-Bay | High-Bay Luminaires for Commercial and Industrial Buildings | Standard | TRUE | 12484 | 113 | 110 | 15.5 | 0.922 | 3460 | 81 | 5 | 60000 | 41871 |  |  | NotYetVerified |  | 3 | 12484 | 113 | 110 | 8.8 | 0.988 | 3460 | 81
P000010LX | LSI Industries | INTERIOR | PMX LED HO WW [UE 347] [EM OCS HUB] | Indoor Luminaires | High-Bay | High-Bay Luminaires for Commercial and Industrial Buildings | Standard | TRUE | 9576 | 106.28 | 90.1 | 13.1 | 0.914 | 3478 | 81 | 5 | 60000 | 41871 |  |  | NotYetVerified |  | 3 | 9573 | 111 | 85.9 | 5.8 | 0.992 | 3478 | 81
P00001KTZ | WISDOM OPTOELECTRONICS TECHNOLOGY CO.LIMITED | WISDOM | WSD-LB06W27-50K | Indoor Luminaires | High-Bay | Low-Bay Luminaires for Commercial and Industrial Buildings | Standard | TRUE | 5311.39 | 94.26 | 56.16 | 16.07 | 0.909 | 5172 | 85.9 | 5 | 50000 | 41871 |  |  | NotYetVerified |  | 3 | 5311 | 95 | 56 |  | 0.9 | 5000 | 86
P000010LY | LSI Industries | INTERIOR | PMX LED HO NW [UE 347] [EM OCS HUB] | Indoor Luminaires | High-Bay | High-Bay Luminaires for Commercial and Industrial Buildings | Standard | FALSE | [9 empty] | 41871 |  |  | NotYetVerified |  | 3 | 9952 | 115 | 86.6 | 5.6 | 0.992 | 4018 | 83
P000010M0 | LSI Industries | INTERIOR | PMX LED VHO NW [UE 347] [EM OCS HUB] | Indoor Luminaires | High-Bay | High-Bay Luminaires for Commercial and Industrial Buildings | Standard | FALSE | [9 empty] | 41871 |  |  | NotYetVerified |  | 3 | 12968 | 117 | 110.7 | 8.8 | 0.988 | 4012 | 83
P00000ZW8 | LG Electronics Inc. | LG | H2440P85N0A | Indoor Luminaires | High-Bay | High-Bay Luminaires for Commercial and Industrial Buildings | Standard | FALSE | [9 empty] | 41871 |  |  | NotYetVerified | Updated 11/21/2016 | 3 | 24000 | 104 | 230 | 20 | 0.9 | 4000 | 83
P00001L82 | Renesola Zhejiang Ltd | Renesola | RHB120P01 5000K | Indoor Luminaires | High-Bay | High-Bay Luminaires for Commercial and Industrial Buildings | Standard | FALSE | [9 empty] | 41871 | Not Yet Verified | Not Yet Verified | NotYetVerified |  | 3 | 11296 | 92.57 | 122.02 | 10 | 0.998 | 4984 | 72.5
P00001L81 | Renesola Zhejiang Ltd | Renesola | RHB120P01 4500K | Indoor Luminaires | High-Bay | High-Bay Luminaires for Commercial and Industrial Buildings | Standard | FALSE | [9 empty] | 41871 | Not Yet Verified | Not Yet Verified | NotYetVerified |  | 3 | 9899.3 | 87.99 | 121.89 | 10 | 0.987 | 4500 | 74
P00001L80 | Renesola Zhejiang Ltd | Renesola | RHB120P01 4000K | Indoor Luminaires | High-Bay | High-Bay Luminaires for Commercial and Industrial Buildings | Standard | FALSE | [9 empty] | 41871 | Not Yet Verified | Not Yet Verified | NotYetVerified |  | 3 | 9748.9 | 84.98 | 121.24 | 10 | 0.986 | 4000 | 75
P00001L7Z | Renesola Zhejiang Ltd | Renesola | RHB120P01 3500K | Indoor Luminaires | High-Bay | High-Bay Luminaires for Commercial and Industrial Buildings | Standard | FALSE | [9 empty] | 41871 | Not Yet Verified | Not Yet Verified | NotYetVerified |  | 3 | 9653.2 | 82.45 | 120.76 | 10 | 0.985 | 3500 | 76
P00001L7Y | Renesola Zhejiang Ltd | Renesola | RHB120P01 3000K | Indoor Luminaires | High-Bay | High-Bay Luminaires for Commercial and Industrial Buildings | Standard | FALSE | [9 empty] | 41871 | Not Yet Verified | Not Yet Verified | NotYetVerified |  | 3 | 9520.4 | 80.05 | 120.12 | 10 | 0.987 | 3000 | 77
P000019E4 | SLP Lighting | Citadel 4/4i | CT4/4i-LED-SMM-4-CC-FORTIMO-L-830-U | Indoor Luminaires | High-Bay | High-Bay Luminaires for Commercial and Industrial Buildings | Standard | TRUE | 15990 | 107.5 | 148.72 | 14.701 | 0.9751 | 3120 | 82.51 | 5 |  | 41870 |  |  | NotYetVerified |  | 3 | 16000 | 107 | 149 | 20 | 0.9 | 3000 | 82
P00001L7R | Renesola Zhejiang Ltd | Renesola | RHB150P01 2700K | Indoor Luminaires | High-Bay | High-Bay Luminaires for Commercial and Industrial Buildings | Standard | TRUE | 12993.2 | 85.78 | 151.47 | 7.34 | 0.968 | 2690 | 81 | 5 | 50000 | 41870 |  |  | NotYetVerified |  | 3 | 12993.2 | 85.78 | 151.47 |  |  | 2700 | 81
P000019E0 | SLP Lighting | Citadel 4/4i | CT4/4i-LED-SMM-4-CC-UNVLT-H-830-U | Indoor Luminaires | High-Bay | High-Bay Luminaires for Commercial and Industrial Buildings | Standard | TRUE | 18227 | 101.5 | 179.43 | 12.086 | 0.967 | 3066 | 83.3 | 5 |  | 41870 |  |  | NotYetVerified |  | 3 | 18200 | 101 | 180 | 20 | 0.9 | 3000 | 82
P00001L7L | Renesola Zhejiang Ltd | Renesola | RHB200Q01 2700K | Indoor Luminaires | High-Bay | High-Bay Luminaires for Commercial and Industrial Buildings | Standard | TRUE | 18052.2 | 89.04 | 202.74 | 8.48 | 0.947 | 5014 | 81 | 5 | 50000 | 41870 |  |  | NotYetVerified |  | 3 | 18052 | 89 | 202 |  |  | 2700 | 81
P000019E3 | SLP Lighting | Citadel 4/4i | CT4/4i-LED-SMM-4-CC-UNVLT-H-850-U | Indoor Luminaires | High-Bay | High-Bay Luminaires for Commercial and Industrial Buildings | Standard | FALSE | [9 empty] | 41870 |  |  | NotYetVerified |  | 3 | 21000 | 116 | 180 | 20 | 0.9 | 5000 | 82
P000019E7 | SLP Lighting | Citadel 4/4i | CT4/4i-LED-SMM-4-CC-FORTIMO-L-850-U | Indoor Luminaires | High-Bay | High-Bay Luminaires for Commercial and Industrial Buildings | Standard | FALSE | [9 empty] | 41870 |  |  | NotYetVerified |  | 3 | 16750 | 113 | 149 | 20 | 0.9 | 5000 | 82
P000019E2 | SLP Lighting | Citadel 4/4i | CT4/4i-LED-SMM-4-CC-UNVLT-H-840-U | Indoor Luminaires | High-Bay | High-Bay Luminaires for Commercial and Industrial Buildings | Standard | FALSE | [9 empty] | 41870 |  |  | NotYetVerified |  | 3 | 20000 | 111 | 180 | 20 | 0.9 | 4000 | 82
P000019E6 | SLP Lighting | Citadel 4/4i | CT4/4i-LED-SMM-4-CC-FORTIMO-L-840-U | Indoor Luminaires | High-Bay | High-Bay Luminaires for Commercial and Industrial Buildings | Standard | FALSE | [9 empty] | 41870 |  |  | NotYetVerified |  | 3 | 16500 | 111 | 149 | 20 | 0.9 | 4000 | 82
P000019E1 | SLP Lighting | Citadel 4/4i | CT4/4i-LED-SMM-4-CC-UNVLT-H-835-U | Indoor Luminaires | High-Bay | High-Bay Luminaires for Commercial and Industrial Buildings | Standard | FALSE | [9 empty] | 41870 |  |  | NotYetVerified |  | 3 | 19100 | 106 | 180 | 20 | 0.9 | 3500 | 82
P000019E5 | SLP Lighting | Citadel 4/4i | CT4/4i-LED-SMM-4-CC-FORTIMO-L-835-U | Indoor Luminaires | High-Bay | High-Bay Luminaires for Commercial and Industrial Buildings | Standard | FALSE | [9 empty] | 41870 |  |  | NotYetVerified |  | 3 | 16250 | 109 | 149 | 20 | 0.9 | 3500 | 82
P00001L7W | Renesola Zhejiang Ltd | Renesola | RHB150P01 5000K | Indoor Luminaires | High-Bay | High-Bay Luminaires for Commercial and Industrial Buildings | Standard | FALSE | [9 empty] | 41870 | Not Yet Verified | Not Yet Verified | NotYetVerified |  | 3 | 14062 | 93.75 | 149.99 | 10 | 0.997 | 5094 | 72.4
P00001L7Q | Renesola Zhejiang Ltd | Renesola | RHB200Q01 5000K | Indoor Luminaires | High-Bay | High-Bay Luminaires for Commercial and Industrial Buildings | Standard | FALSE | [9 empty] | 41870 | Not Yet Verified | Not Yet Verified | NotYetVerified |  | 3 | 19621.8 | 95.14 | 206.24 | 10 | 0.995 | 5014 | 71.7
P00001L7P | Renesola Zhejiang Ltd | Renesola | RHB200Q01 4500K | Indoor Luminaires | High-Bay | High-Bay Luminaires for Commercial and Industrial Buildings | Standard | FALSE | [9 empty] | 41870 | Not Yet Verified | Not Yet Verified | NotYetVerified |  | 3 | 19356.8 | 93.79 | 205.78 | 10 | 0.985 | 4500 | 74
P00001L7V | Renesola Zhejiang Ltd | Renesola | RHB150P01 4500K | Indoor Luminaires | High-Bay | High-Bay Luminaires for Commercial and Industrial Buildings | Standard | FALSE | [9 empty] | 41870 | Not Yet Verified | Not Yet Verified | NotYetVerified |  | 3 | 13798.4 | 91.79 | 150.25 | 10 | 0.987 | 4500 | 73
P00001L7O | Renesola Zhejiang Ltd | Renesola | RHB200Q01 4000K | Indoor Luminaires | High-Bay | High-Bay Luminaires for Commercial and Industrial Buildings | Standard | FALSE | [9 empty] | 41870 | Not Yet Verified | Not Yet Verified | NotYetVerified |  | 3 | 18984.5 | 92.44 | 205.12 | 10 | 0.986 | 4000 | 76
P00001L7U | Renesola Zhejiang Ltd | Renesola | RHB150P01 4000K | Indoor Luminaires | High-Bay | High-Bay Luminaires for Commercial and Industrial Buildings | Standard | FALSE | [9 empty] | 41870 | Not Yet Verified | Not Yet Verified | NotYetVerified |  | 3 | 13565.5 | 90.02 | 150.56 | 10 | 0.986 | 4000 | 75
P00001L7N | Renesola Zhejiang Ltd | Renesola | RHB200Q01 3500K | Indoor Luminaires | High-Bay | High-Bay Luminaires for Commercial and Industrial Buildings | Standard | FALSE | [9 empty] | 41870 | Not Yet Verified | Not Yet Verified | NotYetVerified |  | 3 | 18673.4 | 91.35 | 204.76 | 10 | 0.985 | 3500 | 78
P00001L7T | Renesola Zhejiang Ltd | Renesola | RHB150P01 3500K | Indoor Luminaires | High-Bay | High-Bay Luminaires for Commercial and Industrial Buildings | Standard | FALSE | [9 empty] | 41870 | Not Yet Verified | Not Yet Verified | NotYetVerified |  | 3 | 13325.6 | 88.23 | 150.98 | 10 | 0.985 | 3500 | 77
P00001L7M | Renesola Zhejiang Ltd | Renesola | RHB200Q01 3000K | Indoor Luminaires | High-Bay | High-Bay Luminaires for Commercial and Industrial Buildings | Standard | FALSE | [9 empty] | 41870 | Not Yet Verified | Not Yet Verified | NotYetVerified |  | 3 | 18380.5 | 90.23 | 203.45 | 10 | 0.985 | 3000 | 79
P00001L7S | Renesola Zhejiang Ltd | Renesola | RHB150P01 3000K | Indoor Luminaires | High-Bay | High-Bay Luminaires for Commercial and Industrial Buildings | Standard | FALSE | [9 empty] | 41870 | Not Yet Verified | Not Yet Verified | NotYetVerified |  | 3 | 13167.8 | 86.88 | 151.23 | 10 | 0.987 | 3000 | 79
P00001LHH | Shen Zhen Forever-light Electronics Co.Ltd. | Agelong | UFO-HBL200W | Indoor Luminaires | High-Bay | High-Bay Luminaires for Commercial and Industrial Buildings | Standard | TRUE | 18357.84 | 84.61 | 216.98 | 13.87 | 0.954 | 5100 | 83.4 | 5 | 35000 | 41869 |  |  | NotYetVerified |  | 3 |  | 100 | 213 |  | 0.97 | 5000 | 80
P00001LHG | Shen Zhen Forever-light Electronics Co.Ltd. | Agelong | UFO-HBL150W | Indoor Luminaires | High-Bay | High-Bay Luminaires for Commercial and Industrial Buildings | Standard | TRUE | 15631.35 | 98.25 | 159.1 | 9.53 | 0.95 | 5030 | 82.4 | 5 | 35000 | 41869 |  |  | NotYetVerified |  | 3 |  | 100 | 157 |  | 0.97 | 5000 | 80
P00001LHF | Shen Zhen Forever-light Electronics Co.Ltd. | Agelong | UFO-HBL100W | Indoor Luminaires | High-Bay | High-Bay Luminaires for Commercial and Industrial Buildings | Standard | TRUE | 10687.19 | 97.92 | 109.14 | 12.31 | 0.936 | 4913 | 82.1 | 5 | 35000 | 41869 |  |  | NotYetVerified |  | 3 |  | 100 | 108 |  | 0.91 | 5000 | 80
P00001E7F | Zenaro Lighting of America | Zenaro Lighting | ZCHL-150W-5000K-T5SVS/1-100/277-DLC | Indoor Luminaires | High-Bay | High-Bay Luminaires for Commercial and Industrial Buildings | Standard | TRUE | 12083 | 81.65 | 148 | 13.95 | 0.929 | 4827 | 83 | 5 | 36000 | 41869 |  |  | NotYetVerified |  | 3 |  |  | 150 |  | 0.95 | 5000 | 70
P000018EE | Sansi Technology Inc. | EIKO | C0820-HB-300W-50K | Indoor Luminaires | High-Bay | High-Bay Luminaires for Commercial and Industrial Buildings | Standard | TRUE | 27821 | 91.7 | 303.4 | 6.5 | 0.923 | 4936 | 67.4 | 5 | 50000 | 41866 |  |  | NotYetVerified |  | 3 | 31500 | 105 | 300 | 15 | 0.95 | 5000 | 73
P00000UH2 | Orion Energy Systems Inc | Harris | HBLED-240 | Indoor Luminaires | High-Bay | High-Bay Luminaires for Commercial and Industrial Buildings | Standard | TRUE | 23309.803 | 91.361 | 255.14 | 10.03 | 0.92 | 5780 | 77.5 | 5 | 50000 | 41866 |  |  | NotYetVerified |  | 3 | 23309.8 | 91.36 | 240 | 15 | 0.996 | 5780 | 75
P00000UH1 | Orion Energy Systems Inc | Harris | HBLED-150 | Indoor Luminaires | High-Bay | High-Bay Luminaires for Commercial and Industrial Buildings | Standard | TRUE | 14806.846 | 96.986 | 152.67 | 14.61 | 0.91 | 5730 | 77.4 | 5 | 50000 | 41866 |  |  | NotYetVerified |  | 3 | 14806.85 | 96.986 | 150 | 15 | 0.995 | 5730 | 75
P000018ER | Sansi Technology Inc. | EIKO | C0820 - HB - 480W-50K | Indoor Luminaires | High-Bay | High-Bay Luminaires for Commercial and Industrial Buildings | Standard | FALSE | [9 empty] | 41866 |  |  | NotYetVerified |  | 3 | 48000 | 100 | 480 | 15 | 0.95 | 5000 | 65
P000018EP | Sansi Technology Inc. | EIKO | C0820 - HB - 400W-50K | Indoor Luminaires | High-Bay | High-Bay Luminaires for Commercial and Industrial Buildings | Standard | FALSE | [9 empty] | 41866 |  |  | NotYetVerified |  | 3 | 40000 | 100 | 400 | 15 | 0.95 | 5000 | 65
P000018EN | Sansi Technology Inc. | EIKO | C0820 - HB - 300W-40K | Indoor Luminaires | High-Bay | High-Bay Luminaires for Commercial and Industrial Buildings | Standard | FALSE | [9 empty] | 41866 |  |  | NotYetVerified |  | 3 | 30000 | 100 | 300 | 15 | 0.95 | 5000 | 65
P000018EM | Sansi Technology Inc. | EIKO | C0820 - HB - 240W-50K | Indoor Luminaires | High-Bay | High-Bay Luminaires for Commercial and Industrial Buildings | Standard | FALSE | [9 empty] | 41866 |  |  | NotYetVerified |  | 3 | 24000 | 100 | 240 | 15 | 0.95 | 5000 | 65
P000018EL | Sansi Technology Inc. | EIKO | C0820 - HB - 180W-50K | Indoor Luminaires | High-Bay | High-Bay Luminaires for Commercial and Industrial Buildings | Standard | FALSE | [9 empty] | 41866 |  |  | NotYetVerified |  | 3 | 18000 | 100 | 180 | 15 | 0.95 | 5000 | 65
P000018EJ | Sansi Technology Inc. | EIKO | C0820 - HB - 160W-50K | Indoor Luminaires | High-Bay | High-Bay Luminaires for Commercial and Industrial Buildings | Standard | FALSE | [9 empty] | 41866 |  |  | NotYetVerified |  | 3 | 16000 | 100 | 160 | 15 | 0.95 | 5000 | 65
P000018EH | Sansi Technology Inc. | EIKO | C0820 - HB - 150W-50K | Indoor Luminaires | High-Bay | High-Bay Luminaires for Commercial and Industrial Buildings | Standard | FALSE | [9 empty] | 41866 |  |  | NotYetVerified |  | 3 | 15000 | 100 | 150 | 15 | 0.95 | 5000 | 65
P000018EG | Sansi Technology Inc. | EIKO | C0820 - HB - 120W-50K | Indoor Luminaires | High-Bay | High-Bay Luminaires for Commercial and Industrial Buildings | Standard | FALSE | [9 empty] | 41866 |  |  | NotYetVerified |  | 3 | 12000 | 100 | 120 | 15 | 0.95 | 5000 | 65
P000018EQ | Sansi Technology Inc. | EIKO | C0820 - HB - 480W-40K | Indoor Luminaires | High-Bay | High-Bay Luminaires for Commercial and Industrial Buildings | Standard | FALSE | [9 empty] | 41866 |  |  | NotYetVerified |  | 3 | 48000 | 100 | 480 | 15 | 0.95 | 4000 | 65
P000018EO | Sansi Technology Inc. | EIKO | C0820 - HB - 400W-40K | Indoor Luminaires | High-Bay | High-Bay Luminaires for Commercial and Industrial Buildings | Standard | FALSE | [9 empty] | 41866 |  |  | NotYetVerified |  | 3 | 40000 | 100 | 400 | 15 | 0.95 | 4000 | 65
P000018EK | Sansi Technology Inc. | EIKO | C0820 - HB - 180W-40K | Indoor Luminaires | High-Bay | High-Bay Luminaires for Commercial and Industrial Buildings | Standard | FALSE | [9 empty] | 41866 |  |  | NotYetVerified |  | 3 | 18000 | 100 | 180 | 15 | 0.95 | 4000 | 65
P000018EI | Sansi Technology Inc. | EIKO | C0820 - HB - 160W-40K | Indoor Luminaires | High-Bay | High-Bay Luminaires for Commercial and Industrial Buildings | Standard | FALSE | [9 empty] | 41866 |  |  | NotYetVerified |  | 3 | 16000 | 100 | 160 | 15 | 0.95 | 4000 | 65
P000018EF | Sansi Technology Inc. | EIKO | C0820 - HB - 120W-40K | Indoor Luminaires | High-Bay | High-Bay Luminaires for Commercial and Industrial Buildings | Standard | FALSE | [9 empty] | 41866 |  |  | NotYetVerified |  | 3 | 12000 | 100 | 120 | 15 | 0.95 | 4000 | 65
P00001E6U | Zenaro Lighting of America | Zenaro Lighting | Vario-CL-2B-60-30-ND-T5S-IDS-NC-X-DLC | Indoor Luminaires | High-Bay | Low-Bay Luminaires for Commercial and Industrial Buildings | Standard | TRUE | 4882 | 85.71 | 56.96 | 14.85 | 0.9631 | 3186 | 73 | 5 |  | 41865 |  |  | NotYetVerified |  | 3 | 4882 |  | 60 |  |  | 3000
P00001E74 | Zenaro Lighting of America | Zenaro Lighting | VARIO-PM1 / PM2-4B-120-30-ND--T5S-IDS-NC--X-DLC | Indoor Luminaires | High-Bay | High-Bay Luminaires for Commercial and Industrial Buildings | Standard | TRUE | 11604 | 96.6 | 120.1 | 11.67 | 0.9378 | 3146 | 73.5 | 5 | 50000 | 41865 |  |  | NotYetVerified |  | 3 |  |  | 120 |  |  | 3000
P00001E6W | Zenaro Lighting of America | Zenaro Lighting | Vario-CL-3B-100-30-ND-T5S-IDS-NC-X-DLC | Indoor Luminaires | High-Bay | Low-Bay Luminaires for Commercial and Industrial Buildings | Standard | TRUE | 8494 | 85.94 | 98.84 | 14.61 | 0.9371 | 3206 | 73 | 5 |  | 41865 |  |  | NotYetVerified |  | 3 | 8494 |  | 100 |  |  | 3000
P00001E6Y | Zenaro Lighting of America | Zenaro Lighting | Vario-CL-4B-120-30-ND-T5S-IDS-NC-X-DLC | Indoor Luminaires | High-Bay | High-Bay Luminaires for Commercial and Industrial Buildings | Standard | TRUE | 10581 | 87.85 | 120.4 | 12.42 | 0.935 | 3194 | 73 | 5 |  | 41865 |  |  | NotYetVerified |  | 3 | 10581 |  | 120 |  |  | 3000
P00001E7E | Zenaro Lighting of America | Zenaro Lighting | ZCHL-150W-3000K-T5SVS/1-100/277-DLC | Indoor Luminaires | High-Bay | High-Bay Luminaires for Commercial and Industrial Buildings | Standard | TRUE | 12424 | 88.2 | 140.81 | 13.05 | 0.9289 | 3256 | 86 | 5 | 36000 | 41865 |  |  | NotYetVerified |  | 3 |  | 80 | 150 |  | 0.95 | 3500 | 85
P00001LGL | Magniflood Inc. | Mag-LED | ML-HBDL-5K-24D-24-WHT-8 [All Mountings] | Indoor Luminaires | High-Bay | High-Bay Luminaires for Commercial and Industrial Buildings | Standard | TRUE | 12574 | 91.4 | 137.6 | 9.97 | 0.928 | 5370 | 85 | 5 | 82000 | 41865 |  |  | NotYetVerified |  | 3 | 12500 | 91 | 137 |  |  | 5500 | 85
P000019BJ | SimplyLEDs | CLG Family | CLG-130-N40-APF-V450[120-240V ONLY] | Indoor Luminaires | High-Bay | High-Bay Luminaires for Commercial and Industrial Buildings | Standard | TRUE | 10918 | 84.37 | 129.4 | 11.26 | 0.912 | 4091 | 83.2 | 5 | 200000 | 41865 |  |  | NotYetVerified |  | 3 | 10918 | 84 | 130 | 15 | 0.996 | 4000 | 83
P000019BH | SimplyLEDs | CLG Family | CLG-130-N40-AF-V450[120-240V ONLY] | Indoor Luminaires | High-Bay | High-Bay Luminaires for Commercial and Industrial Buildings | Standard | TRUE | 10891 | 83.97 | 129.7 | 11.26 | 0.912 | 4091 | 83.2 | 5 | 200000 | 41865 |  |  | NotYetVerified |  | 3 | 10891 | 84 | 130 | 12 | 0.912 | 4000 | 83
P00001E70 | Zenaro Lighting of America | Zenaro Lighting | Vario-CL-5B-150-30-ND-T5S-IDS-NC-X-DLC | Indoor Luminaires | High-Bay | High-Bay Luminaires for Commercial and Industrial Buildings | Standard | TRUE | 13028 | 86.69 | 150.3 | 14.91 | 0.9113 | 3193 | 73 | 5 |  | 41865 |  |  | NotYetVerified |  | 3 | 13028 |  | 150 |  |  | 3000
P00001E72 | Zenaro Lighting of America | Zenaro Lighting | Vario-CL-6B-200-30-ND-T5S-IDS-NC-X-DLC | Indoor Luminaires | High-Bay | High-Bay Luminaires for Commercial and Industrial Buildings | Standard | TRUE | 16808 | 85.52 | 196.5 | 14.91 | 0.8788 | 3213 | 73 | 5 |  | 41865 |  |  | NotYetVerified |  | 3 | 16808 |  | 200 |  |  | 3000
P000019BI | SimplyLEDs | CLG Family | CLG-130-C-AF-V450 | Indoor Luminaires | High-Bay | High-Bay Luminaires for Commercial and Industrial Buildings | Standard | FALSE | [9 empty] | 41865 |  |  | NotYetVerified |  | 3 | 12526 | 93 | 135 | 15 | 0.996 | 5000 | 73
P000019BK | SimplyLEDs | CLG Family | CLG-130-C-APF-V450 | Indoor Luminaires | High-Bay | High-Bay Luminaires for Commercial and Industrial Buildings | Standard | FALSE | [9 empty] | 41865 |  |  | NotYetVerified |  | 3 | 12486 | 92 | 135 | 15 | 0.996 | 5000 | 73
P000019DP | SLP Lighting | Citadel 2 | CT2-LED-SMM-2L4-DIRA-CC-FORTIMO-H-830-U | Indoor Luminaires | High-Bay | Low-Bay Luminaires for Commercial and Industrial Buildings | Standard | TRUE | 7529 | 101.3 | 74.34 | 14.581 | 0.975 | 3124 | 82.62 | 5 |  | 41864 |  |  | NotYetVerified |  | 3 | 7500 | 101 | 73 | 20 | 0.9 | 3000 | 83
P000019DX | SLP Lighting | Citadel 2 | CT2-LED-SMW-2L4-DIRA-CC-OSRAM-L-835-U | Indoor Luminaires | High-Bay | Low-Bay Luminaires for Commercial and Industrial Buildings | Standard | TRUE | 5402 | 103.1 | 52.394 | 15.256 | 0.9669 | 3468 | 82.95 | 5 |  | 41864 |  |  | NotYetVerified |  | 3 | 5400 | 103 | 53 | 20 | 0.9 | 3500 | 82
P000019DT | SLP Lighting | Citadel 2 | CT2-LED-SMN-2L4-DIRA-CC-UNVLT-H-830-U | Indoor Luminaires | High-Bay | Low-Bay Luminaires for Commercial and Industrial Buildings | Standard | TRUE | 6619 | 86.3 | 76.67 | 9.502 | 0.9667 | 3088 | 83.72 | 5 |  | 41864 |  |  | NotYetVerified |  | 3 | 6619 | 86.3 | 76.67 | 6.5148 | 0.9969 | 3000 | 83.72
P000019DW | SLP Lighting | Citadel 2 | CT2-LED-SMN-2L4-DIRA-CC-UNVLT-H-850-U | Indoor Luminaires | High-Bay | Low-Bay Luminaires for Commercial and Industrial Buildings | Standard | FALSE | [9 empty] | 41864 |  |  | NotYetVerified |  | 3 | 7163 | 92.5 | 77.468 | 6.47 | 0.997 | 5000 | 84.4
P000019DS | SLP Lighting | Citadel2 | CT2-LED-SMM-2L4-DIRA-CC-FORTIMO-H-850-U | Indoor Luminaires | High-Bay | Low-Bay Luminaires for Commercial and Industrial Buildings | Standard | FALSE | [9 empty] | 41864 |  |  | NotYetVerified |  | 3 | 7800 | 106 | 73 | 20 | 0.9 | 5000 | 83
P000019DZ | SLP Lighting | Citadel 2 | CT2-LED-SMW-2L4-DIRA-CC-OSRAM-L-850-U | Indoor Luminaires | High-Bay | Low-Bay Luminaires for Commercial and Industrial Buildings | Standard | FALSE | [9 empty] | 41864 |  |  | NotYetVerified |  | 3 | 5700 | 109 | 53 | 20 | 0.9 | 5000 | 82
P000019DR | SLP Lighting | Citadel 2 | CT2-LED-SMM-2L4-DIRA-CC-FORTIMO-H-840-U | Indoor Luminaires | High-Bay | Low-Bay Luminaires for Commercial and Industrial Buildings | Standard | FALSE | [9 empty] | 41864 |  |  | NotYetVerified |  | 3 | 7700 | 105 | 73 | 20 | 0.9 | 4000 | 83
P000019DV | SLP Lighting | Citadel 2 | CT2-LED-SMN-2L4-DIRA-CC-UNVLT-H-840-U | Indoor Luminaires | High-Bay | Low-Bay Luminaires for Commercial and Industrial Buildings | Standard | FALSE | [9 empty] | 41864 |  |  | NotYetVerified |  | 3 | 7000 | 90 | 77 | 20 | 0.9 | 4000 | 82
P000019DY | SLP Lighting | Citadel 2 | CT2-LED-SMW-2L4-DIRA-CC-OSRAM-L-840-U | Indoor Luminaires | High-Bay | Low-Bay Luminaires for Commercial and Industrial Buildings | Standard | FALSE | [9 empty] | 41864 |  |  | NotYetVerified |  | 3 | 5500 | 106 | 53 | 20 | 0.9 | 4000 | 82
P000019DQ | SLP Lighting | Citadel 2 | CT2-LED-SMM-2L4-DIRA-CC-FORTIMO-H-835-U | Indoor Luminaires | High-Bay | Low-Bay Luminaires for Commercial and Industrial Buildings | Standard | FALSE | [9 empty] | 41864 |  |  | NotYetVerified |  | 3 | 7600 | 103 | 73 | 20 | 0.9 | 3500 | 83
P000019DU | SLP Lighting | Citadel 2 | CT2-LED-SMN-2L4-DIRA-CC-UNVLT-H-835-U | Indoor Luminaires | High-Bay | Low-Bay Luminaires for Commercial and Industrial Buildings | Standard | FALSE | [9 empty] | 41864 |  |  | NotYetVerified |  | 3 | 6800 | 88 | 77 | 20 | 0.9 | 3500 | 82
P00001H2A | Visioneering Corp | Visioneering Corp | LHBB848-LED740K480LUNV-XXX [Excludes B03 P05 P07 P73 and W1 Options] | Indoor Luminaires | High-Bay | High-Bay Luminaires for Commercial and Industrial Buildings | Standard | TRUE | 43832 | 101.82 | 430.49 | 7.2 | 0.9744 | 4096 | 75.49 | 5 | 50000 | 41863 |  |  | NotYetVerified |  | 3 | 43832 | 101.8 | 430.49 | 7 | 0.974 | 4096 | 75
P00001H29 | Visioneering Corp | Visioneering Corp | LHBB424-LED740K120LUNV-XXX [Excludes B03 P05 P07 P73 and W1 Options] | Indoor Luminaires | High-Bay | High-Bay Luminaires for Commercial and Industrial Buildings | Standard | TRUE | 11221 | 104.2 | 107.68 | 7.2 | 0.9744 | 4096 | 75.49 | 5 | 50000 | 41863 |  |  | NotYetVerified |  | 3 | 11221 | 104.21 | 107.68 | 7 | 0.974 | 4096 | 75
P00001H2F | Visioneering Corp | Visioneering Corp | LHBB848-LED740K480LUN4-XXX [Excludes B03 P05 P07 P73 and W1 Options] | Indoor Luminaires | High-Bay | High-Bay Luminaires for Commercial and Industrial Buildings | Standard | FALSE | [9 empty] | 41863 |  |  | NotYetVerified |  | 3 | 43832 | 101.82 | 430.49 | 7 | 0.9904 | 4096 | 75
P00001H2E | Visioneering Corp | Visioneering Corp | LHBB648-LED740K360LUN4-XXX [Excludes B03 P05 P07 P73 and W1 Options] | Indoor Luminaires | High-Bay | High-Bay Luminaires for Commercial and Industrial Buildings | Standard | FALSE | [9 empty] | 41863 |  |  | NotYetVerified |  | 3 | 33501 | 102.67 | 326.31 | 7 | 0.9904 | 4096 | 75
P00001H2B | Visioneering Corp | Visioneering Corp | LHBB648-LED740K360LUNV-XXX [Excludes B03 P05 P07 P73 and W1 Options] | Indoor Luminaires | High-Bay | High-Bay Luminaires for Commercial and Industrial Buildings | Standard | FALSE | [9 empty] | 41863 |  |  | NotYetVerified |  | 3 | 33501 | 102.67 | 326.31 | 7 | 0.974 | 4096 | 75
P00001H2C | Visioneering Corp | Visioneering Corp | LHBB448-LED740K240LUN4-XXX [Excludes B03 P05 P07 P73 and W1 Options] | Indoor Luminaires | High-Bay | High-Bay Luminaires for Commercial and Industrial Buildings | Standard | FALSE | [9 empty] | 41863 |  |  | NotYetVerified |  | 3 | 23050 | 106.15 | 217.14 | 7 | 0.9904 | 4096 | 75
P00001H2D | Visioneering Corp | Visioneering Corp | LHBB424-LED740K120LUN4-XXX [Excludes B03 P05 P07 P73 and W1 Options] | Indoor Luminaires | High-Bay | High-Bay Luminaires for Commercial and Industrial Buildings | Standard | FALSE | [9 empty] | 41863 |  |  | NotYetVerified |  | 3 | 11221 | 104.21 | 107.68 | 7 | 0.9904 | 4096 | 75
P000019FV | Solas Ray Lighting | Bay Light | BL18-170-50-EX-U-XX | Indoor Luminaires | High-Bay | High-Bay Luminaires for Commercial and Industrial Buildings | Standard | TRUE | 17660 | 101.2 | 174.5 | 11.3 | 0.964 | 5232 | 74.6 | 5 | 35000 | 41862 |  |  | NotYetVerified | XX = Housing Color | 3 | 18000 | 106 | 170 |  |  | 5000
P000019FR | Solas Ray Lighting | Bay Light | BL27-279-50-EX-U-XX | Indoor Luminaires | High-Bay | High-Bay Luminaires for Commercial and Industrial Buildings | Standard | TRUE | 27370 | 98.24 | 278.6 | 12.48 | 0.937 | 5301 | 75.4 | 5 | 35000 | 41862 |  |  | NotYetVerified | XX = Housing Color | 3 | 27000 | 97 | 279 |  |  | 5000
P000019FT | Solas Ray Lighting | Bay Light | BL22-215-50-IN-U-XX | Indoor Luminaires | High-Bay | High-Bay Luminaires for Commercial and Industrial Buildings | Standard | TRUE | 22460 | 104.1 | 215.8 | 12.13 | 0.935 | 5222 | 74.9 | 5 | 35000 | 41862 |  |  | NotYetVerified | XX = Housing Color | 3 | 22000 | 102 | 215 |  |  | 5000
P000019FW | Solas Ray Lighting | Bay Light | BL12-104-50-IN-U-XX | Indoor Luminaires | High-Bay | High-Bay Luminaires for Commercial and Industrial Buildings | Standard | TRUE | 11760 | 112.7 | 104.4 | 12.36 | 0.933 | 5197 | 74.7 | 5 | 35000 | 41862 |  |  | NotYetVerified | XX = Housing Color | 3 | 12000 | 115 | 104 |  |  | 5000
P000019FU | Solas Ray Lighting | Bay Light | BL18-170-50-IN-U-XX | Indoor Luminaires | High-Bay | High-Bay Luminaires for Commercial and Industrial Buildings | Standard | TRUE | 17000 | 100.21 | 169.64 | 14.92 | 0.928 | 5303 | 74.9 | 5 | 35000 | 41862 |  |  | NotYetVerified | XX = Housing Color | 3 | 18000 | 106 | 170 |  |  | 5000
P000019FS | Solas Ray Lighting | Bay Light | BL22-215-50-EX-U-XX | Indoor Luminaires | High-Bay | High-Bay Luminaires for Commercial and Industrial Buildings | Standard | TRUE | 21340 | 100.1 | 213.2 | 16.21 | 0.92 | 5258 | 75.2 | 5 | 35000 | 41862 |  |  | NotYetVerified | XX = Housing Color | 3 | 22000 | 102 | 215 |  |  | 5000
P000019FP | Solas Ray Lighting | Bay Light | BL40-419-50-EX-U-XX | Indoor Luminaires | High-Bay | High-Bay Luminaires for Commercial and Industrial Buildings | Standard | TRUE | 39500 | 94.35 | 418.7 | 17.44 | 0.916 | 5282 | 75.3 | 5 | 35000 | 41862 |  |  | NotYetVerified | XX = Housing Color | 3 | 40000 | 96 | 419 |  |  | 5000
P000019FQ | Solas Ray Lighting | Bay Light | BL32-368-50-EX-U-XX | Indoor Luminaires | High-Bay | High-Bay Luminaires for Commercial and Industrial Buildings | Standard | TRUE | 32220 | 87.46 | 368.4 | 21.67 | 0.896 | 5357 | 75.7 | 5 | 35000 | 41862 |  |  | NotYetVerified | XX = Housing Color | 3 | 32000 | 87 | 368 |  |  | 5000
P00001GAG | Autronic Plastics Inc. | Clear-Vu Lighting | IB4-ZAL-N-MB | Indoor Luminaires | High-Bay | High-Bay Luminaires for Commercial and Industrial Buildings | Standard | TRUE | 11855 | 87.4 | 135.6 | 12.6 | 0.956 | 3988 | 72.1 | 5 | 50000 | 41859 |  |  | NotYetVerified |  | 3 | 13600 |  | 140 |  | 0.9 | 4000 | 70
P00001GAH | Autronic Plastics Inc. | Clear-Vu Lighting | IB6-ZAL-N-NB | Indoor Luminaires | High-Bay | High-Bay Luminaires for Commercial and Industrial Buildings | Standard | TRUE | 17805 | 86.1 | 206.9 | 13.9 | 0.937 | 3994 | 72.2 | 5 | 50000 | 41859 |  |  | NotYetVerified |  | 3 | 20400 |  | 210 |  | 0.9 | 4000 | 70
P00000Q0Z | Delviro | Delviro Energy | TitanHB-240-5K-H-CL-XX-WW-YY-XX [347 ONLY] | Indoor Luminaires | High-Bay | High-Bay Luminaires for Commercial and Industrial Buildings | Standard | FALSE | [9 empty] | 41858 |  |  | NotYetVerified |  | 3 | 29002 | 120.4 | 240.81 | 10.4 | 0.9893 | 5326 | 85.16
P00000Q10 | Delviro | Delviro Energy | TitanHB-320-5K-H-CL-XX-WW-YY-XX [347 ONLY] | Indoor Luminaires | High-Bay | High-Bay Luminaires for Commercial and Industrial Buildings | Standard | FALSE | [9 empty] | 41858 |  |  | NotYetVerified |  | 3 | 37912 | 119.2 | 317.99 | 9.02 | 0.9927 | 5311 | 85.72
P00000Q0W | Delviro | Delviro Energy | TitanHB-80-5K-H-CL-XX-WW-YY-XX [347 ONLY] | Indoor Luminaires | High-Bay | High-Bay Luminaires for Commercial and Industrial Buildings | Standard | FALSE | [9 empty] | 41858 |  |  | NotYetVerified |  | 3 | 9609 | 117.9 | 81.5 | 11.63 | 0.9824 | 5261 | 84.31
P00000Q0Y | Delviro | Delviro Energy | TitanHB-160-5K-H-CL-XX-WW-YY-XX [347 ONLY] | Indoor Luminaires | High-Bay | High-Bay Luminaires for Commercial and Industrial Buildings | Standard | FALSE | [9 empty] | 41858 |  |  | NotYetVerified |  | 3 | 20048 | 126.1 | 159 | 6.98 | 0.993 | 5047 | 83.81
P00000Q0X | Delviro | Delviro Energy | TitanHB-120-5K-H-CL-XX-WW-YY-XX [347 ONLY] | Indoor Luminaires | High-Bay | High-Bay Luminaires for Commercial and Industrial Buildings | Standard | FALSE | [9 empty] | 41858 |  |  | NotYetVerified |  | 3 | 13498 | 112 | 120.13 | 8.05 | 0.9899 | 4996 | 84.75
P000012GB | Orion Energy Systems Inc | Orion | WTLED200L50Kxxx480 | Indoor Luminaires | High-Bay | High-Bay Luminaires for Commercial and Industrial Buildings | Standard | TRUE | 20320 | 98.6 | 206 | 10.6 | 0.994 | 5168 | 83.3 | 5 |  | 41857 |  |  | NotYetVerified |  | 3 | 20320 | 98.6 | 206 | 10.6 | 0.994 | 5168 | 83.3
P000012GC | Orion Energy Systems Inc | Orion | WTLED200L50Kxxx480NL | Indoor Luminaires | High-Bay | High-Bay Luminaires for Commercial and Industrial Buildings | Standard | TRUE | 23610 | 101 | 232.8 | 15.4 | 0.98 | 5162 | 83.2 | 5 |  | 41857 |  |  | NotYetVerified |  | 3 | 23610 | 101 | 232.8 | 15.4 | 0.98 | 5162 | 83.2
P0000049R | Acuity Brands Lighting | Lithonia Lighting | JHBL 24000LM GL ND [All Voltages] GZ10 50K 70CRI [All Options Excluding WGX] | Indoor Luminaires | High-Bay | High-Bay Luminaires for Commercial and Industrial Buildings | Standard | FALSE | [9 empty] | 41857 |  |  | Yes | Updated on 1/24/2017 | 4.1 | 24163.59 | 122.66 | 197 | 3.74 | 0.98 | 5000 | 70
P0000049Q | Acuity Brands Lighting | Lithonia Lighting | JHBL 18000LM GL ND [All Voltages] GZ10 40K 80CRI [All Options Excluding WGX] | Indoor Luminaires | High-Bay | High-Bay Luminaires for Commercial and Industrial Buildings | Standard | FALSE | [9 empty] | 41857 |  |  | Yes | Updated on 1/24/2017 | 4.1 | 16471.89 | 107.66 | 153 | 7.6 | 0.99 | 4000 | 80
P0000049P | Acuity Brands Lighting | Lithonia Lighting | JHBL 12000LM GL ND [All Voltages] GZ10 40K 80CRI [All Options Excluding WGX] | Indoor Luminaires | High-Bay | High-Bay Luminaires for Commercial and Industrial Buildings | Standard | FALSE | [9 empty] | 41857 |  |  | Yes | Updated on 1/24/2017 | 4.1 | 10746.98 | 107.47 | 100 | 7.6 | 0.99 | 4000 | 80
P000012GD | Orion Energy Systems Inc | Orion | WTLED200L50Kxxx | Indoor Luminaires | High-Bay | High-Bay Luminaires for Commercial and Industrial Buildings | Standard | FALSE | [9 empty] | 41857 |  |  | NotYetVerified |  | 3 | 20600 | 103 | 200.9 | 6.16 | 0.998 | 5185 | 83.3
P000012GE | Orion Energy Systems Inc | Orion | WTLED200L50KxxxNL | Indoor Luminaires | High-Bay | High-Bay Luminaires for Commercial and Industrial Buildings | Standard | FALSE | [9 empty] | 41857 |  |  | NotYetVerified |  | 3 | 23400 | 108 | 217.4 | 6.42 | 0.996 | 5150 | 83.2
P000004A2 | Acuity Brands Lighting | Lithonia Lighting | JHBL 24000LM GL WD [All Voltages] GZ10 50K 70CRI [All Options Excluding WGX] | Indoor Luminaires | High-Bay | High-Bay Luminaires for Commercial and Industrial Buildings | Standard | FALSE | [9 empty] | 41857 | Dimmable | Continuous Below 10 | Yes | Updated on 1/24/2017 | 4.1 | 24293.46 | 123.32 | 197 | 3.74 | 0.98 | 5000 | 70
P000004A0 | Acuity Brands Lighting | Lithonia Lighting | JHBL 18000LM GL ND [All Voltages] GZ10 50K 70CRI [All Options Excluding WGX] | Indoor Luminaires | High-Bay | High-Bay Luminaires for Commercial and Industrial Buildings | Standard | FALSE | [9 empty] | 41857 | Dimmable | Continuous Below 10 | Yes | Updated on 1/24/2017 | 4.1 | 18808.33 | 122.93 | 153 | 7.6 | 0.99 | 5000 | 70
P000004A1 | Acuity Brands Lighting | Lithonia Lighting | JHBL 18000LM GL WD [All Voltages] GZ10 50K 70CRI [All Options Excluding WGX] | Indoor Luminaires | High-Bay | High-Bay Luminaires for Commercial and Industrial Buildings | Standard | FALSE | [9 empty] | 41857 | Dimmable | Continuous Below 10 | Yes | Updated on 1/24/2017 | 4.1 | 18909.42 | 123.59 | 153 | 7.6 | 0.99 | 5000 | 70
P0000049Z | Acuity Brands Lighting | Lithonia Lighting | JHBL 12000LM GL WD [All Voltages] GZ10 50K 70CRI [All Options Excluding WGX] | Indoor Luminaires | High-Bay | High-Bay Luminaires for Commercial and Industrial Buildings | Standard | FALSE | [9 empty] | 41857 | Dimmable | Continuous Below 10 | Yes | Updated on 1/24/2017 | 4.1 | 12337.33 | 123.37 | 100 | 7.6 | 0.99 | 5000 | 70
P0000049Y | Acuity Brands Lighting | Lithonia Lighting | JHBL 12000LM GL ND [All Voltages] GZ10 50K 70CRI [All Options Excluding WGX] | Indoor Luminaires | High-Bay | High-Bay Luminaires for Commercial and Industrial Buildings | Standard | FALSE | [9 empty] | 41857 | Dimmable | Continuous Below 10 | Yes | Updated on 1/24/2017 | 4.1 | 12271.38 | 122.71 | 100 | 7.6 | 0.99 | 5000 | 70
P000004AC | Acuity Brands Lighting | Lithonia Lighting | JHBL 24000LM GL WD [All Voltages] GZ10 50K 80CRI [All Options Excluding WGX] | Indoor Luminaires | High-Bay | High-Bay Luminaires for Commercial and Industrial Buildings | Standard | FALSE | [9 empty] | 41857 | Dimmable | Continuous Below 10 | Yes | Updated on 1/24/2017 | 4.1 | 21124.75 | 107.23 | 197 | 3.74 | 0.98 | 5000 | 80
P000004AB | Acuity Brands Lighting | Lithonia Lighting | JHBL 24000LM GL ND [All Voltages] GZ10 50K 80CRI [All Options Excluding WGX] | Indoor Luminaires | High-Bay | High-Bay Luminaires for Commercial and Industrial Buildings | Standard | FALSE | [9 empty] | 41857 | Dimmable | Continuous Below 10 | Yes | Updated on 1/24/2017 | 4.1 | 21011.82 | 106.66 | 197 | 3.74 | 0.98 | 5000 | 80
P000004A9 | Acuity Brands Lighting | Lithonia Lighting | JHBL 18000LM GL ND [All Voltages] GZ10 50K 80CRI [All Options Excluding WGX] | Indoor Luminaires | High-Bay | High-Bay Luminaires for Commercial and Industrial Buildings | Standard | FALSE | [9 empty] | 41857 | Dimmable | Continuous Below 10 | Yes | Updated on 1/24/2017 | 4.1 | 16355.07 | 106.9 | 153 | 7.6 | 0.99 | 5000 | 80
P000004AA | Acuity Brands Lighting | Lithonia Lighting | JHBL 18000LM GL WD [All Voltages] GZ10 50K 80CRI [All Options Excluding WGX] | Indoor Luminaires | High-Bay | High-Bay Luminaires for Commercial and Industrial Buildings | Standard | FALSE | [9 empty] | 41857 | Dimmable | Continuous Below 10 | Yes | Updated on 1/24/2017 | 4.1 | 16442.97 | 107.47 | 153 | 7.6 | 0.99 | 5000 | 80
P000004A8 | Acuity Brands Lighting | Lithonia Lighting | JHBL 12000LM GL WD [All Voltages] GZ10 50K 80CRI [All Options Excluding WGX] | Indoor Luminaires | High-Bay | High-Bay Luminaires for Commercial and Industrial Buildings | Standard | FALSE | [9 empty] | 41857 | Dimmable | Continuous Below 10 | Yes | Updated on 1/24/2017 | 4.1 | 10728.12 | 107.28 | 100 | 7.6 | 0.99 | 5000 | 80
P000004A7 | Acuity Brands Lighting | Lithonia Lighting | JHBL 12000LM GL ND [All Voltages] GZ10 50K 80CRI [All Options Excluding WGX] | Indoor Luminaires | High-Bay | High-Bay Luminaires for Commercial and Industrial Buildings | Standard | FALSE | [9 empty] | 41857 | Dimmable | Continuous Below 10 | Yes | Updated on 1/24/2017 | 4.1 | 10670.77 | 106.71 | 100 | 7.6 | 0.99 | 5000 | 80
P000004A6 | Acuity Brands Lighting | Lithonia Lighting | JHBL 24000LM GL WD [All Voltages] GZ10 40K 80CRI [All Options Excluding WGX] | Indoor Luminaires | High-Bay | High-Bay Luminaires for Commercial and Industrial Buildings | Standard | FALSE | [9 empty] | 41857 | Dimmable | Continuous Below 10 | Yes | Updated on 1/24/2017 | 4.1 | 21275.64 | 108 | 197 | 3.74 | 0.98 | 4000 | 80
P000004A5 | Acuity Brands Lighting | Lithonia Lighting | JHBL 24000LM GL ND [All Voltages] GZ10 40K 80CRI [All Options Excluding WGX] | Indoor Luminaires | High-Bay | High-Bay Luminaires for Commercial and Industrial Buildings | Standard | FALSE | [9 empty] | 41857 | Dimmable | Continuous Below 10 | Yes | Updated on 1/24/2017 | 4.1 | 21161.9 | 107.42 | 197 | 3.74 | 0.98 | 4000 | 80
P000004A4 | Acuity Brands Lighting | Lithonia Lighting | JHBL 18000LM GL WD [All Voltages] GZ10 40K 80CRI [All Options Excluding WGX] | Indoor Luminaires | High-Bay | High-Bay Luminaires for Commercial and Industrial Buildings | Standard | FALSE | [9 empty] | 41857 | Dimmable | Continuous Below 10 | Yes | Updated on 1/24/2017 | 4.1 | 16560.42 | 108.24 | 153 | 7.6 | 0.99 | 4000 | 80
P000004A3 | Acuity Brands Lighting | Lithonia Lighting | JHBL 12000LM GL WD [All Voltages] GZ10 40K 80CRI [All Options Excluding WGX] | Indoor Luminaires | High-Bay | High-Bay Luminaires for Commercial and Industrial Buildings | Standard | FALSE | [9 empty] | 41857 | Dimmable | Continuous Below 10 | Yes | Updated on 1/24/2017 | 4.1 | 10804.75 | 108.05 | 100 | 7.6 | 0.99 | 4000 | 80
P0000049X | Acuity Brands Lighting | Lithonia Lighting | JHBL 24000LM GL WD [All Voltages] GZ10 40K 70CRI [All Options Excluding WGX] | Indoor Luminaires | High-Bay | High-Bay Luminaires for Commercial and Industrial Buildings | Standard | FALSE | [9 empty] | 41857 | Dimmable | Continuous Below 10 | Yes | Updated on 1/24/2017 | 4.1 | 24142.57 | 122.55 | 197 | 3.74 | 0.98 | 4000 | 70
P0000049T | Acuity Brands Lighting | Lithonia Lighting | JHBL 12000LM GL WD [All Voltages] GZ10 40K 70CRI [All Options Excluding WGX] | Indoor Luminaires | High-Bay | High-Bay Luminaires for Commercial and Industrial Buildings | Standard | FALSE | [9 empty] | 41857 | Dimmable | Continuous Below 10 | Yes | Updated on 1/24/2017 | 4.1 | 12260.7 | 122.61 | 100 | 7.6 | 0.99 | 4000 | 70
P0000049V | Acuity Brands Lighting | Lithonia Lighting | JHBL 18000LM GL WD [All Voltages] GZ10 40K 70CRI [All Options Excluding WGX] | Indoor Luminaires | High-Bay | High-Bay Luminaires for Commercial and Industrial Buildings | Standard | FALSE | [9 empty] | 41857 | Dimmable | Continuous Below 10 | Yes | Updated on 1/24/2017 | 4.1 | 18791.97 | 122.82 | 153 | 7.6 | 0.99 | 4000 | 70
P0000049W | Acuity Brands Lighting | Lithonia Lighting | JHBL 24000LM GL ND [All Voltages] GZ10 40K 70CRI [All Options Excluding WGX] | Indoor Luminaires | High-Bay | High-Bay Luminaires for Commercial and Industrial Buildings | Standard | FALSE | [9 empty] | 41857 | Dimmable | Continuous Below 10 | Yes | Updated on 1/24/2017 | 4.1 | 24013.51 | 121.9 | 197 | 3.74 | 0.98 | 4000 | 70
P0000049S | Acuity Brands Lighting | Lithonia Lighting | JHBL 12000LM GL ND [All Voltages] GZ10 40K 70CRI [All Options Excluding WGX] | Indoor Luminaires | High-Bay | High-Bay Luminaires for Commercial and Industrial Buildings | Standard | FALSE | [9 empty] | 41857 | Dimmable | Continuous Below 10 | Yes | Updated on 1/24/2017 | 4.1 | 12195.16 | 121.95 | 100 | 7.6 | 0.99 | 4000 | 70
P0000049U | Acuity Brands Lighting | Lithonia Lighting | JHBL 18000LM GL ND [All Voltages] GZ10 40K 70CRI [All Options Excluding WGX] | Indoor Luminaires | High-Bay | High-Bay Luminaires for Commercial and Industrial Buildings | Standard | FALSE | [9 empty] | 41857 | Dimmable | Continuous Below 10 | Yes | Updated on 1/24/2017 | 4.1 | 18691.51 | 122.17 | 153 | 7.6 | 0.99 | 4000 | 70
P00000Q68 | Dialight | Safe Site High bay | HBD2C5N | Indoor Luminaires | High-Bay | High-Bay Luminaires for Commercial and Industrial Buildings | Standard | TRUE | 13957 | 84.64 | 164.9 | 8.38 | 0.957 | 5035 | 72.8 | 5 | 100000 | 41856 |  |  | NotYetVerified |  | 3 |  |  |  | 15 | 0.9 | 5000 | 70
P00000R24 | Ephesus Lighting Inc. | Ephesus Lighting | VX-XX-256-750-5-V[LH]-56-XXX-XX-G | Indoor Luminaires | High-Bay | High-Bay Luminaires for Commercial and Industrial Buildings | Standard | TRUE | 60916 | 97.1 | 627.7 | 24.48 | 0.94 | 5413 | 70 | 5 | 225000 | 41856 |  |  | NotYetVerified |  | 3 | 61128 | 97 | 632 |  |  | 5600 | 70
P00001H28 | Visioneering Corp | Visioneering | LHBB448-LED740K240LUNV-XXX [Excludes B03 P05 P07 P73 and W1 Options] | Indoor Luminaires | High-Bay | High-Bay Luminaires for Commercial and Industrial Buildings | Standard | TRUE | 23050 | 106.2 | 217.14 | 7.2 | 0.974 | 4096 | 75.49 | 5 | 50000 | 41855 |  |  | NotYetVerified |  | 3 | 24000 |  | 216 |  |  | 4000 | 79
P00001KAU | Save Energy Lighting Ltd. | PargaDE | SE-IP67-4-24-140-841-3-C-X-Y | Indoor Luminaires | High-Bay | Low-Bay Luminaires for Commercial and Industrial Buildings | Standard | TRUE | 6502 | 108 | 60.2 | 6.7 | 0.972 | 4038 | 81.36 | 5 | 90000 | 41855 |  |  | NotYetVerified | X = Cord ConnectionY = Cord Length | 3 | 5900 | 113.5 | 52 | 15 | 0.95 | 4100 | 82
P00001H27 | Visioneering Corp | Visioneering | LHBV48-LED740K240LUNV[Excludes P67] | Indoor Luminaires | High-Bay | High-Bay Luminaires for Commercial and Industrial Buildings | Standard | TRUE | 21726 | 103 | 210.9 | 8.47 | 0.9712 | 4075 | 74.81 | 5 | 50000 | 41855 |  |  | NotYetVerified |  | 3 | 24000 | 100 | 216 |  |  | 4000 | 79
P00001LDJ | GMAX Holding Co. Ltd | GMAX | HIGHBAY 100 (5000K) | Indoor Luminaires | High-Bay | High-Bay Luminaires for Commercial and Industrial Buildings | Standard | TRUE | 9873.5 | 102.77 | 96.1 | 9.53 | 0.97 | 5299 | 77.3 | 5 | 35000 | 41855 |  |  | NotYetVerified | 120 degree beam angle | 3 | 9873 |  | 96 |  | 0.99 | 5000 | 70
P00001KAY | Save Energy Lighting Ltd. | PargaDE | SE-IP67-4-24-210-841-3-C-X-Y | Indoor Luminaires | High-Bay | Low-Bay Luminaires for Commercial and Industrial Buildings | Standard | TRUE | 9909 | 105.5 | 93.9 | 8.16 | 0.953 | 4044 | 83.07 | 5 | 90000 | 41855 |  |  | NotYetVerified | X = Cord ConnectionY = Cord Length | 3 | 8800 | 102.8 | 87 | 15 | 0.95 | 4100 | 82
P00001KAW | Save Energy Lighting Ltd. | PargaDE | SE-IP67-4-14-110-841-3-C-X-Y | Indoor Luminaires | High-Bay | Low-Bay Luminaires for Commercial and Industrial Buildings | Standard | TRUE | 5009 | 111.4 | 45 | 8.6 | 0.946 | 4138 | 81.16 | 5 | 90000 | 41855 |  |  | NotYetVerified | X = Cord ConnectionY = Cord Length | 3 |  | 107.5 | 40 | 15 | 0.95 | 4100 | 82
P00001LDK | GMAX Holding Co. Ltd | GMAX | HIGHBAY 130 (5000K) | Indoor Luminaires | High-Bay | High-Bay Luminaires for Commercial and Industrial Buildings | Standard | TRUE | 12600 | 98.9 | 127.4 | 13.13 | 0.93 | 5332 | 76 | 5 | 35000 | 41855 |  |  | NotYetVerified | 120 degree beam angle | 3 | 12600 |  | 127 |  | 0.99 | 5000 | 70
P00001KWU | Hangzhou Hpwinner Opto Corporation | HPWINNER | TF1AS-3-180-3000 | Indoor Luminaires | High-Bay | High-Bay Luminaires for Commercial and Industrial Buildings | Standard | TRUE | 14142 | 78.5 | 180.06 | 10.87 | 0.918 | 3133 | 72.2 | 5 | 50000 | 41855 |  |  | NotYetVerified |  | 3 | 14143 | 79 | 180 | 14 | 0.99 | 3000 | 72
P00001112 | MaxLite Inc | MaxLite | LSU4806SU50DV40 | Indoor Luminaires | High-Bay | Low-Bay Luminaires for Commercial and Industrial Buildings | Standard | TRUE | 4625 | 97.28 | 47.54 | 14.18 | 0.91 | 3864 | 83.2 | 5 | 54000 | 41855 |  |  | NotYetVerified |  | 3 | [5 empty] | 4000
P00001115 | MaxLite Inc | MaxLite | LSU4806SU5050 | Indoor Luminaires | High-Bay | Low-Bay Luminaires for Commercial and Industrial Buildings | Standard | FALSE | [9 empty] | 41855 |  |  | NotYetVerified |  | 3 | 4923 | 100.8 | 48.8 | 14.18 | 0.91 | 5248 | 83.3
P00001114 | MaxLite Inc | MaxLite | LSU4806SU50DV50 | Indoor Luminaires | High-Bay | Low-Bay Luminaires for Commercial and Industrial Buildings | Standard | FALSE | [9 empty] | 41855 |  |  | NotYetVerified |  | 3 | 4923 | 100.8 | 48.8 | 14.18 | 0.91 | 5248 | 83.3
P00001119 | MaxLite Inc | MaxLite | LSV4806SU5050[EN.EN2EN3] | Indoor Luminaires | High-Bay | Low-Bay Luminaires for Commercial and Industrial Buildings | Standard | FALSE | [9 empty] | 41855 |  |  | NotYetVerified | Updated on 10/24/2016 | 3 | 5043 | 104.8 | 48.11 | 14.13 | 0.91 | 5082 | 83.4
P00001118 | MaxLite Inc | MaxLite | LSV4806SU50DV50[EN.EN2EN3] | Indoor Luminaires | High-Bay | Low-Bay Luminaires for Commercial and Industrial Buildings | Standard | FALSE | [9 empty] | 41855 |  |  | NotYetVerified | Updated on 10/24/2016 | 3 | 5043 | 104.8 | 48.11 | 14.13 | 0.91 | 5082 | 83.4
P00001117 | MaxLite Inc | MaxLite | LSV4806SU5040[EN.EN2EN3] | Indoor Luminaires | High-Bay | Low-Bay Luminaires for Commercial and Industrial Buildings | Standard | FALSE | [9 empty] | 41855 |  |  | NotYetVerified | Updated on 10/24/2016 | 3 | 4625 | 97.3 | 47.5 | 14.18 | 0.91 | 3864 | 83.2
P00001113 | MaxLite Inc | MaxLite | LSU4806SU5040 | Indoor Luminaires | High-Bay | Low-Bay Luminaires for Commercial and Industrial Buildings | Standard | FALSE | [9 empty] | 41855 |  |  | NotYetVerified |  | 3 | 4625 | 97.3 | 47.5 | 14.18 | 0.91 | 3864 | 83.2
P00001KWY | Hangzhou Hpwinner Opto Corporation | HPWINNER | TF1AS-3-180-5700 | Indoor Luminaires | High-Bay | High-Bay Luminaires for Commercial and Industrial Buildings | Standard | FALSE | [9 empty] | 41855 | Not Yet Verified | Not Yet Verified | NotYetVerified |  | 3 | 15892 | 89 | 179 | 14 | 0.99 | 5700 | 73
P00001KWX | Hangzhou Hpwinner Opto Corporation | HPWINNER | TF1AS-3-180-5000 | Indoor Luminaires | High-Bay | High-Bay Luminaires for Commercial and Industrial Buildings | Standard | FALSE | [9 empty] | 41855 | Not Yet Verified | Not Yet Verified | NotYetVerified |  | 3 | 14500 | 81 | 180 | 14 | 0.99 | 5000 | 70
P00001KWW | Hangzhou Hpwinner Opto Corporation | HPWINNER | TF1AS-3-180-4000 | Indoor Luminaires | High-Bay | High-Bay Luminaires for Commercial and Industrial Buildings | Standard | FALSE | [9 empty] | 41855 | Not Yet Verified | Not Yet Verified | NotYetVerified |  | 3 | 14300 | 79 | 180 | 14 | 0.99 | 4000 | 70
P00001KWV | Hangzhou Hpwinner Opto Corporation | HPWINNER | TF1AS-3-180-3500 | Indoor Luminaires | High-Bay | High-Bay Luminaires for Commercial and Industrial Buildings | Standard | FALSE | [9 empty] | 41855 | Not Yet Verified | Not Yet Verified | NotYetVerified |  | 3 | 14200 | 79 | 180 | 14 | 0.99 | 3500 | 70
P00001IVW | Axis Energy Partners LLC | Axis LED Lighting | AEP190WFL | Indoor Luminaires | High-Bay | High-Bay Luminaires for Commercial and Industrial Buildings | Standard | TRUE | 18479 | 98.123 | 188.32 | 10.61 | 0.945 | 5132 | 71 | 5 | 100000 | 41851 |  |  | NotYetVerified |  | 3 | 19000 | 100 | 190 |  | 0.9 | 5000 | 70
P00000U60 | Green Lumens | Green Lumens | GLRETROKIT130W-50-277-V | Indoor Retrofit Kit | High-Bay | Retrofit Kits for High-Bay Luminaires for Commercial and Industrial Buildings | Standard | TRUE | 13703.8 | 95 | 144.33 | 14 | 0.93 | 4804 | 76 | 5 | 80000 | 41851 |  |  | NotYetVerified |  | 3 | 14100 | 108.5 | 130 |  |  | 5300 | 75
P0000053G | ATG Electronics Corp. | ATG Electronics | HBRT19 | Indoor Luminaires | High-Bay | High-Bay Luminaires for Commercial and Industrial Buildings | Standard | TRUE | 18479 | 98.123 | 188.32 | 10.61 | 0.945 | 5132 | 71 | 5 | 100000 | 41850 |  |  | NotYetVerified |  | 3 | 19000 | 100 | 190 |  | 0.9 | 5000 | 70
P00001IQ0 | Super Lighting Technology Hong Kong Limited | SLT LAMP | STH-150A | Indoor Luminaires | High-Bay | High-Bay Luminaires for Commercial and Industrial Buildings | Standard | TRUE | 11663.06 | 77.68 | 150.15 | 12.8 | 0.958 | 5236 | 74.1 | 5 | 50000 | 41848 |  |  | NotYetVerified |  | 3 | 12000 | 80 | 150 | 10 | 0.9 | 5000 | 70
P00000X4V | J&D Manufacturing | J&D Manufacturing | LEDHB804 | Indoor Luminaires | High-Bay | Low-Bay Luminaires for Commercial and Industrial Buildings | Standard | TRUE | 7317.82 | 91.63 | 80.49 | 12.65 | 0.975 | 3961 | 81.6 | 5 | 50000 | 41845 |  |  | NotYetVerified |  | 3 | 7000 |  | 80 | 20 | 0.9 | 4000 | 75
P00000X4Y | J&D Manufacturing | J&D Manufacturing | LEDHB1604 | Indoor Luminaires | High-Bay | High-Bay Luminaires for Commercial and Industrial Buildings | Standard | TRUE | 14357.75 | 90.88 | 158.32 | 13.09 | 0.974 | 4007 | 81.7 | 5 | 50000 | 41845 |  |  | NotYetVerified |  | 3 | 14000 |  | 160 | 20 | 0.9 | 4000 | 75
P00000X51 | J&D Manufacturing | J&D Manufacturing | LEDHB160-NL4 | Indoor Luminaires | High-Bay | High-Bay Luminaires for Commercial and Industrial Buildings | Standard | TRUE | 14145.45 | 85.31 | 165.81 | 12.98 | 0.969 | 3996 | 81.7 | 5 | 50000 | 41845 |  |  | NotYetVerified |  | 3 | 14000 |  | 160 | 20 | 0.9 | 4000 | 75
P00001BVP | US VAOPTO Inc. | VAOPTO | VO-HB-300NW-A60 | Indoor Luminaires | High-Bay | High-Bay Luminaires for Commercial and Industrial Buildings | Standard | TRUE | 26546 | 89.6 | 296.3 | 9.09 | 0.9573 | 4000 | 76.2 | 5 | 35000 | 41845 |  |  | NotYetVerified |  | 3 | 26546 | 90 | 300 |  |  | 4000 | 76
P00001BVR | US VAOPTO Inc. | VAOPTO | VO-HB-300NW-P80 | Indoor Luminaires | High-Bay | High-Bay Luminaires for Commercial and Industrial Buildings | Standard | TRUE | 27068 | 91.4 | 296.2 | 9.16 | 0.9561 | 4002 | 76.2 | 5 | 35000 | 41845 |  |  | NotYetVerified |  | 3 | 26546 | 90 | 300 |  |  | 4000 | 76
P00001GJR | Unity Opto Technology Co. Ltd. | UNi | MPS-HB306200-0B0 | Indoor Luminaires | High-Bay | High-Bay Luminaires for Commercial and Industrial Buildings | Standard | TRUE | 17042.9 | 82.67 | 206.16 | 9.53 | 0.951 | 3016 | 84.1 | 5 | 36000 | 41845 |  |  | NotYetVerified |  | 3 | 16400 | 80 | 200 | 15 | 0.97 | 3000 | 80
P00001LAV | TIANJIN TALANG TECHNOLOGY CO.LTD | TIANJIN TALANG | TL-FGK-100W | Indoor Luminaires | High-Bay | High-Bay Luminaires for Commercial and Industrial Buildings | Standard | TRUE | 10485.51 | 113.14 | 92.68 | 11 | 0.95 | 5924 | 73.2 | 5 | 50000 | 41845 |  |  | NotYetVerified |  | 3 | 10485 | 113 | 92.5 |  |  | 5700 | 73
P00001LAW | TIANJIN TALANG TECHNOLOGY CO.LTD | TIANJIN TALANG | TL-XGK-A100W | Indoor Luminaires | High-Bay | Low-Bay Luminaires for Commercial and Industrial Buildings | Standard | TRUE | 8290.9 | 90.08 | 92.04 | 11 | 0.95 | 5852 | 73.9 | 5 | 50000 | 41845 |  |  | NotYetVerified |  | 3 | 8290 | 90 | 92 |  |  | 5700 | 75
P00001BVN | US VAOPTO Inc. | VAOPTO | VO-HB-200NW-P80 | Indoor Luminaires | High-Bay | High-Bay Luminaires for Commercial and Industrial Buildings | Standard | TRUE | 19211 | 103 | 185.6 | 10.03 | 0.9121 | 3946 | 75.6 | 5 | 35000 | 41845 |  |  | NotYetVerified |  | 3 | 19211 | 104 | 200 |  |  | 4000 | 76
P00001BVS | US VAOPTO Inc. | VAOPTO | VO-HB-300DW-P80 | Indoor Luminaires | High-Bay | High-Bay Luminaires for Commercial and Industrial Buildings | Standard | FALSE | [9 empty] | 41845 |  |  | NotYetVerified |  | 3 | 26546 | 90 | 300 |  |  | 5000 | 76
P00001BVQ | US VAOPTO Inc. | VAOPTO | VO-HB-300DW-A60 | Indoor Luminaires | High-Bay | High-Bay Luminaires for Commercial and Industrial Buildings | Standard | FALSE | [9 empty] | 41845 |  |  | NotYetVerified |  | 3 | 26546 | 90 | 300 |  |  | 5000 | 76
P00001BVO | US VAOPTO Inc. | VAOPTO | VO-HB-200DW-P80 | Indoor Luminaires | High-Bay | High-Bay Luminaires for Commercial and Industrial Buildings | Standard | FALSE | [9 empty] | 41845 |  |  | NotYetVerified |  | 3 | 19211 | 104 | 200 |  |  | 5000 | 76
P00001GJT | Unity Opto Technology Co. Ltd. | UNi | MPS-HB506200-0B0 | Indoor Luminaires | High-Bay | High-Bay Luminaires for Commercial and Industrial Buildings | Standard | FALSE | [9 empty] | 41845 |  |  | NotYetVerified |  | 3 | 18000 | 86 | 200 | 15 | 0.97 | 5000 | 80
P00001GJS | Unity Opto Technology Co. Ltd. | UNi | MPS-HB406200-0B0 | Indoor Luminaires | High-Bay | High-Bay Luminaires for Commercial and Industrial Buildings | Standard | FALSE | [9 empty] | 41845 |  |  | NotYetVerified |  | 3 | 17200 | 84 | 200 | 15 | 0.97 | 4000 | 80
P00000X53 | J&D Manufacturing | J&D Manufacturing | LEDHB160-NL | Indoor Luminaires | High-Bay | High-Bay Luminaires for Commercial and Industrial Buildings | Standard | FALSE | [9 empty] | 41845 |  |  | NotYetVerified |  | 3 | 14000 | 87.5 | 160 | 20 | 0.9 | 5700 | 75
P00000X50 | J&D Manufacturing | J&D Manufacturing | LEDHB160 | Indoor Luminaires | High-Bay | High-Bay Luminaires for Commercial and Industrial Buildings | Standard | FALSE | [9 empty] | 41845 |  |  | NotYetVerified |  | 3 | 14000 | 87.5 | 160 | 20 | 0.9 | 5700 | 75
P00001LA6 | Chameleon Lighting | Chameleon Lighting | C610-[S W B]-CORD-[S W B]-LED31-30-8-R39/HB-16-AR-1 (Qualified at 120V Only) | Indoor Luminaires | High-Bay | High-Bay Luminaires for Commercial and Industrial Buildings | Standard | TRUE | 12230 | 88.2 | 138.74 | 7.68 | 0.9952 | 3114 | 81 | 5 | 50000 | 41843 |  |  | NotYetVerified |  | 3 | 10394 |  | 130 |  |  | 3000 | 80
P00001K9Q | 3NLED LIGHTING USA INC. | 3NlED | SNHB-200W 5000K | Indoor Luminaires | High-Bay | High-Bay Luminaires for Commercial and Industrial Buildings | Standard | TRUE | 16085 | 81.717 | 196.84 | 12.42 | 0.947 | 5026 | 72 | 5 | 50000 | 41843 |  |  | NotYetVerified |  | 3 |  | 90 | 200 |  | 0.9 | 5000 | 70
P00001K9P | 3NLED LIGHTING USA INC. | 3NlED | SNHB-150W 5000K | Indoor Luminaires | High-Bay | High-Bay Luminaires for Commercial and Industrial Buildings | Standard | TRUE | 12028 | 81.054 | 148.39 | 10.71 | 0.947 | 4855 | 71.4 | 5 | 50000 | 41843 |  |  | NotYetVerified |  | 3 |  | 90 | 150 |  | 0.9 | 5000 | 70
P00001K9O | 3NLED LIGHTING USA INC. | 3NlED | SNHB-120W 5000K | Indoor Luminaires | High-Bay | High-Bay Luminaires for Commercial and Industrial Buildings | Standard | TRUE | 9469 | 80.305 | 117.91 | 15.78 | 0.9159 | 4956 | 71.3 | 5 | 50000 | 41843 |  |  | NotYetVerified |  | 3 |  | 90 | 120 |  | 0.9 | 5000 | 70
P00001KV1 | Sincerity Optoelectronics Corp. | Sincerity EPOCH | EP150-50026-NE [NARROW BEAM ONLY] | Indoor Luminaires | High-Bay | High-Bay Luminaires for Commercial and Industrial Buildings | Standard | TRUE | 10139.96 | 84.44 | 120.09 | 13.01 | 0.888 | 5004 | 84.5 | 5 | 50000 | 41842 |  |  | NotYetVerified |  | 3 | 12500 |  | 150 |  |  | 5000 | 80
P7VEJR3E | ProLumin Lighting LLC | ProLumin | PL-BAY-160W-WW-AN | Indoor Luminaires | High-Bay | High-Bay Luminaires for Commercial and Industrial Buildings | Standard | TRUE | 15354 | 96.76 | 158.68 | 14.3 | 0.967 | 3003.9 | 79.3 | 5 | 50000 | 41841 |  |  | NotYetVerified |  | 3 | 15000 | 90 | 160 |  | 0.99 | 3000
P00001KV5 | Shanghai Sheenly Lighting Co. Ltd. | SHEENLY | SL-BAY-160W-WW-AN (120Â° beam angle) | Indoor Luminaires | High-Bay | High-Bay Luminaires for Commercial and Industrial Buildings | Standard | TRUE | 15354 | 96.76 | 158.68 | 14.3 | 0.967 | 3003.9 | 79.3 | 5 | 50000 | 41841 |  |  | NotYetVerified |  | 3 | 15000 | 90 | 160 |  | 0.99 | 3000
PU5KJA36 | ProLumin Lighting LLC | ProLumin | PL-BAY-230W-WW-AN | Indoor Luminaires | High-Bay | High-Bay Luminaires for Commercial and Industrial Buildings | Standard | TRUE | 20970 | 95.45 | 219.7 | 23.5 | 0.961 | 3011.6 | 79 | 5 | 50000 | 41841 |  |  | NotYetVerified |  | 3 | 20000 | 90 | 230 |  | 0.99 | 3000
P00001KV8 | Shanghai Sheenly Lighting Co. Ltd. | SHEENLY | SL-BAY-230W-WW-AN (120Â° beam angle) | Indoor Luminaires | High-Bay | High-Bay Luminaires for Commercial and Industrial Buildings | Standard | TRUE | 20970 | 95.45 | 219.7 | 23.5 | 0.961 | 3011.6 | 79 | 5 | 50000 | 41841 |  |  | NotYetVerified |  | 3 | 20000 | 90 | 230 |  | 0.99 | 3000
P00001IXW | Torreya LED Lighting LTD | Torreya LED Lighting | TANHB-200-120-5K [SAMSUNG CHIP] | Indoor Luminaires | High-Bay | High-Bay Luminaires for Commercial and Industrial Buildings | Standard | TRUE | 19138.64 | 94.42 | 202.7 | 14.2 | 0.952 | 5082 | 72.3 | 5 | 50000 | 41841 |  |  | NotYetVerified |  | 3 | 19000 | 94 | 200 |  | 0.95 | 5000 | 72
P000005TT | Bravoled Lighting Manufacturing Co. Ltd. | Bravoled Lighting | BL-HB03-200W-277-50K [SUMSUNG CHIP] | Indoor Luminaires | High-Bay | High-Bay Luminaires for Commercial and Industrial Buildings | Standard | TRUE | 19138.64 | 94.42 | 202.7 | 14.2 | 0.952 | 5082 | 72.3 | 5 | 50000 | 41841 |  |  | NotYetVerified |  | 3 | 19000 | 94 | 200 |  | 0.95 | 5000 | 72
PQE2AAH7 | ProLumin Lighting LLC | ProLumin | PL-BAY-230W-PW-AN | Indoor Luminaires | High-Bay | High-Bay Luminaires for Commercial and Industrial Buildings | Standard | FALSE | [9 empty] | 41841 |  |  | NotYetVerified |  | 3 | 20000 | 90 | 230 |  | 0.99 | 5700
PN9PVQG5 | ProLumin Lighting LLC | ProLumin | PL-BAY-160W-PW-AN | Indoor Luminaires | High-Bay | High-Bay Luminaires for Commercial and Industrial Buildings | Standard | FALSE | [9 empty] | 41841 |  |  | NotYetVerified |  | 3 | 15000 | 90 | 160 |  | 0.99 | 5700
PGQAM5WW | ProLumin Lighting LLC | ProLumin | PL-BAY-230W-NW-AN | Indoor Luminaires | High-Bay | High-Bay Luminaires for Commercial and Industrial Buildings | Standard | FALSE | [9 empty] | 41841 |  |  | NotYetVerified |  | 3 | 20000 | 90 | 230 |  | 0.99 | 4000
PR5GX6JA | ProLumin Lighting LLC | ProLumin | PL-BAY-160W-NW-AN | Indoor Luminaires | High-Bay | High-Bay Luminaires for Commercial and Industrial Buildings | Standard | FALSE | [9 empty] | 41841 |  |  | NotYetVerified |  | 3 | 15000 | 90 | 160 |  | 0.99 | 4000
P00001KVA | Shanghai Sheenly Lighting Co. Ltd. | SHEENLY | SL-BAY-230W-PW-AN (120Â° beam angle) | Indoor Luminaires | High-Bay | High-Bay Luminaires for Commercial and Industrial Buildings | Standard | FALSE | [9 empty] | 41841 |  |  | NotYetVerified |  | 3 | 20000 | 90 | 230 |  | 0.99 | 5700
P00001KV7 | Shanghai Sheenly Lighting Co. Ltd. | SHEENLY | SL-BAY-160W-PW-AN (120Â° beam angle) | Indoor Luminaires | High-Bay | High-Bay Luminaires for Commercial and Industrial Buildings | Standard | FALSE | [9 empty] | 41841 |  |  | NotYetVerified |  | 3 | 15000 | 90 | 160 |  | 0.99 | 5700
P00001KV9 | Shanghai Sheenly Lighting Co. Ltd. | SHEENLY | SL-BAY-230W-NW-AN (120Â° beam angle) | Indoor Luminaires | High-Bay | High-Bay Luminaires for Commercial and Industrial Buildings | Standard | FALSE | [9 empty] | 41841 |  |  | NotYetVerified |  | 3 | 20000 | 90 | 230 |  | 0.99 | 4000
P00001KV6 | Shanghai Sheenly Lighting Co. Ltd. | SHEENLY | SL-BAY-160W-NW-AN (120Â° beam angle) | Indoor Luminaires | High-Bay | High-Bay Luminaires for Commercial and Industrial Buildings | Standard | FALSE | [9 empty] | 41841 |  |  | NotYetVerified |  | 3 | 15000 | 90 | 160 |  | 0.99 | 4000
P00000YDL | Juno Lighting LLC | Acculite | E3-A045-4K-[120V ONLY]-S16[R] | Indoor Luminaires | High-Bay | Low-Bay Luminaires for Commercial and Industrial Buildings | Standard | TRUE | 5949 | 99.3 | 59.9 | 10.39 | 0.986 | 3890 | 82.78 | 5 |  | 41838 |  |  | NotYetVerified |  | 3 | 5949 | 99.3 | 59.9 | 10.54 | 0.986 | 3890 | 82
P00000YDJ | Juno Lighting LLC | Acculite | E3-A045-3K-[120V ONLY]-S16[R] | Indoor Luminaires | High-Bay | Low-Bay Luminaires for Commercial and Industrial Buildings | Standard | TRUE | 5649 | 93.5 | 60.4 | 10.39 | 0.986 | 3004 | 82.24 | 5 |  | 41838 |  |  | NotYetVerified |  | 3 | 5649 | 93.5 | 60.4 | 10.39 | 0.986 | 3004 | 82
P00001DZ7 | Yaham Optoelectronics Co. Ltd. | Yaham | YHL-ID-100-HB-VD | Indoor Luminaires | High-Bay | High-Bay Luminaires for Commercial and Industrial Buildings | Standard | TRUE | 9083.9 | 90.9 | 99.93 | 14.27 | 0.9773 | 5293 | 78 | 5 | 50000 | 41838 |  |  | NotYetVerified |  | 3 | 9000 | 90 | 100 | 15 | 0.95 | 4500 | 75
P00001DZ8 | Yaham Optoelectronics Co. Ltd. | Yaham | YHL-ID-120-HB-VD | Indoor Luminaires | High-Bay | High-Bay Luminaires for Commercial and Industrial Buildings | Standard | TRUE | 11102 | 94.33 | 117.7 | 16.53 | 0.9763 | 5218 | 77 | 5 | 50000 | 41838 |  |  | NotYetVerified |  | 3 | 11000 | 90 | 120 | 15 | 0.95 | 4500 | 75
P00001GQS | Spectrum Lighting | Spectrum Lighting | ALOCTV22LEDGV220W40K | Indoor Luminaires | High-Bay | High-Bay Luminaires for Commercial and Industrial Buildings | Standard | TRUE | 19924 | 87.35 | 228.1 | 9.47 | 0.952 | 4280 | 82.7 | 5 |  | 41838 |  |  | NotYetVerified |  | 3 |  |  | 220 |  |  | 4000
P00001DZ9 | Yaham Optoelectronics Co. Ltd. | Yaham | YHL-ID-150-HB-VD | Indoor Luminaires | High-Bay | High-Bay Luminaires for Commercial and Industrial Buildings | Standard | TRUE | 13821 | 94.42 | 146.4 | 14.06 | 0.95 | 5103 | 77 | 5 | 50000 | 41838 |  |  | NotYetVerified |  | 3 | 13500 | 90 | 150 | 15 | 0.95 | 4500 | 75
P00000YDK | Juno Lighting LLC | Acculite | E3-A090-3K-[120-277V]-S16[R] | Indoor Luminaires | High-Bay | Low-Bay Luminaires for Commercial and Industrial Buildings | Standard | TRUE | 10140 | 79.97 | 126.8 | 13.35 | 0.939 | 3004 | 82.24 | 5 |  | 41838 |  |  | NotYetVerified |  | 3 | 10140 | 79.97 | 126.8 | 6.91 | 0.996 | 3004 | 82
P00001L49 | HiLumz USA LLC | HiLumz | DZ130-50K-DV150-277-V | Indoor Retrofit Kit | High-Bay | Retrofit Kits for High-Bay Luminaires for Commercial and Industrial Buildings | Standard | TRUE | 13703.8 | 95 | 144.33 | 14 | 0.93 | 4804 | 76 | 5 | 80000 | 41838 |  |  | NotYetVerified |  | 3 | 14100 | 108.5 | 130 |  |  | 5300 | 75
P00001KWP | Hangzhou Hpwinner Opto Corporation | HPWINNER | TF1AS-2-120-3000 | Indoor Luminaires | High-Bay | High-Bay Luminaires for Commercial and Industrial Buildings | Standard | TRUE | 9276 | 78.3 | 118.46 | 13.84 | 0.928 | 3122 | 72.4 | 5 | 50000 | 41838 |  |  | NotYetVerified |  | 3 | 9276 | 78 | 118 | 14 | 0.99 | 3000 | 72
P00001DZA | Yaham Optoelectronics Co. Ltd. | Yaham | YHL-ID-180-HB-VD | Indoor Luminaires | High-Bay | High-Bay Luminaires for Commercial and Industrial Buildings | Standard | TRUE | 16572 | 95.79 | 173 | 19.22 | 0.8921 | 5062 | 76.4 | 5 | 50000 | 41838 |  |  | NotYetVerified |  | 3 | 16200 | 90 | 180 | 15 | 0.95 | 4500 | 75
P00000YDP | Juno Lighting LLC | Acculite | E3-A060-4K-[120-277V]-S16[R] | Indoor Luminaires | High-Bay | Low-Bay Luminaires for Commercial and Industrial Buildings | Standard | FALSE | [9 empty] | 41838 |  |  | NotYetVerified |  | 3 | 7793 | 99.35 | 78.33 | 9.69 | 0.989 | 3890 | 82
P00000YDS | Juno Lighting LLC | Acculite | E3-A075-4K-[120-277V]-S16[R] | Indoor Luminaires | High-Bay | Low-Bay Luminaires for Commercial and Industrial Buildings | Standard | FALSE | [9 empty] | 41838 |  |  | NotYetVerified |  | 3 | 9431 | 93.34 | 100.89 | 6.94 | 0.994 | 3890 | 82
P00000YDU | Juno Lighting LLC | Acculite | E3-A090-4K-[120-277V]-S16[R] | Indoor Luminaires | High-Bay | Low-Bay Luminaires for Commercial and Industrial Buildings | Standard | FALSE | [9 empty] | 41838 |  |  | NotYetVerified |  | 3 | 10677 | 84.77 | 125.79 | 6.91 | 0.996 | 3890 | 82
P00000YDM | Juno Lighting LLC | Acculite | E3-A045-35K-[120V ONLY]-S16[R] | Indoor Luminaires | High-Bay | Low-Bay Luminaires for Commercial and Industrial Buildings | Standard | FALSE | [9 empty] | 41838 |  |  | NotYetVerified |  | 3 | 5799 | 96.4 | 60.15 | 10.54 | 0.986 | 3500 | 82
P00000YDO | Juno Lighting LLC | Acculite | E3-A060-35K-[120-277V]-S16[R] | Indoor Luminaires | High-Bay | Low-Bay Luminaires for Commercial and Industrial Buildings | Standard | FALSE | [9 empty] | 41838 |  |  | NotYetVerified |  | 3 | 7597 | 96.54 | 78.64 | 9.69 | 0.989 | 3500 | 82
P00000YDR | Juno Lighting LLC | Acculite | E3-A075-35K-[120-277V]-S16[R] | Indoor Luminaires | High-Bay | Low-Bay Luminaires for Commercial and Industrial Buildings | Standard | FALSE | [9 empty] | 41838 |  |  | NotYetVerified |  | 3 | 9193 | 90.7 | 101.29 | 6.94 | 0.994 | 3500 | 82
P00000YDT | Juno Lighting LLC | Acculite | E3-A090-35K-[120-277V]-S16[R] | Indoor Luminaires | High-Bay | Low-Bay Luminaires for Commercial and Industrial Buildings | Standard | FALSE | [9 empty] | 41838 |  |  | NotYetVerified |  | 3 | 10409 | 82.37 | 126.29 | 6.91 | 0.996 | 3500 | 82
P00000YDN | Juno Lighting LLC | Acculite | E3-A060-3K-[120-277V]-S16[R] | Indoor Luminaires | High-Bay | Low-Bay Luminaires for Commercial and Industrial Buildings | Standard | FALSE | [9 empty] | 41838 |  |  | NotYetVerified |  | 3 | 7401 | 93.73 | 78.96 | 9.69 | 0.989 | 3004 | 82
P00000YDQ | Juno Lighting LLC | Acculite | E3-A075-3K-[120-277V]-S16[R] | Indoor Luminaires | High-Bay | Low-Bay Luminaires for Commercial and Industrial Buildings | Standard | FALSE | [9 empty] | 41838 |  |  | NotYetVerified |  | 3 | 8956 | 88.06 | 101.7 | 6.94 | 0.994 | 3004 | 82
P00001KWT | Hangzhou Hpwinner Opto Corporation | HPWINNER | TF1AS-2-120-5700 | Indoor Luminaires | High-Bay | High-Bay Luminaires for Commercial and Industrial Buildings | Standard | FALSE | [9 empty] | 41838 | Not Yet Verified | Not Yet Verified | NotYetVerified |  | 3 | 10754 | 90 | 119 | 14 | 0.99 | 5700 | 72
P00001KWS | Hangzhou Hpwinner Opto Corporation | HPWINNER | TF1AS-2-120-5000 | Indoor Luminaires | High-Bay | High-Bay Luminaires for Commercial and Industrial Buildings | Standard | FALSE | [9 empty] | 41838 | Not Yet Verified | Not Yet Verified | NotYetVerified |  | 3 | 9500 | 79 | 120 | 14 | 0.99 | 5000 | 70
P00001KWR | Hangzhou Hpwinner Opto Corporation | HPWINNER | TF1AS-2-120-4000 | Indoor Luminaires | High-Bay | High-Bay Luminaires for Commercial and Industrial Buildings | Standard | FALSE | [9 empty] | 41838 | Not Yet Verified | Not Yet Verified | NotYetVerified |  | 3 | 9400 | 78 | 120 | 14 | 0.99 | 4000 | 70
P00001KWQ | Hangzhou Hpwinner Opto Corporation | HPWINNER | TF1AS-2-120-3500 | Indoor Luminaires | High-Bay | High-Bay Luminaires for Commercial and Industrial Buildings | Standard | FALSE | [9 empty] | 41838 | Not Yet Verified | Not Yet Verified | NotYetVerified |  | 3 | 9300 | 78 | 120 | 14 | 0.99 | 3500 | 70
P00001L4E | Gled Technology Inc. | GLED | ML35-12050-NGX | Indoor Luminaires | High-Bay | High-Bay Luminaires for Commercial and Industrial Buildings | Standard | TRUE | 10968.94 | 91.27 | 120.18 | 9.3 | 0.96 | 5002 | 74.8 | 5 |  | 41837 |  |  | NotYetVerified |  | 3 | 9800 | 81 | 120 |  |  | 5000 | 70
P00000UNF | Howard Lighting | Howard Lighting | HLED11W4KDMV00D | Indoor Luminaires | High-Bay | High-Bay Luminaires for Commercial and Industrial Buildings | Standard | TRUE | 9065 | 85.6 | 105.9 | 10.4 | 0.956 | 4084 | 85 | 5 | 100000 | 41837 |  |  | NotYetVerified |  | 3 | 9065 | 85.6 | 105.9 | 5.1 | 0.997 | 4084 | 85
P00001L4D | Gled Technology Inc. | GLED | ML35-12050-SGX | Indoor Luminaires | High-Bay | High-Bay Luminaires for Commercial and Industrial Buildings | Standard | TRUE | 12249.73 | 104.81 | 116.88 | 9.67 | 0.956 | 4994 | 75 | 5 |  | 41837 |  |  | NotYetVerified |  | 3 | 11000 | 81 | 120 |  |  | 5000 | 70
P00000UND | Howard Lighting | Howard Lighting | HLED08W4KDMV00D | Indoor Luminaires | High-Bay | Low-Bay Luminaires for Commercial and Industrial Buildings | Standard | TRUE | 6781 | 89.9 | 75.4 | 11.4 | 0.954 | 4068 | 85 | 5 | 100000 | 41837 |  |  | NotYetVerified |  | 3 | 6781 | 89.9 | 75.4 | 6.2 | 0.997 | 4068 | 85
P00001L4F | Gled Technology Inc. | GLED | ML35-10050-SGX | Indoor Luminaires | High-Bay | High-Bay Luminaires for Commercial and Industrial Buildings | Standard | TRUE | 11048.14 | 108.45 | 101.87 | 7.73 | 0.954 | 4987 | 75 | 5 |  | 41837 |  |  | NotYetVerified |  | 3 | 10100 | 101 | 100 |  |  | 5000 | 70
P00000UNG | Howard Lighting | Howard Lighting | HLED20W5KDMV00D | Indoor Luminaires | High-Bay | High-Bay Luminaires for Commercial and Industrial Buildings | Standard | TRUE | 16765 | 89.3 | 187.8 | 11.1 | 0.951 | 5152 | 86 | 5 | 100000 | 41837 |  |  | NotYetVerified |  | 3 | 16765 | 89.3 | 187.8 | 5.2 | 0.997 | 5152 | 86
P00001L4B | Gled Technology Inc. | GLED | ML35-15050-NGX | Indoor Luminaires | High-Bay | High-Bay Luminaires for Commercial and Industrial Buildings | Standard | TRUE | 12472.57 | 84.03 | 148.43 | 12.44 | 0.938 | 5052 | 74.2 | 5 |  | 41837 |  |  | NotYetVerified |  | 3 | 12200 | 81 | 150 |  |  | 5000
P00001L4C | Gled Technology Inc. | GLED | ML35-15050-SGX | Indoor Luminaires | High-Bay | High-Bay Luminaires for Commercial and Industrial Buildings | Standard | TRUE | 14616.8 | 96.49 | 151.49 | 11.83 | 0.938 | 5052 | 75.1 | 5 |  | 41837 |  |  | NotYetVerified |  | 3 | 13400 | 81 | 150 |  |  | 5000 | 70
P00000UNM | Howard Lighting | Howard Lighting | HLED24W5KDMV00D | Indoor Luminaires | High-Bay | High-Bay Luminaires for Commercial and Industrial Buildings | Standard | FALSE | [9 empty] | 41837 |  |  | NotYetVerified |  | 3 | 20031.51 | 87.21 | 229.7 | 6.1 | 0.996 | 5169 | 85
P00000UNL | Howard Lighting | Howard Lighting | HLED12W5KDMV00D | Indoor Luminaires | High-Bay | High-Bay Luminaires for Commercial and Industrial Buildings | Standard | FALSE | [9 empty] | 41837 |  |  | NotYetVerified |  | 3 | 10016.16 | 87.4 | 114.6 | 7.1 | 0.997 | 5153 | 85
P00000UNK | Howard Lighting | Howard Lighting | HLED11W5KDMV00D | Indoor Luminaires | High-Bay | High-Bay Luminaires for Commercial and Industrial Buildings | Standard | FALSE | [9 empty] | 41837 |  |  | NotYetVerified |  | 3 | 9125.22 | 86.52 | 105.47 | 5.1 | 0.996 | 5128 | 85
P00000UNE | Howard Lighting | Howard Lighting | HLED08W5KDMV00D | Indoor Luminaires | High-Bay | Low-Bay Luminaires for Commercial and Industrial Buildings | Standard | FALSE | [9 empty] | 41837 |  |  | NotYetVerified |  | 3 | 6826 | 88.8 | 76.9 | 6.2 | 0.998 | 5107 | 85
P00000UNJ | Howard Lighting | Howard Lighting | HLED24W4KDMV00D | Indoor Luminaires | High-Bay | High-Bay Luminaires for Commercial and Industrial Buildings | Standard | FALSE | [9 empty] | 41837 |  |  | NotYetVerified |  | 3 | 19899.31 | 87.86 | 226.5 | 6.1 | 0.996 | 4117 | 85
P00000UNH | Howard Lighting | Howard Lighting | HLED12W4KDMV00D | Indoor Luminaires | High-Bay | High-Bay Luminaires for Commercial and Industrial Buildings | Standard | FALSE | [9 empty] | 41837 |  |  | NotYetVerified |  | 3 | 9950.06 | 88.05 | 113 | 7.1 | 0.997 | 4105 | 85
P00000UNI | Howard Lighting | Howard Lighting | HLED20W4KDMV00D | Indoor Luminaires | High-Bay | High-Bay Luminaires for Commercial and Industrial Buildings | Standard | FALSE | [9 empty] | 41837 |  |  | NotYetVerified |  | 3 | 16654.36 | 87.24 | 190.9 | 5.2 | 0.995 | 4103 | 85
P00001DYY | XtraLight Manufacturing Ltd. | XtraLight | LHRLED206200X5XUINXXD2XXWPP (ALL HOUSING COLORS) | Indoor Luminaires | High-Bay | High-Bay Luminaires for Commercial and Industrial Buildings | Standard | TRUE | 18944 | 101.1 | 187.26 | 7.63 | 0.9708 | 5281 | 78.04 | 10 | 100000 | 41836 |  |  | NotYetVerified |  | 3 |  |  | 100 | 20 | 0.9 | 5000
P00000400 | Acuity Brands Lighting | Holophane | HXPL 5L 4 2T XX | Indoor Luminaires | High-Bay | Low-Bay Luminaires for Commercial and Industrial Buildings | Standard | TRUE | 5450 | 116 | 46.9 | 17.4 | 0.956 | 4097 | 84 |  |  | 41836 |  |  | NotYetVerified |  | 3 | 5450 | 116 | 46.9 | 17.4 | 0.956 | 4097 | 84
P00001DYZ | XtraLight Manufacturing Ltd. | XtraLight | LHRLED206140X5XUINXXD2XXWPP (ALL HOUSING COLORS ) | Indoor Luminaires | High-Bay | High-Bay Luminaires for Commercial and Industrial Buildings | Standard | TRUE | 14864 | 109 | 136.39 | 8.82 | 0.95 | 5188 | 77.73 | 10 | 100000 | 41836 |  |  | NotYetVerified |  | 3 |  |  |  | 20 | 0.9 | 5000
P000003ZW | Acuity Brands Lighting | Holophane | HMRL 8L 2 XX | Indoor Luminaires | High-Bay | Low-Bay Luminaires for Commercial and Industrial Buildings | Standard | TRUE | 7257 | 89.7 | 80.9 | 16.6 | 0.912 | 5118 | 83 | 5 | 50000 | 41836 |  |  | NotYetVerified |  | 3 | 7257 | 89.7 | 80.9 | 16.6 | 0.912 | 5118 | 83
P000003ZX | Acuity Brands Lighting | Holophane | HMRL 10L 4 XX | Indoor Luminaires | High-Bay | Low-Bay Luminaires for Commercial and Industrial Buildings | Standard | FALSE | [9 empty] | 41836 | Not Yet Verified | Not Yet Verified | NotYetVerified |  | 3 | 7309 | 90 | 81.1 | 16.6 | 0.912 | 5507 | 84
P00000402 | Acuity Brands Lighting | Holophane | HXPL 10L 4 4T XX | Indoor Luminaires | High-Bay | Low-Bay Luminaires for Commercial and Industrial Buildings | Standard | FALSE | [9 empty] | 41836 | Not Yet Verified | Not Yet Verified | NotYetVerified |  | 3 | 10918 | 116 | 93.6 | 18 | 0.952 | 4153 | 84
P00000401 | Acuity Brands Lighting | Holophane | HXPL 8L 4 3T XX | Indoor Luminaires | High-Bay | Low-Bay Luminaires for Commercial and Industrial Buildings | Standard | FALSE | [9 empty] | 41836 | Not Yet Verified | Not Yet Verified | NotYetVerified |  | 3 | 8220 | 111 | 73.5 | 18.8 | 0.94 | 4122 | 84
P00000PC1 | Cree Inc. | Cree CXB High Bay | CXB-23L-40K-U-x-xx w/CXBW16+CL16 | Indoor Luminaires | High-Bay | High-Bay Luminaires for Commercial and Industrial Buildings | Standard | TRUE | 23378 | 103.58 | 226.29 | 6.78 | 0.976 | 4025 | 74 | 10 | 50000 | 41835 |  |  | NotYetVerified | White Acrylic Reflector + Clear Cone Bottom Lens | 3 | 23250 | 96.9 | 240 | 10 | 0.9 | 4000 | 70
P00001848 | Relume Technologies | Relume Technologies | ISB400-W1-PC-NW-UL1-*-*-*-*-* | Indoor Luminaires | High-Bay | High-Bay Luminaires for Commercial and Industrial Buildings | Standard | TRUE | 12319 | 84 | 146.7 | 7.92 | 0.968 | 4715 | 75.8 | 5 |  | 41835 |  |  | NotYetVerified |  | 3 | 13820 | 93.3 | 148.1 | 20 | 0.98 |  | 68.8
P00001KWK | Hangzhou Hpwinner Opto Corporation | HPWINNER | TF1AN-4-160-3000 | Indoor Luminaires | High-Bay | High-Bay Luminaires for Commercial and Industrial Buildings | Standard | TRUE | 14427.8 | 89.5 | 161.26 | 8.08 | 0.948 | 3053 | 72.6 | 5 | 50000 | 41835 |  |  | NotYetVerified |  | 3 | 14428 | 90 | 161 | 8 | 0.99 | 3000 | 73
P00001EBJ | Coronet Inc. | DP LED | DP-LED-2/4-RB-FR-L | Indoor Luminaires | High-Bay | Low-Bay Luminaires for Commercial and Industrial Buildings | Standard | TRUE | 7355 | 91.8 | 80.089 | 18.286 | 0.9091 | 4026 | 83.4 | 5 | 35000 | 41835 |  |  | NotYetVerified |  | 3 | 7355 |  | 80 |  | 0.9 | 4000
PXJNKBVK | Technical Consumer Products | TCP | TCPLB4UNI841KYYYXXXXWGPWLUUU | Indoor Luminaires | High-Bay | High-Bay Luminaires for Commercial and Industrial Buildings | Standard | TRUE | 7249 | 82.8 | 87.5 | 20.33 | 0.8914 | 4058 | 81.8 | 5 | 50000 | 41835 |  |  | NotYetVerified |  | 3 | 7248 | 82.93 | 87.5 | 20.33 | 0.8914 | 4058 | 82
PZS69MJ9 | Technical Consumer Products | TCP | TCPLB4UNI850KYYYXXXXUUU | Indoor Luminaires | High-Bay | High-Bay Luminaires for Commercial and Industrial Buildings | Standard | TRUE | 9766 | 112.1 | 87.1 | 20.71 | 0.8904 | 5080 | 83 | 5 | 50000 | 41835 |  |  | NotYetVerified |  | 3 | 9301.39 | 106.3 | 87.5 | 20.33 | 0.8914 | 5000 | 81.5
P78WDDSQ | Technical Consumer Products | TCP | TCPLB4UNI850KYYYXXXXPWLUUU | Indoor Luminaires | High-Bay | High-Bay Luminaires for Commercial and Industrial Buildings | Standard | FALSE | [9 empty] | 41835 |  |  | NotYetVerified |  | 3 | 8524.94 | 97.43 | 87.5 | 20.33 | 0.8914 | 5000 | 81.9
PMUXSR34 | Technical Consumer Products | TCP | TCPLB4UNI850KYYYXXXXWGPWLUUU | Indoor Luminaires | High-Bay | High-Bay Luminaires for Commercial and Industrial Buildings | Standard | FALSE | [9 empty] | 41835 |  |  | NotYetVerified |  | 3 | 7682.88 | 87.8 | 87.5 | 20.33 | 0.8914 | 5000 | 81.8
PMA4H3W6 | Technical Consumer Products | TCP | TCPLB4UNI850KYYYXXXXWGUUU | Indoor Luminaires | High-Bay | High-Bay Luminaires for Commercial and Industrial Buildings | Standard | FALSE | [9 empty] | 41835 |  |  | NotYetVerified |  | 3 | 8384.39 | 95.82 | 87.5 | 20.33 | 0.8914 | 5000 | 81.5
PAP41XHX | Technical Consumer Products | TCP | TCPLB4UNI841KYYYXXXXPWLUUU | Indoor Luminaires | High-Bay | High-Bay Luminaires for Commercial and Industrial Buildings | Standard | FALSE | [9 empty] | 41835 |  |  | NotYetVerified |  | 3 | 8042.4 | 92.12 | 87.5 | 20.33 | 0.8914 | 4058 | 81.9
PDR59QTA | Technical Consumer Products | TCP | TCPLB4UNI841KYYYXXXXWGUUU | Indoor Luminaires | High-Bay | High-Bay Luminaires for Commercial and Industrial Buildings | Standard | FALSE | [9 empty] | 41835 |  |  | NotYetVerified |  | 3 | 7909.8 | 90.4 | 87.5 | 20.33 | 0.8914 | 4048 | 81.5
P7DRK8P5 | Technical Consumer Products | TCP | TCPLB4UNI841KYYYXXXXUUU | Indoor Luminaires | High-Bay | High-Bay Luminaires for Commercial and Industrial Buildings | Standard | FALSE | [9 empty] | 41835 |  |  | NotYetVerified |  | 3 | 8774.9 | 100.29 | 87.5 | 20.33 | 0.8914 | 4044 | 81.5
P00000PC3 | Cree Inc. | Cree CXB High Bay | CXB-23L-40K-U-x-xx w/CXBP16 | Indoor Luminaires | High-Bay | High-Bay Luminaires for Commercial and Industrial Buildings | Standard | FALSE | [9 empty] | 41835 |  |  | NotYetVerified | Clear Prismatic Reflector | 3 | 25500 | 106.25 | 240 | 10 | 0.9 | 4000 | 70
P00000PC2 | Cree Inc. | Cree CXB High Bay | CXB-23L-40K-U-x-xx w/CXBA16N | Indoor Luminaires | High-Bay | High-Bay Luminaires for Commercial and Industrial Buildings | Standard | FALSE | [9 empty] | 41835 |  |  | NotYetVerified | Aluminium Reflector | 3 | 25500 | 106.25 | 240 | 10 | 0.9 | 4000 | 70
P00000PC6 | Cree Inc. | Cree CXB High Bay | CXB-23L-40K-U-x-xx w/CXBW16 | Indoor Luminaires | High-Bay | High-Bay Luminaires for Commercial and Industrial Buildings | Standard | FALSE | [9 empty] | 41835 |  |  | NotYetVerified | White Acrylic Reflector | 3 | 24375 | 101.56 | 240 | 10 | 0.9 | 4000 | 70
P00000PC4 | Cree Inc. | Cree CXB High Bay | CXB-23L-40K-U-x-xx w/CXBP16+CL16 | Indoor Luminaires | High-Bay | High-Bay Luminaires for Commercial and Industrial Buildings | Standard | FALSE | [9 empty] | 41835 |  |  | NotYetVerified | Clear Prismatic Reflector + Clear Cone Bottom Lens | 3 | 24000 | 100 | 240 | 10 | 0.9 | 4000 | 70
P00000PC5 | Cree Inc. | Cree CXB High Bay | CXB-23L-40K-U-x-xx w/CXBP16+DL16 | Indoor Luminaires | High-Bay | High-Bay Luminaires for Commercial and Industrial Buildings | Standard | FALSE | [9 empty] | 41835 |  |  | NotYetVerified | Clear Prismatic Reflector + Clear Prismatic Drop Lens | 3 | 23750 | 98.96 | 240 | 10 | 0.9 | 4000 | 70
P00000PC7 | Cree Inc. | Cree CXB High Bay | CXB-23L-40K-U-x-xx w/CXBW16+DL16 | Indoor Luminaires | High-Bay | High-Bay Luminaires for Commercial and Industrial Buildings | Standard | FALSE | [9 empty] | 41835 |  |  | NotYetVerified | White Acrylic Reflector + Clear Prismatic Drop Lens | 3 | 23375 | 97.4 | 240 | 10 | 0.9 | 4000 | 70
P00001KWO | Hangzhou Hpwinner Opto Corporation | HPWINNER | TF1AN-4-160-5700 | Indoor Luminaires | High-Bay | High-Bay Luminaires for Commercial and Industrial Buildings | Standard | FALSE | [9 empty] | 41835 | Not Yet Verified | Not Yet Verified | NotYetVerified |  | 3 | 16019 | 99 | 162 | 8 | 0.99 | 5700 | 72
P00001KWN | Hangzhou Hpwinner Opto Corporation | HPWINNER | TF1AN-4-160-5000 | Indoor Luminaires | High-Bay | High-Bay Luminaires for Commercial and Industrial Buildings | Standard | FALSE | [9 empty] | 41835 | Not Yet Verified | Not Yet Verified | NotYetVerified |  | 3 | 15500 | 97 | 160 | 8 | 0.99 | 5000 | 70
P00001KWM | Hangzhou Hpwinner Opto Corporation | HPWINNER | TF1AN-4-160-4000 | Indoor Luminaires | High-Bay | High-Bay Luminaires for Commercial and Industrial Buildings | Standard | FALSE | [9 empty] | 41835 | Not Yet Verified | Not Yet Verified | NotYetVerified |  | 3 | 15000 | 94 | 160 | 8 | 0.99 | 4000 | 70
P00001KWL | Hangzhou Hpwinner Opto Corporation | HPWINNER | TF1AN-4-160-3500 | Indoor Luminaires | High-Bay | High-Bay Luminaires for Commercial and Industrial Buildings | Standard | FALSE | [9 empty] | 41835 | Not Yet Verified | Not Yet Verified | NotYetVerified |  | 3 | 14500 | 91 | 160 | 8 | 0.99 | 3500 | 70
P00001FPC | Mission LED Lighting Company Ltd. | Mission LED Lighting Company Ltd. | MS-HBS-020-HV-BV-200W | Indoor Luminaires | High-Bay | High-Bay Luminaires for Commercial and Industrial Buildings | Standard | TRUE | 16268 | 79.01 | 205.89 | 15.29 | 0.982 | 4929 | 78 | 5 | 36300 | 41834 |  |  | NotYetVerified |  | 3 | 17000 | 80 | 200 |  | 0.95 | 5000 | 80
P00001FPB | Mission LED Lighting Company Ltd. | Mission LED Lighting Company Ltd. | MS-HBS-019-HV-BV-150W | Indoor Luminaires | High-Bay | High-Bay Luminaires for Commercial and Industrial Buildings | Standard | TRUE | 12948 | 86.36 | 149.9 | 15.4 | 0.9749 | 5386 | 75 | 5 | 50000 | 41834 |  |  | NotYetVerified |  | 3 | 13000 | 82 | 158 |  | 0.95 | 5000 | 80
P00000WLE | Independence LED | IndependenceLED | VT2-42950K-70-N | Indoor Luminaires | High-Bay | Low-Bay Luminaires for Commercial and Industrial Buildings | Standard | TRUE | 6132 | 109 | 56.07 | 6.89 | 0.968 | 5302 | 71.9 | 5 | 50000 | 41834 |  |  | NotYetVerified |  | 3 | 6132 | 109 | 56 | 6.89 | 0.968 | 5000 | 72
P00001FP5 | Mission LED Lighting Company Ltd. | Mission LED Lighting Company Ltd. | MS-HBS-013-BV-150W-4.7K | Indoor Luminaires | High-Bay | High-Bay Luminaires for Commercial and Industrial Buildings | Standard | TRUE | 12302 | 81.19 | 151.52 | 10.13 | 0.952 | 4905 | 80 | 5 | 50000 | 41834 |  |  | NotYetVerified |  | 3 |  |  | 150 |  |  | 4700
P00001FP8 | Mission LED Lighting Company Ltd. | Mission LED Lighting Company Ltd. | MS-HBS-014-BV-200W-4.7K | Indoor Luminaires | High-Bay | High-Bay Luminaires for Commercial and Industrial Buildings | Standard | TRUE | 15795 | 79.51 | 198.66 | 17.83 | 0.946 | 5084 | 78 | 5 | 50000 | 41834 |  |  | NotYetVerified |  | 3 | 16000 | 80 | 200 |  | 0.95 | 4700 | 80
P00000QCF | DONGGUAN THAILIGHT SEMICONDUCTOR LIGHTING CO.LTD. | Thailight | TLHB1505HPDZZ | Indoor Luminaires | High-Bay | High-Bay Luminaires for Commercial and Industrial Buildings | Standard | TRUE | 12543 | 85.33 | 147 | 14.7 | 0.925 | 5046 | 73.1 | 5 | 50000 | 41834 |  |  | NotYetVerified |  | 3 | 12000 | 82 | 150 |  | 0.95 | 5000 | 70
P00001FPA | Mission LED Lighting Company Ltd. | Mission LED Lighting Company Ltd. | MS-HBS-014-BV-200W-5.5K | Indoor Luminaires | High-Bay | High-Bay Luminaires for Commercial and Industrial Buildings | Standard | FALSE | [9 empty] | 41834 |  |  | NotYetVerified |  | 3 | 16000 | 80 | 200 |  | 0.95 | 5500 | 80
P00001FP9 | Mission LED Lighting Company Ltd. | Mission LED Lighting Company Ltd. | MS-HBS-014-BV-200W-5K | Indoor Luminaires | High-Bay | High-Bay Luminaires for Commercial and Industrial Buildings | Standard | FALSE | [9 empty] | 41834 |  |  | NotYetVerified |  | 3 | 16000 | 80 | 200 |  | 0.95 | 5000 | 80
P00001J56 | Energy Efficient Lighting Co. Ltd. | EEL | VT54LED04-120M | Indoor Luminaires | High-Bay | Low-Bay Luminaires for Commercial and Industrial Buildings | Standard | TRUE | 5302 | 89.2 | 59.41 | 12.1 | 0.973 | 4131 | 82.7 | 5 | 50000 | 41831 |  |  | NotYetVerified |  | 3 | 5302 | 89.2 | 59.41 | 12.1 | 0.9798 | 4131 | 82.7
P00001IO1 | Big Ass Light Solutions | Big Ass Light | BAL-HBL1-14050100 | Indoor Luminaires | High-Bay | High-Bay Luminaires for Commercial and Industrial Buildings | Standard | TRUE | 14480 | 107.55 | 134.63 | 10.18 | 0.95 | 5026 | 84.2 | 7 |  | 41831 |  |  | NotYetVerified |  | 3 | 14480 | 107.55 | 134.63 | 6.85 | 0.995 | 5026 | 84.2
P00001IO0 | Big Ass Light Solutions | Big Ass Light | BAL-HBL1-14040103 | Indoor Luminaires | High-Bay | High-Bay Luminaires for Commercial and Industrial Buildings | Standard | TRUE | 13298.7 | 98.63 | 134.83 | 10.42 | 0.946 | 3862 | 83.1 | 7 |  | 41831 |  |  | NotYetVerified |  | 3 | 13299 | 98.63 | 134.83 | 7.12 | 0.996
P00001JCQ | RISE-LITE GROUP CO. LTD | RISELITE | RL-HB-100W-LV | Indoor Luminaires | High-Bay | Low-Bay Luminaires for Commercial and Industrial Buildings | Standard | TRUE | 7333.1 | 78.92 | 92.92 | 17.34 | 0.92 | 5247 | 83.5 | 5 | 50000 | 41831 |  |  | NotYetVerified |  | 3 | 7000 | 78 | 100 |  |  | 5000 | 80
P00001INS | Big Ass Light Solutions | Big Ass Light | BAL-HBL1-10050103 | Indoor Luminaires | High-Bay | High-Bay Luminaires for Commercial and Industrial Buildings | Standard | TRUE | 9442.1 | 95.71 | 98.65 | 14.05 | 0.911 | 5015 | 84.1 | 7 |  | 41831 |  |  | NotYetVerified |  | 3 | 9442 | 95.71 | 98.65 | 8.79 | 0.993
P00001JCR | RISE-LITE GROUP CO. LTD | RISELITE | RL-HB-150W-LV | Indoor Luminaires | High-Bay | High-Bay Luminaires for Commercial and Industrial Buildings | Standard | TRUE | 11301 | 77.85 | 141.7 | 12.76 | 0.91 | 5267 | 83.6 | 5 | 50000 | 41831 |  |  | NotYetVerified |  | 3 | 11000 | 78 | 150 |  |  | 5000 | 80
P00001J54 | Energy Efficient Lighting Co. Ltd. | EEL | VT80LED08-120M | Indoor Luminaires | High-Bay | Low-Bay Luminaires for Commercial and Industrial Buildings | Standard | TRUE | 6003 | 97.1 | 61.82 | 14.92 | 0.8916 | 4164 | 83.34 | 5 | 50000 | 41831 |  |  | NotYetVerified |  | 3 | 6003 | 97.1 | 62 |  |  | 4000 | 80
P00001J57 | Energy Efficient Lighting Co. Ltd. | EEL | VT54LED04-347 | Indoor Luminaires | High-Bay | Low-Bay Luminaires for Commercial and Industrial Buildings | Standard | FALSE | [9 empty] | 41831 |  |  | NotYetVerified |  | 3 | 5655 | 90.7 | 62.35 | 6.8 | 0.973 | 4137 | 82.72
P00001J55 | Energy Efficient Lighting Co. Ltd. | EEL | VT80LED08-347 | Indoor Luminaires | High-Bay | Low-Bay Luminaires for Commercial and Industrial Buildings | Standard | FALSE | [9 empty] | 41831 |  |  | NotYetVerified |  | 3 | 6003 | 97.1 | 62 |  |  | 4000 | 80
P00001INX | Big Ass Light Solutions | Big Ass Light | BAL-HBL1-10050100 | Indoor Luminaires | High-Bay | High-Bay Luminaires for Commercial and Industrial Buildings | Standard | FALSE | [9 empty] | 41831 | Not Yet Verified | Not Yet Verified | NotYetVerified |  | 3 | 10100 | 105.22 | 95.99 | 8.61 | 0.993 | 5015 | 84.1
P00001INU | Big Ass Light Solutions | Big Ass Light | BAL-HBL1-10040101 | Indoor Luminaires | High-Bay | High-Bay Luminaires for Commercial and Industrial Buildings | Standard | FALSE | [9 empty] | 41831 | Not Yet Verified | Not Yet Verified | NotYetVerified |  | 3 | 9769 | 99.03 | 98.65 | 8.79 | 0.993 | 3881 | 83.1
P00001IO3 | Big Ass Light Solutions | Big Ass Light | BAL-HBL1-14040101 | Indoor Luminaires | High-Bay | High-Bay Luminaires for Commercial and Industrial Buildings | Standard | FALSE | [9 empty] | 41831 | Not Yet Verified | Not Yet Verified | NotYetVerified |  | 3 | 13640 | 101.01 | 135.04 | 7.14 | 0.996 | 3862 | 83.1
P00001INT | Big Ass Light Solutions | Big Ass Light | BAL-HBL1-10040100 | Indoor Luminaires | High-Bay | High-Bay Luminaires for Commercial and Industrial Buildings | Standard | FALSE | [9 empty] | 41831 | Not Yet Verified | Not Yet Verified | NotYetVerified |  | 3 | 10260.7 | 104.01 | 98.65 | 8.79 | 0.993
P00001INV | Big Ass Light Solutions | Big Ass Light | BAL-HBL1-10040102 | Indoor Luminaires | High-Bay | High-Bay Luminaires for Commercial and Industrial Buildings | Standard | FALSE | [9 empty] | 41831 | Not Yet Verified | Not Yet Verified | NotYetVerified |  | 3 | 9781 | 99.15 | 98.65 | 8.79 | 0.993
P00001INZ | Big Ass Light Solutions | Big Ass Light | BAL-HBL1-10050102 | Indoor Luminaires | High-Bay | High-Bay Luminaires for Commercial and Industrial Buildings | Standard | FALSE | [9 empty] | 41831 | Not Yet Verified | Not Yet Verified | NotYetVerified |  | 3 | 9645 | 97.77 | 98.65 | 8.79 | 0.993
P00001INY | Big Ass Light Solutions | Big Ass Light | BAL-HBL1-10050101 | Indoor Luminaires | High-Bay | High-Bay Luminaires for Commercial and Industrial Buildings | Standard | FALSE | [9 empty] | 41831 | Not Yet Verified | Not Yet Verified | NotYetVerified |  | 3 | 9605 | 97.36 | 98.65 | 8.79 | 0.993
P00001INW | Big Ass Light Solutions | Big Ass Light | BAL-HBL1-10040103 | Indoor Luminaires | High-Bay | High-Bay Luminaires for Commercial and Industrial Buildings | Standard | FALSE | [9 empty] | 41831 | Not Yet Verified | Not Yet Verified | NotYetVerified |  | 3 | 9562 | 96.93 | 98.65 | 8.79 | 0.993
P00001IO5 | Big Ass Light Solutions | Big Ass Light | BAL-HBL1-14050101 | Indoor Luminaires | High-Bay | High-Bay Luminaires for Commercial and Industrial Buildings | Standard | FALSE | [9 empty] | 41831 | Not Yet Verified | Not Yet Verified | NotYetVerified |  | 3 | 13898 | 103.17 | 134.71 | 7.23 | 0.995
P00001IO6 | Big Ass Light Solutions | Big Ass Light | BAL-HBL1-14050102 | Indoor Luminaires | High-Bay | High-Bay Luminaires for Commercial and Industrial Buildings | Standard | FALSE | [9 empty] | 41831 | Not Yet Verified | Not Yet Verified | NotYetVerified |  | 3 | 13818 | 102.66 | 134.6 | 7.22 | 0.995
P00001IO4 | Big Ass Light Solutions | Big Ass Light | BAL-HBL1-14040102 | Indoor Luminaires | High-Bay | High-Bay Luminaires for Commercial and Industrial Buildings | Standard | FALSE | [9 empty] | 41831 | Not Yet Verified | Not Yet Verified | NotYetVerified |  | 3 | 13547 | 100.65 | 134.6 | 7.22 | 0.995
P00001IO7 | Big Ass Light Solutions | Big Ass Light | BAL-HBL1-14050103 | Indoor Luminaires | High-Bay | High-Bay Luminaires for Commercial and Industrial Buildings | Standard | FALSE | [9 empty] | 41831 | Not Yet Verified | Not Yet Verified | NotYetVerified |  | 3 | 13565 | 100.61 | 134.83 | 7.12 | 0.996
P00001IO2 | Big Ass Light Solutions | Big Ass Light | BAL-HBL1-14040100 | Indoor Luminaires | High-Bay | High-Bay Luminaires for Commercial and Industrial Buildings | Standard | FALSE | [9 empty] | 41831 | Not Yet Verified | Not Yet Verified | NotYetVerified |  | 3 | 14351 | 106.44 | 134.82 | 7.11 | 0.996
P00001KVB | GP Energy (Shanghai)Co.Ltd. | GP Energy | GPLHB150DLED35 | Indoor Luminaires | High-Bay | High-Bay Luminaires for Commercial and Industrial Buildings | Standard | TRUE | 14024.3 | 93.6 | 149.9 | 11.31 | 0.954 | 3332 | 87 | 5 | 50000 | 41830 |  |  | NotYetVerified |  | 3 | 14400 | 96 | 150 |  |  | 3500
P00001KVG | GP Energy (Shanghai)Co.Ltd. | GP Energy | GPLHB120DLED35 | Indoor Luminaires | High-Bay | High-Bay Luminaires for Commercial and Industrial Buildings | Standard | TRUE | 10826.5 | 88.8 | 120.5 | 14.36 | 0.9339 | 3333 | 86.8 | 5 | 50000 | 41830 |  |  | NotYetVerified |  | 3 | 11000 | 92 | 120 |  |  | 3500
P00001KVL | GP Energy (Shanghai)Co.Ltd. | GP Energy | GPLHB205DLED35 | Indoor Luminaires | High-Bay | High-Bay Luminaires for Commercial and Industrial Buildings | Standard | TRUE | 18628.5 | 92 | 202.5 | 9.49 | 0.9339 | 3340 | 87 | 5 | 50000 | 41830 |  |  | NotYetVerified |  | 3 | 19300 | 95 | 205 |  |  | 3500
P000015NH | Philips Optimum | Philips Optimum | RRL WD 8FT 06L UV 840 | Indoor Retrofit Kit | High-Bay | Retrofit Kits for Low-Bay Luminaires for Commercial and Industrial Buildings | Standard | TRUE | 6131 | 92.4 | 66.34 | 18.6 | 0.9 | 3962 | 83.5 | 5 | 70000 | 41830 |  |  | NotYetVerified |  | 3 | 6000 |  | 64 |  |  | 4000 | 80
P00001KVP | GP Energy (Shanghai)Co.Ltd. | GP Energy | GPLHB205DLED55 | Indoor Luminaires | High-Bay | High-Bay Luminaires for Commercial and Industrial Buildings | Standard | FALSE | [9 empty] | 41830 |  |  | NotYetVerified |  | 3 | 21300 | 105 | 205 |  |  | 5500
P00001KVF | GP Energy (Shanghai)Co.Ltd. | GP Energy | GPLHB150DLED55 | Indoor Luminaires | High-Bay | High-Bay Luminaires for Commercial and Industrial Buildings | Standard | FALSE | [9 empty] | 41830 |  |  | NotYetVerified |  | 3 | 15900 | 106 | 150 |  |  | 5500
P00001KVK | GP Energy (Shanghai)Co.Ltd. | GP Energy | GPLHB120DLED55 | Indoor Luminaires | High-Bay | High-Bay Luminaires for Commercial and Industrial Buildings | Standard | FALSE | [9 empty] | 41830 |  |  | NotYetVerified |  | 3 | 12240 | 102 | 120 |  |  | 5500
P00001KVO | GP Energy (Shanghai)Co.Ltd. | GP Energy | GPLHB205DLED50 | Indoor Luminaires | High-Bay | High-Bay Luminaires for Commercial and Industrial Buildings | Standard | FALSE | [9 empty] | 41830 |  |  | NotYetVerified |  | 3 | 20700 | 102 | 205 |  |  | 5000
P00001KVE | GP Energy (Shanghai)Co.Ltd. | GP Energy | GPLHB150DLED50 | Indoor Luminaires | High-Bay | High-Bay Luminaires for Commercial and Industrial Buildings | Standard | FALSE | [9 empty] | 41830 |  |  | NotYetVerified |  | 3 | 15900 | 106 | 150 |  |  | 5000
P00001KVJ | GP Energy (Shanghai)Co.Ltd. | GP Energy | GPLHB120DLED50 | Indoor Luminaires | High-Bay | High-Bay Luminaires for Commercial and Industrial Buildings | Standard | FALSE | [9 empty] | 41830 |  |  | NotYetVerified |  | 3 | 12240 | 102 | 120 |  |  | 5000
P00001KVN | GP Energy (Shanghai)Co.Ltd. | GP Energy | GPLHB205DLED45 | Indoor Luminaires | High-Bay | High-Bay Luminaires for Commercial and Industrial Buildings | Standard | FALSE | [9 empty] | 41830 |  |  | NotYetVerified |  | 3 | 20700 | 102 | 205 |  |  | 4500
P00001KVD | GP Energy (Shanghai)Co.Ltd. | GP Energy | GPLHB150DLED45 | Indoor Luminaires | High-Bay | High-Bay Luminaires for Commercial and Industrial Buildings | Standard | FALSE | [9 empty] | 41830 |  |  | NotYetVerified |  | 3 | 15450 | 103 | 150 |  |  | 4500
P00001KVI | GP Energy (Shanghai)Co.Ltd. | GP Energy | GPLHB120DLED45 | Indoor Luminaires | High-Bay | High-Bay Luminaires for Commercial and Industrial Buildings | Standard | FALSE | [9 empty] | 41830 |  |  | NotYetVerified |  | 3 | 12000 | 100 | 120 |  |  | 4500
P00001KVM | GP Energy (Shanghai)Co.Ltd. | GP Energy | GPLHB205DLED40 | Indoor Luminaires | High-Bay | High-Bay Luminaires for Commercial and Industrial Buildings | Standard | FALSE | [9 empty] | 41830 |  |  | NotYetVerified |  | 3 | 20100 | 99 | 205 |  |  | 4000
P00001KVC | GP Energy (Shanghai)Co.Ltd. | GP Energy | GPLHB150DLED40 | Indoor Luminaires | High-Bay | High-Bay Luminaires for Commercial and Industrial Buildings | Standard | FALSE | [9 empty] | 41830 |  |  | NotYetVerified |  | 3 | 15000 | 100 | 150 |  |  | 4000
P00001KVH | GP Energy (Shanghai)Co.Ltd. | GP Energy | GPLHB120DLED40 | Indoor Luminaires | High-Bay | High-Bay Luminaires for Commercial and Industrial Buildings | Standard | FALSE | [9 empty] | 41830 |  |  | NotYetVerified |  | 3 | 11520 | 96 | 120 |  |  | 4000
P00001DYX | XtraLight Manufacturing Ltd. | XtraLight | WDLLED206200X5XUINXXLHXX[All Housing Colors] | Indoor Luminaires | High-Bay | High-Bay Luminaires for Commercial and Industrial Buildings | Standard | TRUE | 19257 | 101.4 | 189.91 | 7.02 | 0.9717 | 5189 | 71.2 | 10 | 100000 | 41829 |  |  | NotYetVerified |  | 3 |  | 100 | 200 |  |  | 5200
P00001JBL | PERFORMANCE IN LIGHTING INC USA | PERFORMANCE IN LIGHTING INC USA | MAGICLICK501X63LED120-277 | Indoor Luminaires | High-Bay | Low-Bay Luminaires for Commercial and Industrial Buildings | Standard | TRUE | 5438.91 | 86.83 | 62.6 | 16 | 0.9 | 4200 | 83.25 | 5 |  | 41829 |  |  | NotYetVerified |  | 3 |  |  | 63 |  |  | 4000
P00000R23 | Ephesus Lighting Inc. | Ephesus Lighting Inc. | VI-M-192-650-5N-[277V ONLY]-56-N06-N-G | Indoor Luminaires | High-Bay | High-Bay Luminaires for Commercial and Industrial Buildings | Standard | TRUE | 42463 | 100.7 | 421.6 | 10.89 | 0.99 | 5341 | 70 | 5 | 225000 | 41828 |  |  | NotYetVerified |  | 3 | 42463 | 100 | 421 |  | 0.97 | 5600 | 70
PBJP7GAW | ProLumin Lighting LLC | ProLumin | PL-BAY-100W-WW-AN | Indoor Luminaires | High-Bay | High-Bay Luminaires for Commercial and Industrial Buildings | Standard | TRUE | 10117 | 101.21 | 99.96 | 16.5 | 0.983 | 3000.2 | 79.5 | 5 | 50000 | 41828 |  |  | NotYetVerified |  | 3 | 9000 | 90 | 100 | 20 | 0.99 | 3000 | 79
P00001KV2 | Shanghai Sheenly Lighting Co. Ltd. | SHEENLY | SL-BAY-100W-WW-AN (120Â° beam angle) | Indoor Luminaires | High-Bay | High-Bay Luminaires for Commercial and Industrial Buildings | Standard | TRUE | 10117 | 101.21 | 99.96 | 16.5 | 0.983 | 3000.2 | 79.5 | 5 | 50000 | 41828 |  |  | NotYetVerified |  | 3 | 9000 | 90 | 100 | 20 | 0.99 | 3000 | 79
P00000R22 | Ephesus Lighting Inc. | Ephesus Lighting | VX-XX-64-900-5-VL-56-XXX-XX-G | Indoor Luminaires | High-Bay | High-Bay Luminaires for Commercial and Industrial Buildings | Standard | TRUE | 18841 | 98.8 | 190.7 | 10.5 | 0.953 | 5816 | 68 | 5 | 225000 | 41828 |  |  | NotYetVerified |  | 3 | 18607 | 103 | 180 |  | 0.94 | 5600 | 70
P00001KUZ | Sincerity Optoelectronics Corp. | Sincerity EPOCH | EP200-40026-NE [NARROW BEAM ONLY] | Indoor Luminaires | High-Bay | High-Bay Luminaires for Commercial and Industrial Buildings | Standard | TRUE | 14423.37 | 81.87 | 176.18 | 13.32 | 0.945 | 3914 | 81.6 | 5 | 50000 | 41828 |  |  | NotYetVerified |  | 3 | 16000 |  | 195 |  |  | 4000 | 80
P00000Q0S | Delviro | Delviro Energy | TitanHB-120-5K-U-CL-XX-WW-YY-XX | Indoor Luminaires | High-Bay | High-Bay Luminaires for Commercial and Industrial Buildings | Standard | TRUE | 13025 | 108 | 120.6 | 13.1 | 0.9397 | 5016 | 84.62 | 5 | 200000 | 41828 |  |  | NotYetVerified |  | 3 | 13025 | 108 | 120.63 | 13.1 | 0.9397 | 5016 | 84.62
P00000Q0R | Delviro | Delviro Energy | TitanHB-80-5K-U-CL-XX-WW-YY-XX | Indoor Luminaires | High-Bay | High-Bay Luminaires for Commercial and Industrial Buildings | Standard | TRUE | 9500 | 116.5 | 81.54 | 15.49 | 0.8977 | 5141 | 83.85 | 5 | 200000 | 41828 |  |  | NotYetVerified |  | 3 | 9500 | 116.5 | 81.54 | 15.49 | 0.8977 | 5141 | 83.85
P00001KUY | Sincerity Optoelectronics Corp. | Sincerity EPOCH | EP120-50026-NE [NARROW BEAM ONLY] | Indoor Luminaires | High-Bay | High-Bay Luminaires for Commercial and Industrial Buildings | Standard | TRUE | 10139.96 | 84.44 | 120.09 | 13.01 | 0.888 | 5004 | 84.5 | 5 | 55000 | 41828 |  |  | NotYetVerified |  | 3 | 11000 |  | 120 |  |  | 5000 | 80
PD16Z8PN | ProLumin Lighting LLC | ProLumin | PL-BAY-100W-PW-AN | Indoor Luminaires | High-Bay | High-Bay Luminaires for Commercial and Industrial Buildings | Standard | FALSE | [9 empty] | 41828 |  |  | NotYetVerified |  | 3 | 9000 | 90 | 100 | 20 | 0.99 | 5700 | 79
PW1G7X2V | ProLumin Lighting LLC | ProLumin | PL-BAY-100W-NW-AN | Indoor Luminaires | High-Bay | High-Bay Luminaires for Commercial and Industrial Buildings | Standard | FALSE | [9 empty] | 41828 |  |  | NotYetVerified |  | 3 | 9000 | 90 | 100 | 20 | 0.99 | 4000 | 79
P00001KV4 | Shanghai Sheenly Lighting Co. Ltd. | SHEENLY | SL-BAY-100W-PW-AN (120Â° beam angle) | Indoor Luminaires | High-Bay | High-Bay Luminaires for Commercial and Industrial Buildings | Standard | FALSE | [9 empty] | 41828 |  |  | NotYetVerified |  | 3 | 9000 | 90 | 100 | 20 | 0.99 | 5700 | 79
P00001KV3 | Shanghai Sheenly Lighting Co. Ltd. | SHEENLY | SL-BAY-100W-NW-AN (120Â° beam angle) | Indoor Luminaires | High-Bay | High-Bay Luminaires for Commercial and Industrial Buildings | Standard | FALSE | [9 empty] | 41828 |  |  | NotYetVerified |  | 3 | 9000 | 90 | 100 | 20 | 0.99 | 4000 | 79
P00000Q0V | Delviro | Delviro Energy | TitanHB-320-5K-U-CL-XX-WW-YY-XX | Indoor Luminaires | High-Bay | High-Bay Luminaires for Commercial and Industrial Buildings | Standard | FALSE | [9 empty] | 41828 |  |  | NotYetVerified |  | 3 | 36647 | 114.4 | 320.29 | 11.46 | 0.9568 | 5317 | 85.74
P00000Q0U | Delviro | Delviro Energy | TitanHB-240-5K-U-CL-XX-WW-YY-XX | Indoor Luminaires | High-Bay | High-Bay Luminaires for Commercial and Industrial Buildings | Standard | FALSE | [9 empty] | 41828 |  |  | NotYetVerified |  | 3 | 27996 | 115.7 | 241.95 | 13.3 | 0.9482 | 5315 | 85.2
P00000Q0T | Delviro | Delviro Energy | TitanHB-160-5K-U-CL-XX-WW-YY-XX | Indoor Luminaires | High-Bay | High-Bay Luminaires for Commercial and Industrial Buildings | Standard | FALSE | [9 empty] | 41828 |  |  | NotYetVerified |  | 3 | 19298 | 120.3 | 160.47 | 11.7 | 0.9627 | 5037 | 83.79
P00000Q67 | Dialight | Vigilant High Bay | HELMC4PNSNG | Indoor Luminaires | High-Bay | High-Bay Luminaires for Commercial and Industrial Buildings | Standard | TRUE | 24079 | 112.5 | 214.4 | 12.87 | 0.964 | 5098 | 82 | 5 | 100000 | 41827 |  |  | NotYetVerified |  | 3 | 22500 | 106 | 212 |  | 0.9 | 5000 | 75
P00001EED | Meteor Lighting - ILOS Corporation | Meteor Lighting | WIS-285-CW | Indoor Luminaires | High-Bay | High-Bay Luminaires for Commercial and Industrial Buildings | Standard | TRUE | 23982 | 84.3 | 284.45 | 15.63 | 0.95 | 5700 | 71.1 | 5 | 100000 | 41827 |  |  | NotYetVerified |  | 3 |  |  |  |  | 0.9 | 5700 | 75
P00001DTY | Voltech International Inc. | Technilight | TLHB150101V1XX | Indoor Luminaires | High-Bay | High-Bay Luminaires for Commercial and Industrial Buildings | Standard | TRUE | 13829 | 94.69 | 146.4 | 14.2 | 0.923 | 5050 | 73 | 5 | 50000 | 41827 |  |  | NotYetVerified |  | 3 | 13829 | 94.69 | 146.4 | 14.2 | 0.923 | 5000 | 73
P000012Y4 | OSRAM | Osram Sylvania | HBR-L-145-740-C5-34V-OSP-XX | Indoor Luminaires | High-Bay | High-Bay Luminaires for Commercial and Industrial Buildings | Standard | FALSE | [9 empty] | 41827 |  |  | NotYetVerified |  | 3 | 15561 | 106 | 146 | 14 | 0.93 | 5000 | 76
P000012Y2 | OSRAM | Osram Sylvania | HBR-L-145-750-C5-34V-OSP-XX | Indoor Luminaires | High-Bay | High-Bay Luminaires for Commercial and Industrial Buildings | Standard | FALSE | [9 empty] | 41827 |  |  | NotYetVerified |  | 3 | 15561 | 106 | 146 | 14 | 0.93 | 5000 | 76
P000012Y0 | OSRAM | Osram Sylvania | HBR-L-145-740-C5-34V-XX | Indoor Luminaires | High-Bay | High-Bay Luminaires for Commercial and Industrial Buildings | Standard | FALSE | [9 empty] | 41827 |  |  | NotYetVerified |  | 3 | 15561 | 106 | 146 | 14 | 0.93 | 5000 | 76
P000012XY | OSRAM | Osram Sylvania | HBR-L-145-750-C5-34V-XX | Indoor Luminaires | High-Bay | High-Bay Luminaires for Commercial and Industrial Buildings | Standard | FALSE | [9 empty] | 41827 |  |  | NotYetVerified |  | 3 | 15561 | 106 | 146 | 14 | 0.93 | 5000 | 76
P000012Y1 | OSRAM | Osram Sylvania | HBR-L-110-750-C5-34V-OSP-XX | Indoor Luminaires | High-Bay | High-Bay Luminaires for Commercial and Industrial Buildings | Standard | FALSE | [9 empty] | 41827 |  |  | NotYetVerified |  | 3 | 12227 | 110 | 100 | 12 | 0.87 | 5000 | 75
P000012XX | OSRAM | Osram Sylvania | HBR-L-110-750-C5-34V-XX | Indoor Luminaires | High-Bay | High-Bay Luminaires for Commercial and Industrial Buildings | Standard | FALSE | [9 empty] | 41827 |  |  | NotYetVerified |  | 3 | 12227 | 110 | 100 | 12 | 0.87 | 5000 | 75
P000012Y3 | OSRAM | Osram Sylvania | HBR-L-110-740-C5-34V-OSP-XX | Indoor Luminaires | High-Bay | High-Bay Luminaires for Commercial and Industrial Buildings | Standard | FALSE | [9 empty] | 41827 |  |  | NotYetVerified |  | 3 | 12227 | 110 | 100 | 12 | 0.87 | 4000 | 75
P000012XZ | OSRAM | Osram Sylvania | HBR-L-110-740-C5-34V-XX | Indoor Luminaires | High-Bay | High-Bay Luminaires for Commercial and Industrial Buildings | Standard | FALSE | [9 empty] | 41827 |  |  | NotYetVerified |  | 3 | 12227 | 110 | 100 | 12 | 0.87 | 4000 | 75
P00000WVY | Infinilux Corporation | Infinilux HBSP Series | HBSPXX128-03 (4000K)-Z-C01 | Indoor Luminaires | High-Bay | High-Bay Luminaires for Commercial and Industrial Buildings | Standard | FALSE | [9 empty] | 41827 |  |  | NotYetVerified |  | 3 | 15561 | 106 | 146 | 14 | 0.93 | 5000 | 76
P00000WVW | Infinilux Corporation | Infinilux HBSP Series | HBSPXX128-03 (5000K)-Z-C01 | Indoor Luminaires | High-Bay | High-Bay Luminaires for Commercial and Industrial Buildings | Standard | FALSE | [9 empty] | 41827 |  |  | NotYetVerified |  | 3 | 15561 | 106 | 146 | 14 | 0.93 | 5000 | 76
P00000WVU | Infinilux Corporation | Infinilux HBSP Series | HBSPXX128-03 (4000K)-Z | Indoor Luminaires | High-Bay | High-Bay Luminaires for Commercial and Industrial Buildings | Standard | FALSE | [9 empty] | 41827 |  |  | NotYetVerified |  | 3 | 15561 | 106 | 146 | 14 | 0.93 | 5000 | 76
P00000WVS | Infinilux Corporation | Infinilux HBSP Series | HBSPXX128-03 (5000K)-Z | Indoor Luminaires | High-Bay | High-Bay Luminaires for Commercial and Industrial Buildings | Standard | FALSE | [9 empty] | 41827 |  |  | NotYetVerified |  | 3 | 15561 | 106 | 146 | 14 | 0.93 | 5000 | 76
P00000WVV | Infinilux Corporation | Infinilux HBSP Series | HBSPXX96-03 (5000K)-W-C01 | Indoor Luminaires | High-Bay | High-Bay Luminaires for Commercial and Industrial Buildings | Standard | FALSE | [9 empty] | 41827 |  |  | NotYetVerified |  | 3 | 12227 | 110 | 100 | 12 | 0.87 | 5000 | 75
P00000WVR | Infinilux Corporation | Infinilux HBSP Series | HBSPXX96-03 (5000K)-W | Indoor Luminaires | High-Bay | High-Bay Luminaires for Commercial and Industrial Buildings | Standard | FALSE | [9 empty] | 41827 |  |  | NotYetVerified |  | 3 | 12227 | 110 | 100 | 12 | 0.87 | 5000 | 75
P00000WVX | Infinilux Corporation | Infinilux HBSP Series | HBSPXX96-03 (4000K)-W-C01 | Indoor Luminaires | High-Bay | High-Bay Luminaires for Commercial and Industrial Buildings | Standard | FALSE | [9 empty] | 41827 |  |  | NotYetVerified |  | 3 | 12227 | 110 | 100 | 12 | 0.87 | 4000 | 75
P00000WVT | Infinilux Corporation | Infinilux HBSP Series | HBSPXX96-03 (4000K)-W | Indoor Luminaires | High-Bay | High-Bay Luminaires for Commercial and Industrial Buildings | Standard | FALSE | [9 empty] | 41827 |  |  | NotYetVerified |  | 3 | 12227 | 110 | 100 | 12 | 0.87 | 4000 | 75
P00001KU1 | SoLED Energy Inc | SoLED Energy Inc | SOLED-CONE-60W (4500K) [120V ONLY] | Indoor Luminaires | High-Bay | Low-Bay Luminaires for Commercial and Industrial Buildings | Standard | TRUE | 5568.45 | 90.35 | 61.63 | 16 | 0.98 | 4399 | 84.2 | 5 | 50000 | 41823 |  |  | NotYetVerified |  | 3 | 5500 | 90 | 60 |  | 0.95 | 4500 | 80
P00001EJ3 | Metro LED | Metro LED | ML-DM-360 (4500K) [120V ONLY] | Indoor Luminaires | High-Bay | Low-Bay Luminaires for Commercial and Industrial Buildings | Standard | TRUE | 5568.45 | 90.35 | 61.63 | 16 | 0.98 | 4399 | 84.2 | 5 | 50000 | 41823 |  |  | NotYetVerified |  | 3 | 5500 | 90 | 60 |  | 0.95 | 4500 | 80
P00001KU0 | Eco-$mart Inc. | Eco-$mart | ECO-Canopy-60W-LED (4500K) [120V ONLY] | Indoor Luminaires | High-Bay | Low-Bay Luminaires for Commercial and Industrial Buildings | Standard | TRUE | 5568.45 | 90.35 | 61.63 | 16 | 0.98 | 4399 | 84.2 | 5 | 50000 | 41823 |  |  | NotYetVerified |  | 3 | 5500 | 90 | 60 |  | 0.95 | 4500 | 80
P00001BEF | Truly Green Solutions | Truly Green Solutions | 18050101 | Indoor Luminaires | High-Bay | Low-Bay Luminaires for Commercial and Industrial Buildings | Standard | TRUE | 5591 | 89.6 | 62.4 | 16.53 | 0.9794 | 4935 | 70.6 | 5 | 50000 | 41823 |  |  | NotYetVerified |  | 3 | 5591 | 89.6 | 50 | 15 | 0.95 | 5000 | 70
P00001BEH | Truly Green Solutions | Truly Green Solutions | 18200101 | Indoor Luminaires | High-Bay | High-Bay Luminaires for Commercial and Industrial Buildings | Standard | TRUE | 17391 | 83.64 | 207.9 | 10.34 | 0.97 | 5386 | 75.2 | 5 | 50000 | 41823 |  |  | NotYetVerified |  | 3 | 17391 | 83.64 | 200 | 15 | 0.95 | 5000 | 70
P00001BEI | Truly Green Solutions | Truly Green Solutions | 18300101 | Indoor Luminaires | High-Bay | High-Bay Luminaires for Commercial and Industrial Buildings | Standard | TRUE | 25817 | 82.21 | 314 | 15.51 | 0.9529 | 5110 | 72.6 | 5 | 50000 | 41823 |  |  | NotYetVerified |  | 3 | 25817 | 82.21 | 300 | 15 | 0.95 | 5000 | 70
P00001BEJ | Truly Green Solutions | Truly Green Solutions | 18450101 | Indoor Luminaires | High-Bay | High-Bay Luminaires for Commercial and Industrial Buildings | Standard | TRUE | 43057 | 92.34 | 466.3 | 13.08 | 0.9515 | 5406 | 72.4 | 5 | 50000 | 41823 |  |  | NotYetVerified |  | 3 | 43057 | 92.34 | 450 | 15 | 0.95 | 5000 | 70
P00001BEG | Truly Green Solutions | Truly Green Solutions | 18150101 | Indoor Luminaires | High-Bay | High-Bay Luminaires for Commercial and Industrial Buildings | Standard | TRUE | 13483 | 89.22 | 151.1 | 12.71 | 0.9496 | 5399 | 72.8 | 5 | 50000 | 41823 |  |  | NotYetVerified |  | 3 | 13483 | 89.22 | 150 | 15 | 0.95 | 5000 | 70
P00001BJT | UIC ENERGY LLC | UIC SURYA | UIC-HBTT-150 | Indoor Luminaires | High-Bay | High-Bay Luminaires for Commercial and Industrial Buildings | Standard | TRUE | 11516 | 80.5 | 143 | 10.9 | 0.935 | 4922 | 84.4 | 5 | 50000 | 41823 |  |  | NotYetVerified |  | 3 | 12030 | 84.4 | 143 |  |  | 5000 | 84
P000015NF | Philips Optimum | Philips Optimum | G10L 4FT 16L UV 840 | Indoor Luminaires | High-Bay | High-Bay Luminaires for Commercial and Industrial Buildings | Standard | TRUE | 16806 | 110.5 | 151.8 | 15.8 | 0.936 | 4191 | 83.4 | 5 | 50000 | 41822 |  |  | NotYetVerified |  | 3 | 18000 |  |  |  |  | 4000 | 80
P00001J23 | AZZ Lighting Systems | Rig-A-Lite | FPF14L8UXX | Indoor Luminaires | High-Bay | High-Bay Luminaires for Commercial and Industrial Buildings | Standard | TRUE | 12296.74 | 82 | 150.6 | 16 | 0.99 | 4337 | 85.1 | 5 | 35000 | 41821 |  |  | NotYetVerified |  | 3 | 12296 | 82 | 150 | 16 | 0.99 | 4000 | 85
P00001J22 | AZZ Lighting Systems | Rig-A-Lite | FPF07L4UXX | Indoor Luminaires | High-Bay | Low-Bay Luminaires for Commercial and Industrial Buildings | Standard | TRUE | 6083.35 | 84 | 72.47 | 21 | 0.91 | 4124 | 84.5 | 5 | 35000 | 41821 |  |  | NotYetVerified |  | 3 | 6083.35 | 84 | 73 | 20 | 0.9 | 4000 | 85
P00000YMK | KMW Inc. | GigaTera | IBL200-A501208 | Indoor Luminaires | High-Bay | High-Bay Luminaires for Commercial and Industrial Buildings | Standard | TRUE | 22658 | 109.2 | 206.67 | 12.59 | 0.9675 | 5240 | 85 | 5 | 100000 | 41820 |  |  | NotYetVerified |  | 3 | 21000 | 105 | 200 |  | 0.9 | 5000 | 80
P00000RPS | EYE Lighting | GL Series | GL-X-120-40-7-M-U-XX | Indoor Luminaires | High-Bay | High-Bay Luminaires for Commercial and Industrial Buildings | Standard | TRUE | 10762 | 89.15 | 120.72 | 11.06 | 0.951 | 4039 | 73 | 5 |  | 41820 |  |  | NotYetVerified |  | 3 |  |  | 120 |  | 0.95 | 4000 | 70
P00000R20 | Ephesus Lighting Inc. | Ephesus Lighting Inc. | ATL-140-N-BLK-VL-PDH-5 | Indoor Luminaires | High-Bay | High-Bay Luminaires for Commercial and Industrial Buildings | Standard | TRUE | 13446 | 103.6 | 129.75 | 10.86 | 0.95 | 5536 | 69 | 5 | 50000 | 41820 |  |  | NotYetVerified |  | 3 | 13630 | 103.6 | 120 |  | 0.95 | 5700 | 80
P00000YMJ | KMW Inc. | GigaTera | SE130-C5008##$%% | Indoor Luminaires | High-Bay | High-Bay Luminaires for Commercial and Industrial Buildings | Standard | TRUE | 16439 | 125.38 | 131.12 | 16.4 | 0.9431 | 5149 | 83 | 5 | 50000 | 41820 |  |  | NotYetVerified |  | 3 | 15500 | 125 | 130 |  | 0.9 | 5000 | 80
P00000YMH | KMW Inc. | GigaTera | SE130-C3013##$%% | Indoor Luminaires | High-Bay | High-Bay Luminaires for Commercial and Industrial Buildings | Standard | TRUE | 15390 | 118.36 | 130.03 | 17.85 | 0.9404 | 3160 | 83 | 5 | 50000 | 41820 |  |  | NotYetVerified |  | 3 | 15500 | 125 | 130 |  | 0.9 | 3000 | 80
P00001KLC | SHENZHEN KENA INDUSTRY CO.LTD | Shenzhen KENA | KNGK-110W (3000K) | Indoor Luminaires | High-Bay | High-Bay Luminaires for Commercial and Industrial Buildings | Standard | TRUE | 9068.57 | 82.34 | 110.14 | 16.4 | 0.93 | 3050 | 80.8 | 5 | 50000 | 41820 |  |  | NotYetVerified |  | 3 | 9068 | 82.34 | 110 |  | 0.92 | 3000 | 80
P00000RPU | EYE Lighting | GL Series | GL-X-150-40-7-M-U-XX | Indoor Luminaires | High-Bay | High-Bay Luminaires for Commercial and Industrial Buildings | Standard | TRUE | 12141 | 81.87 | 148.31 | 14.44 | 0.926 | 4036 | 72 | 5 |  | 41820 |  |  | NotYetVerified |  | 3 |  |  | 150 |  | 0.95 | 4000 | 70
P00001EOS | RLE Industries LLC | Robert Lighting | MLEDHB-3 [120-277V ONLY] [CLEAR LENS] | Indoor Luminaires | High-Bay | High-Bay Luminaires for Commercial and Industrial Buildings | Standard | TRUE | 21481 | 97.5 | 221.6 | 20.03 | 0.911 | 4086 | 82.9 | 5 |  | 41820 |  |  | NotYetVerified |  | 3 | 21000 |  | 220 | 20 |  | 4000 | 80
P000017IK | RC Lighting | RC Lighting | BAYLED78W - 120V RCL | Indoor Luminaires | High-Bay | Low-Bay Luminaires for Commercial and Industrial Buildings | Standard | TRUE | 7463 | 84.1 | 88.7 | 12.7 | 0.89 | 5217 | 82 | 5 | 50000 | 41820 |  |  | NotYetVerified |  | 3 | 7463 | 84 | 78 |  |  | 5000 | 82
P000017IM | RC Lighting | RC Lighting | BAYLED78YW - 120V RCL | Indoor Luminaires | High-Bay | Low-Bay Luminaires for Commercial and Industrial Buildings | Standard | TRUE | 7230 | 82 | 88.2 | 13.2 | 0.88 | 3131 | 81 | 5 | 100000 | 41820 |  |  | NotYetVerified |  | 3 | 7230 | 82 | 78 |  |  | 3000 | 81
P00001KLE | SHENZHEN KENA INDUSTRY CO.LTD | Shenzhen KENA | KNGK-110W (5000K) | Indoor Luminaires | High-Bay | High-Bay Luminaires for Commercial and Industrial Buildings | Standard | FALSE | [9 empty] | 41820 |  |  | NotYetVerified |  | 3 | 9068 | 82.34 | 110 |  | 0.92 | 5000 | 82
P00001KLD | SHENZHEN KENA INDUSTRY CO.LTD | Shenzhen KENA | KNGK-110W (4000K) | Indoor Luminaires | High-Bay | High-Bay Luminaires for Commercial and Industrial Buildings | Standard | FALSE | [9 empty] | 41820 |  |  | NotYetVerified |  | 3 | 9068 | 82.34 | 110 |  | 0.92 | 4000 | 82
P000017IL | RC Lighting | RC Lighting | BAYLED78NW - 120V RCL | Indoor Luminaires | High-Bay | Low-Bay Luminaires for Commercial and Industrial Buildings | Standard | FALSE | [9 empty] | 41820 |  |  | NotYetVerified |  | 3 | 7704 | 87 | 78 |  |  | 4000 | 82
P00000YMI | KMW Inc. | GigaTera | SE130-C4013##$%% | Indoor Luminaires | High-Bay | High-Bay Luminaires for Commercial and Industrial Buildings | Standard | FALSE | [9 empty] | 41820 |  |  | NotYetVerified |  | 3 | 15500 | 125 | 130 |  | 0.9 | 4000 | 80
P00000RPV | EYE Lighting | GL Series | GL-X-150-40-7-W-U-XX | Indoor Luminaires | High-Bay | High-Bay Luminaires for Commercial and Industrial Buildings | Standard | FALSE | [9 empty] | 41820 |  |  | NotYetVerified |  | 3 | 14025.13 | 92.79 | 150 |  | 0.95 | 4000 | 70
P00000RPT | EYE Lighting | GL Series | GL-X-120-40-7-W-U-XX | Indoor Luminaires | High-Bay | High-Bay Luminaires for Commercial and Industrial Buildings | Standard | FALSE | [9 empty] | 41820 |  |  | NotYetVerified |  | 3 | 11669 | 99.1 | 120 |  | 0.95 | 4000 | 70
P00000R21 | Ephesus Lighting Inc. | Ephesus Lighting Inc | ATL-140-N-BLK-VH-PDH-5 | Indoor Luminaires | High-Bay | High-Bay Luminaires for Commercial and Industrial Buildings | Standard | FALSE | [9 empty] | 41820 |  |  | NotYetVerified |  | 3 | 13630 | 114 | 120 |  | 0.95 | 5700 | 80
P00001HDE | Start Lighting | START LIGHTING | MHB00-AJU150D | Indoor Luminaires | High-Bay | High-Bay Luminaires for Commercial and Industrial Buildings | Standard | TRUE | 11113 | 77.82 | 142.8 | 17.3 | 0.9775 | 4215 | 81.6 | 5 | 36000 | 41817 |  |  | NotYetVerified |  | 3 | 13000 | 90 | 150 |  | 0.95 | 4215 | 70
P00001HDD | Start Lighting | START LIGHTING | MHB00-AJV150D | Indoor Luminaires | High-Bay | High-Bay Luminaires for Commercial and Industrial Buildings | Standard | TRUE | 11952 | 84.01 | 142.28 | 12.04 | 0.9477 | 5028 | 73 | 5 | 303000 | 41817 |  |  | NotYetVerified |  | 3 |  | 84 | 150 |  | 0.98 | 5000 | 73
P00001HDC | Start Lighting | START LIGHTING | MHB00-AJV200D | Indoor Luminaires | High-Bay | High-Bay Luminaires for Commercial and Industrial Buildings | Standard | TRUE | 16642 | 81.06 | 205.3 | 14.16 | 0.9469 | 5468 | 75 | 5 | 109000 | 41817 |  |  | NotYetVerified |  | 3 |  | 81 | 200 |  | 0.98 | 5000 | 75
P00000TK8 | GE Lighting Solutions | Albeo | ABV1x1V575xVxxxx | Indoor Luminaires | High-Bay | High-Bay Luminaires for Commercial and Industrial Buildings | Premium | TRUE | 11446.5 | 119.2 | 96 | 9.4 | 0.95 | 4878 | 73.8 | 5 | 100000 | 41816 | Dimmable | Continuous Below 10 | Yes |  | 3 | 11448 | 112 | 102 | 20 | 0.9 | 5000 | 70
P00000TK7 | GE Lighting Solutions | Albeo | ABV1x1V475xVxxxx | Indoor Luminaires | High-Bay | High-Bay Luminaires for Commercial and Industrial Buildings | Premium | TRUE | 11092.5 | 109.18 | 101.6 | 9.4 | 0.95 | 3872 | 72.4 | 5 | 100000 | 41816 | Dimmable | Continuous Below 10 | Yes |  | 3 | 11234 | 110 | 102 | 20 | 0.9 | 4000 | 70
P00001KS7 | LEKLA | Lekla | LT-HBE-210-A002-F0-P0-W | Indoor Luminaires | High-Bay | High-Bay Luminaires for Commercial and Industrial Buildings | Standard | TRUE | 21136 | 88.3 | 239.42 | 19.49 | 0.933 | 5793 | 78 | 5 | 50000 | 41816 |  |  | NotYetVerified |  | 3 | 21850 | 95 | 230 |  | 0.9 | 5000 | 75
P00000TK0 | GE Lighting Solutions | Albeo | ABV1x1T575xVxxxxx | Indoor Luminaires | High-Bay | Low-Bay Luminaires for Commercial and Industrial Buildings | Premium | TRUE | 8360.4 | 128.7 | 65 | 13.3 | 0.91 | 4875 | 73.9 | 5 | 100000 | 41816 | Dimmable | Continuous Below 10 | Yes |  | 3 | 8528 | 118 | 72 | 20 | 0.9 | 5000 | 70
P00000TJZ | GE Lighting Solutions | Albeo | ABV1x1T475xVxxxxx | Indoor Luminaires | High-Bay | Low-Bay Luminaires for Commercial and Industrial Buildings | Premium | TRUE | 8287 | 117.21 | 70.7 | 13.3 | 0.91 | 3853 | 72.4 | 5 | 100000 | 41816 | Dimmable | Continuous Below 10 | Yes |  | 3 | 8370 | 116 | 72 | 20 | 0.9 | 4000 | 70
P00000W59 | Hubbell Lighting | Hubbell Industrial Lighting | LBX-56L-[U 1 2 3 4]-4K-A-2-[All Housing Colors]-WW22 | Indoor Luminaires | High-Bay | High-Bay Luminaires for Commercial and Industrial Buildings | Standard | TRUE | 11374 | 86.7 | 131.2 | 11.1 | 0.91 | 3929 | 74 | 5 | 50000 | 41816 |  |  | NotYetVerified |  | 3 | 11374 | 86.7 | 131.2 | 20 | 0.9 | 4000 | 70
P00000W5A | Hubbell Lighting | Hubbell Industrial Lighting | LBX-56L-[U 1 2 3 4]-5K-A-2-[All Housing Colors]-WA22 | Indoor Luminaires | High-Bay | High-Bay Luminaires for Commercial and Industrial Buildings | Standard | TRUE | 12920 | 99.5 | 129.8 | 12.8 | 0.906 | 4885 | 68.84 | 5 | 50000 | 41816 |  |  | NotYetVerified |  | 3 | 12326 | 95 | 129.8 | 12.8 | 0.906 | 4885 | 68.8
P000019DO | SLP Lighting | Citadel 2 LED | CT2-LED-M-LIRA-FR50-Fortimo-840-1RLV1-55W3K9X2 (4000) | Indoor Luminaires | High-Bay | Low-Bay Luminaires for Commercial and Industrial Buildings | Standard | FALSE | [9 empty] | 41816 |  |  | NotYetVerified |  | 3 | 7894 | 80.135 | 98.5 | 20 | 0.9 | 4040 | 83.5
P00000W5B | Hubbell Lighting | Hubbell Industrial Lighting | LBX-56L-[U 1 2 3 4]-5K-A-2-[All Housing Colors]-SB22 | Indoor Luminaires | High-Bay | High-Bay Luminaires for Commercial and Industrial Buildings | Standard | FALSE | [9 empty] | 41816 |  |  | NotYetVerified |  | 3 | 12368 | 94.9 | 130.3 | 20 | 0.9 | 5000 | 68
P00000W5C | Hubbell Lighting | Hubbell Industrial Lighting | LBX-56L-[U 1 2 3 4]-5K-A-2-[All Housing Colors]-WW22 | Indoor Luminaires | High-Bay | High-Bay Luminaires for Commercial and Industrial Buildings | Standard | FALSE | [9 empty] | 41816 |  |  | NotYetVerified |  | 3 | 11715 | 90.4 | 129.6 | 12.8 | 0.906 | 4955 | 69.1
P00000W5E | Hubbell Lighting | Hubbell Industrial Lighting | LBX-56L-[U 1 2 3 4]-4K-A-2-[All Housing Colors]-WA22 | Indoor Luminaires | High-Bay | High-Bay Luminaires for Commercial and Industrial Buildings | Standard | FALSE | [9 empty] | 41816 |  |  | NotYetVerified |  | 3 | 11778 | 89.8 | 131.2 | 11.1 | 0.91 | 4003 | 73.8
P00000W5D | Hubbell Lighting | Hubbell Industrial Lighting | LBX-56L-[U 1 2 3 4]-4K-A-2-[All Housing Colors]-SB22 | Indoor Luminaires | High-Bay | High-Bay Luminaires for Commercial and Industrial Buildings | Standard | FALSE | [9 empty] | 41816 |  |  | NotYetVerified |  | 3 | 11947 | 91 | 131.3 | 20 | 0.9 | 4000 | 70
P00000TKR | GE Lighting Solutions | Albeo | ABV1x2V571xVxxxx | Indoor Luminaires | High-Bay | High-Bay Luminaires for Commercial and Industrial Buildings | Premium | FALSE | [9 empty] | 41816 | Dimmable | Continuous Below 10 | Yes |  | 3 | 24620 | 121 | 204 | 20 | 0.9 | 5000 | 70
P00000TKU | GE Lighting Solutions | Albeo | ABV1x2V57DxVxxxx | Indoor Luminaires | High-Bay | High-Bay Luminaires for Commercial and Industrial Buildings | Premium | FALSE | [9 empty] | 41816 | Dimmable | Continuous Below 10 | Yes |  | 3 | 24374 | 119 | 204 | 20 | 0.9 | 5000 | 70
P00000TKT | GE Lighting Solutions | Albeo | ABV1x2V579xVxxxx | Indoor Luminaires | High-Bay | High-Bay Luminaires for Commercial and Industrial Buildings | Premium | FALSE | [9 empty] | 41816 | Dimmable | Continuous Below 10 | Yes |  | 3 | 24374 | 119 | 204 | 20 | 0.9 | 5000 | 70
P00000TKS | GE Lighting Solutions | Albeo | ABV1x2V575xVxxxx | Indoor Luminaires | High-Bay | High-Bay Luminaires for Commercial and Industrial Buildings | Premium | FALSE | [9 empty] | 41816 | Dimmable | Continuous Below 10 | Yes |  | 3 | 22897 | 112 | 204 | 20 | 0.9 | 5000 | 70
P00000TKJ | GE Lighting Solutions | Albeo | ABV1x2T571xVxxxx | Indoor Luminaires | High-Bay | High-Bay Luminaires for Commercial and Industrial Buildings | Premium | FALSE | [9 empty] | 41816 | Dimmable | Continuous Below 10 | Yes |  | 3 | 18340 | 127 | 144 | 20 | 0.9 | 5000 | 70
P00000TKM | GE Lighting Solutions | Albeo | ABV1x2T57DxVxxxx | Indoor Luminaires | High-Bay | High-Bay Luminaires for Commercial and Industrial Buildings | Premium | FALSE | [9 empty] | 41816 | Dimmable | Continuous Below 10 | Yes |  | 3 | 18157 | 126 | 144 | 20 | 0.9 | 5000 | 70
P00000TKL | GE Lighting Solutions | Albeo | ABV1x2T579xVxxxx | Indoor Luminaires | High-Bay | High-Bay Luminaires for Commercial and Industrial Buildings | Premium | FALSE | [9 empty] | 41816 | Dimmable | Continuous Below 10 | Yes |  | 3 | 18157 | 126 | 144 | 20 | 0.9 | 5000 | 70
P00000TKK | GE Lighting Solutions | Albeo | ABV1x2T575xVxxxx | Indoor Luminaires | High-Bay | High-Bay Luminaires for Commercial and Industrial Buildings | Premium | FALSE | [9 empty] | 41816 | Dimmable | Continuous Below 10 | Yes |  | 3 | 17056 | 118 | 144 | 20 | 0.9 | 5000 | 70
P00000TKC | GE Lighting Solutions | Albeo | ABV1x1V571xVxxxx | Indoor Luminaires | High-Bay | High-Bay Luminaires for Commercial and Industrial Buildings | Premium | FALSE | [9 empty] | 41816 | Dimmable | Continuous Below 10 | Yes |  | 3 | 12310 | 121 | 102 | 20 | 0.9 | 5000 | 70
P00000TKE | GE Lighting Solutions | Albeo | ABV1x1V57DxVxxxx | Indoor Luminaires | High-Bay | High-Bay Luminaires for Commercial and Industrial Buildings | Premium | FALSE | [9 empty] | 41816 | Dimmable | Continuous Below 10 | Yes |  | 3 | 12187 | 119 | 102 | 20 | 0.9 | 5000 | 70
P00000TKD | GE Lighting Solutions | Albeo | ABV1x1V579xVxxxx | Indoor Luminaires | High-Bay | High-Bay Luminaires for Commercial and Industrial Buildings | Premium | FALSE | [9 empty] | 41816 | Dimmable | Continuous Below 10 | Yes |  | 3 | 12187 | 119 | 102 | 20 | 0.9 | 5000 | 70
P00000TK4 | GE Lighting Solutions | Albeo | ABV1x1T571xVxxxxx | Indoor Luminaires | High-Bay | Low-Bay Luminaires for Commercial and Industrial Buildings | Premium | FALSE | [9 empty] | 41816 | Dimmable | Continuous Below 10 | Yes |  | 3 | 9170 | 127 | 72 | 20 | 0.9 | 5000 | 70
P00000TK6 | GE Lighting Solutions | Albeo | ABV1x1T57DxVxxxxx | Indoor Luminaires | High-Bay | Low-Bay Luminaires for Commercial and Industrial Buildings | Premium | FALSE | [9 empty] | 41816 | Dimmable | Continuous Below 10 | Yes |  | 3 | 9078 | 126 | 72 | 20 | 0.9 | 5000 | 70
P00000TK5 | GE Lighting Solutions | Albeo | ABV1x1T579xVxxxxx | Indoor Luminaires | High-Bay | Low-Bay Luminaires for Commercial and Industrial Buildings | Premium | FALSE | [9 empty] | 41816 | Dimmable | Continuous Below 10 | Yes |  | 3 | 9078 | 126 | 72 | 20 | 0.9 | 5000 | 70
P00000TKN | GE Lighting Solutions | Albeo | ABV1x2V471xVxxxx | Indoor Luminaires | High-Bay | High-Bay Luminaires for Commercial and Industrial Buildings | Premium | FALSE | [9 empty] | 41816 | Dimmable | Continuous Below 10 | Yes |  | 3 | 24160 | 118 | 204 | 20 | 0.9 | 4000 | 70
P00000TKQ | GE Lighting Solutions | Albeo | ABV1x2V47DxVxxxx | Indoor Luminaires | High-Bay | High-Bay Luminaires for Commercial and Industrial Buildings | Premium | FALSE | [9 empty] | 41816 | Dimmable | Continuous Below 10 | Yes |  | 3 | 23918 | 117 | 204 | 20 | 0.9 | 4000 | 70
P00000TKP | GE Lighting Solutions | Albeo | ABV1x2V479xVxxxx | Indoor Luminaires | High-Bay | High-Bay Luminaires for Commercial and Industrial Buildings | Premium | FALSE | [9 empty] | 41816 | Dimmable | Continuous Below 10 | Yes |  | 3 | 23918 | 117 | 204 | 20 | 0.9 | 4000 | 70
P00000TKO | GE Lighting Solutions | Albeo | ABV1x2V475xVxxxx | Indoor Luminaires | High-Bay | High-Bay Luminaires for Commercial and Industrial Buildings | Premium | FALSE | [9 empty] | 41816 | Dimmable | Continuous Below 10 | Yes |  | 3 | 22469 | 110 | 204 | 20 | 0.9 | 4000 | 70
P00000TKF | GE Lighting Solutions | Albeo | ABV1x2T471xVxxxx | Indoor Luminaires | High-Bay | High-Bay Luminaires for Commercial and Industrial Buildings | Premium | FALSE | [9 empty] | 41816 | Dimmable | Continuous Below 10 | Yes |  | 3 | 18000 | 125 | 144 | 20 | 0.9 | 4000 | 70
P00000TKI | GE Lighting Solutions | Albeo | ABV1x2T47DxVxxxx | Indoor Luminaires | High-Bay | High-Bay Luminaires for Commercial and Industrial Buildings | Premium | FALSE | [9 empty] | 41816 | Dimmable | Continuous Below 10 | Yes |  | 3 | 17820 | 124 | 144 | 20 | 0.9 | 4000 | 70
P00000TKH | GE Lighting Solutions | Albeo | ABV1x2T479xVxxxx | Indoor Luminaires | High-Bay | High-Bay Luminaires for Commercial and Industrial Buildings | Premium | FALSE | [9 empty] | 41816 | Dimmable | Continuous Below 10 | Yes |  | 3 | 17820 | 124 | 144 | 20 | 0.9 | 4000 | 70
P00000TKG | GE Lighting Solutions | Albeo | ABV1x2T475xVxxxx | Indoor Luminaires | High-Bay | High-Bay Luminaires for Commercial and Industrial Buildings | Premium | FALSE | [9 empty] | 41816 | Dimmable | Continuous Below 10 | Yes |  | 3 | 16740 | 116 | 144 | 20 | 0.9 | 4000 | 70
P00000TK9 | GE Lighting Solutions | Albeo | ABV1x1V471xVxxxx | Indoor Luminaires | High-Bay | High-Bay Luminaires for Commercial and Industrial Buildings | Premium | FALSE | [9 empty] | 41816 | Dimmable | Continuous Below 10 | Yes |  | 3 | 12080 | 118 | 102 | 20 | 0.9 | 4000 | 70
P00000TKB | GE Lighting Solutions | Albeo | ABV1x1V47DxVxxxx | Indoor Luminaires | High-Bay | High-Bay Luminaires for Commercial and Industrial Buildings | Premium | FALSE | [9 empty] | 41816 | Dimmable | Continuous Below 10 | Yes |  | 3 | 11959 | 117 | 102 | 20 | 0.9 | 4000 | 70
P00000TKA | GE Lighting Solutions | Albeo | ABV1x1V479xVxxxx | Indoor Luminaires | High-Bay | High-Bay Luminaires for Commercial and Industrial Buildings | Premium | FALSE | [9 empty] | 41816 | Dimmable | Continuous Below 10 | Yes |  | 3 | 11959 | 117 | 102 | 20 | 0.9 | 4000 | 70
P00000TK1 | GE Lighting Solutions | Albeo | ABV1x1T471xVxxxxx | Indoor Luminaires | High-Bay | Low-Bay Luminaires for Commercial and Industrial Buildings | Premium | FALSE | [9 empty] | 41816 | Dimmable | Continuous Below 10 | Yes |  | 3 | 9000 | 125 | 72 | 20 | 0.9 | 4000 | 70
P00000TK3 | GE Lighting Solutions | Albeo | ABV1x1T47DxVxxxxx | Indoor Luminaires | High-Bay | Low-Bay Luminaires for Commercial and Industrial Buildings | Premium | FALSE | [9 empty] | 41816 | Dimmable | Continuous Below 10 | Yes |  | 3 | 8910 | 124 | 72 | 20 | 0.9 | 4000 | 70
P00000TK2 | GE Lighting Solutions | Albeo | ABV1x1T479xVxxxxx | Indoor Luminaires | High-Bay | Low-Bay Luminaires for Commercial and Industrial Buildings | Premium | FALSE | [9 empty] | 41816 | Dimmable | Continuous Below 10 | Yes |  | 3 | 8910 | 124 | 72 | 20 | 0.9 | 4000 | 70
P00001KA0 | Huizhou TCL Light Electrical Appliances Co. Ltd | TCl | TCLZK-LED240SG/01 (4500K) | Indoor Luminaires | High-Bay | High-Bay Luminaires for Commercial and Industrial Buildings | Standard | TRUE | 18546 | 78.06 | 237.39 | 18.4 | 0.931 | 4356 | 77 | 5 | 35000 | 41814 |  |  | NotYetVerified |  | 3 | 18500 | 80 | 240 | 20 | 0.9 | 4500 | 70
P00001KA2 | Huizhou TCL Light Electrical Appliances Co. Ltd | TCl | TCLZK-LED240SG/03 (5700K) | Indoor Luminaires | High-Bay | High-Bay Luminaires for Commercial and Industrial Buildings | Standard | FALSE | [9 empty] | 41814 |  |  | NotYetVerified |  | 3 | 19500 | 80 | 240 | 20 | 0.9 | 5700 | 70
P00001KA1 | Huizhou TCL Light Electrical Appliances Co. Ltd | TCl | TCLZK-LED240SG/02 (5000K) | Indoor Luminaires | High-Bay | High-Bay Luminaires for Commercial and Industrial Buildings | Standard | FALSE | [9 empty] | 41814 |  |  | NotYetVerified |  | 3 | 19000 | 80 | 240 | 20 | 0.9 | 5000 | 70
P00001AT4 | Taizhou JiaoGuang Lighting Co. Ltd. | LIGHT THE FUTURE | CL503-40K-XX | Indoor Luminaires | High-Bay | Low-Bay Luminaires for Commercial and Industrial Buildings | Standard | TRUE | 7317.82 | 91.63 | 80.49 | 12.65 | 0.975 | 3961 | 81.6 | 5 | 50000 | 41813 |  |  | NotYetVerified |  | 3 | 7000 |  | 80 | 20 | 0.9 | 4000 | 75
P00001ATD | Taizhou JiaoGuang Lighting Co. Ltd. | LIGHT THE FUTURE | CL506-40K-XX | Indoor Luminaires | High-Bay | High-Bay Luminaires for Commercial and Industrial Buildings | Standard | TRUE | 14357.75 | 90.88 | 158.32 | 13.09 | 0.974 | 4007 | 81.7 | 5 | 50000 | 41813 |  |  | NotYetVerified |  | 3 | 14000 |  | 160 | 20 | 0.9 | 4000 | 75
P00001ATA | Taizhou JiaoGuang Lighting Co. Ltd. | LIGHT THE FUTURE | CL505-40K-XX | Indoor Luminaires | High-Bay | High-Bay Luminaires for Commercial and Industrial Buildings | Standard | TRUE | 11455.25 | 92.67 | 123.87 | 14.03 | 0.969 | 3977 | 81.7 | 5 | 50000 | 41813 |  |  | NotYetVerified |  | 3 | 10500 |  | 120 | 20 | 0.9 | 4000 | 75
P00001ATG | Taizhou JiaoGuang Lighting Co. Ltd. | LIGHT THE FUTURE | CL706-40K-XX | Indoor Luminaires | High-Bay | High-Bay Luminaires for Commercial and Industrial Buildings | Standard | TRUE | 14145.45 | 85.31 | 165.81 | 12.98 | 0.969 | 3996 | 81.7 | 5 | 50000 | 41813 |  |  | NotYetVerified |  | 3 | 14000 |  | 160 | 20 | 0.9 | 4000 | 75
P00001AT7 | Taizhou JiaoGuang Lighting Co. Ltd. | LIGHT THE FUTURE | CL504-40K-XX | Indoor Luminaires | High-Bay | Low-Bay Luminaires for Commercial and Industrial Buildings | Standard | TRUE | 9257.64 | 90.98 | 102.32 | 14.34 | 0.959 | 3996 | 81.7 | 5 | 50000 | 41813 |  |  | NotYetVerified |  | 3 | 8800 |  | 100 | 20 | 0.9 | 4000 | 75
P00001AT1 | Taizhou JiaoGuang Lighting Co. Ltd. | LIGHT THE FUTURE | CL502-40K-XX | Indoor Luminaires | High-Bay | Low-Bay Luminaires for Commercial and Industrial Buildings | Standard | TRUE | 4600.09 | 90.37 | 50.9 | 14.53 | 0.958 | 3978 | 81.5 | 5 | 50000 | 41813 |  |  | NotYetVerified |  | 3 | 4800 |  | 55 | 20 | 0.9 | 4000 | 75
P00001KRA | Full Energy Solutions Distribution | FES | FES120LEDIP65 | Indoor Luminaires | High-Bay | High-Bay Luminaires for Commercial and Industrial Buildings | Standard | TRUE | 14865 | 108.7 | 136.7 | 12.44 | 0.931 | 5419 | 84.81 | 5 | 100000 | 41813 |  |  | NotYetVerified |  | 3 | 15000 | 109 | 120
P00001KR2 | Evolving Solutions in Energy Inc | Kingsun | BY2G28024S1S11250V27 | Indoor Luminaires | High-Bay | Low-Bay Luminaires for Commercial and Industrial Buildings | Standard | TRUE | 5182 | 86.45 | 59.94 | 9.7 | 0.925 | 5252 | 80.9 | 5 | 50000 | 41813 |  |  | NotYetVerified |  | 3 | 5182 | 86.45 | 59.94 | 15 | 0.99 | 5000 | 80
P00001KR6 | Evolving Solutions in Energy Inc | Kingsun | BY2G28054S1S11250V27 | Indoor Luminaires | High-Bay | High-Bay Luminaires for Commercial and Industrial Buildings | Standard | TRUE | 13375 | 88.81 | 150.6 | 17.5 | 0.92 | 5257 | 81 | 5 | 50000 | 41813 |  |  | NotYetVerified |  | 3 | 13375 | 88.81 | 150.6 | 15 | 0.99 | 5000 | 81
P00001KR4 | Evolving Solutions in Energy Inc | Kingsun | BY2G28034S1S11250V27 | Indoor Luminaires | High-Bay | Low-Bay Luminaires for Commercial and Industrial Buildings | Standard | TRUE | 7667 | 85.56 | 89.62 | 17.5 | 0.92 | 5238 | 80.5 | 5 | 50000 | 41813 |  |  | NotYetVerified |  | 3 | 7667 | 85.56 | 89.62 | 15 | 0.99 | 5000 | 80.5
P00001K6W | CBM Electronics Lighting Inc. | CBM | HB/C80-150WLED-120/277_3000K | Indoor Luminaires | High-Bay | High-Bay Luminaires for Commercial and Industrial Buildings | Standard | TRUE | 13523.94 | 91.95 | 146.12 | 17.7 | 0.89 | 3084 | 75 | 5 | 50000 | 41813 |  |  | NotYetVerified |  | 3 | 13000 | 90 | 150 | 20 | 0.93 | 3000 | 70
P00001ATI | Taizhou JiaoGuang Lighting Co. Ltd. | LIGHT THE FUTURE | CL706-57K-XX | Indoor Luminaires | High-Bay | High-Bay Luminaires for Commercial and Industrial Buildings | Standard | FALSE | [9 empty] | 41813 |  |  | NotYetVerified |  | 3 | 14000 | 87.5 | 160 | 20 | 0.9 | 5700 | 75
P00001ATF | Taizhou JiaoGuang Lighting Co. Ltd. | LIGHT THE FUTURE | CL506-57K-XX | Indoor Luminaires | High-Bay | High-Bay Luminaires for Commercial and Industrial Buildings | Standard | FALSE | [9 empty] | 41813 |  |  | NotYetVerified |  | 3 | 14000 | 87.5 | 160 | 20 | 0.9 | 5700 | 75
P00001ATB | Taizhou JiaoGuang Lighting Co. Ltd. | LIGHT THE FUTURE | CL505-50K-XX | Indoor Luminaires | High-Bay | High-Bay Luminaires for Commercial and Industrial Buildings | Standard | FALSE | [9 empty] | 41813 |  |  | NotYetVerified |  | 3 | 10500 | 87.5 | 120 | 20 | 0.9 | 5700 | 75
P00001AT9 | Taizhou JiaoGuang Lighting Co. Ltd. | LIGHT THE FUTURE | CL504-57K-XX | Indoor Luminaires | High-Bay | Low-Bay Luminaires for Commercial and Industrial Buildings | Standard | FALSE | [9 empty] | 41813 |  |  | NotYetVerified |  | 3 | 8800 | 88 | 100 | 20 | 0.9 | 5700 | 75
P00001AT6 | Taizhou JiaoGuang Lighting Co. Ltd. | LIGHT THE FUTURE | CL503-57K-XX | Indoor Luminaires | High-Bay | Low-Bay Luminaires for Commercial and Industrial Buildings | Standard | FALSE | [9 empty] | 41813 |  |  | NotYetVerified |  | 3 | 7000 | 87.5 | 80 | 20 | 0.9 | 5700 | 75
P00001AT3 | Taizhou JiaoGuang Lighting Co. Ltd. | LIGHT THE FUTURE | CL502-57K-XX | Indoor Luminaires | High-Bay | Low-Bay Luminaires for Commercial and Industrial Buildings | Standard | FALSE | [9 empty] | 41813 |  |  | NotYetVerified |  | 3 | 4800 | 87.3 | 55 | 20 | 0.9 | 5700 | 75
P00001ATH | Taizhou JiaoGuang Lighting Co. Ltd. | LIGHT THE FUTURE | CL706-50K-XX | Indoor Luminaires | High-Bay | High-Bay Luminaires for Commercial and Industrial Buildings | Standard | FALSE | [9 empty] | 41813 |  |  | NotYetVerified |  | 3 | 14000 | 87.5 | 160 | 20 | 0.9 | 5000 | 75
P00001ATE | Taizhou JiaoGuang Lighting Co. Ltd. | LIGHT THE FUTURE | CL506-50K-XX | Indoor Luminaires | High-Bay | High-Bay Luminaires for Commercial and Industrial Buildings | Standard | FALSE | [9 empty] | 41813 |  |  | NotYetVerified |  | 3 | 14000 | 87.5 | 160 | 20 | 0.9 | 5000 | 75
P00001ATC | Taizhou JiaoGuang Lighting Co. Ltd. | LIGHT THE FUTURE | CL505-57K-XX | Indoor Luminaires | High-Bay | High-Bay Luminaires for Commercial and Industrial Buildings | Standard | FALSE | [9 empty] | 41813 |  |  | NotYetVerified |  | 3 | 10500 | 87.5 | 120 | 20 | 0.9 | 5000 | 75
P00001AT8 | Taizhou JiaoGuang Lighting Co. Ltd. | LIGHT THE FUTURE | CL504-50K-XX | Indoor Luminaires | High-Bay | Low-Bay Luminaires for Commercial and Industrial Buildings | Standard | FALSE | [9 empty] | 41813 |  |  | NotYetVerified |  | 3 | 8800 | 88 | 100 | 20 | 0.9 | 5000 | 75
P00001AT5 | Taizhou JiaoGuang Lighting Co. Ltd. | LIGHT THE FUTURE | CL503-50K-XX | Indoor Luminaires | High-Bay | Low-Bay Luminaires for Commercial and Industrial Buildings | Standard | FALSE | [9 empty] | 41813 |  |  | NotYetVerified |  | 3 | 7000 | 87.5 | 80 | 20 | 0.9 | 5000 | 75
P00001AT2 | Taizhou JiaoGuang Lighting Co. Ltd. | LIGHT THE FUTURE | CL502-50K-XX | Indoor Luminaires | High-Bay | Low-Bay Luminaires for Commercial and Industrial Buildings | Standard | FALSE | [9 empty] | 41813 |  |  | NotYetVerified |  | 3 | 4800 | 87.3 | 55 | 20 | 0.9 | 5000 | 75
P00001KR5 | Evolving Solutions in Energy Inc | Kingsun | BY2G28044S1S11250V27 | Indoor Luminaires | High-Bay | Low-Bay Luminaires for Commercial and Industrial Buildings | Standard | FALSE | [9 empty] | 41813 |  |  | NotYetVerified |  | 3 | 10571 | 87.77 | 120.4 | 15 | 0.99 | 5000 | 80
P00001K6X | CBM Electronics Lighting Inc. | CBM | HB/C80-150WLED-120/277_5700K | Indoor Luminaires | High-Bay | High-Bay Luminaires for Commercial and Industrial Buildings | Standard | FALSE | [9 empty] | 41813 | Not Yet Verified | Not Yet Verified | NotYetVerified |  | 3 | 13000 | 90 | 150 | 20 | 0.93 | 5700 | 70
P00001KOQ | Shenzhen Bbier Lighting Co. Ltd | Shenzhen Bbier | BB-MTD-001 (4500K) [120V ONLY] | Indoor Luminaires | High-Bay | Low-Bay Luminaires for Commercial and Industrial Buildings | Standard | TRUE | 5568.45 | 90.35 | 61.63 | 16 | 0.98 | 4399 | 84.2 | 5 | 50000 | 41810 |  |  | NotYetVerified |  | 3 | 5500 | 90 | 60 |  | 0.95 | 4500 | 80
P00000U0W | Global Energy Efficiency Holdings | G-Lite | PA-1G-486645.2X[120V] | Indoor Luminaires | High-Bay | Low-Bay Luminaires for Commercial and Industrial Buildings | Standard | TRUE | 7153 | 120 | 59.58 | 12 | 0.987 | 4647 | 83.8 | 5 | 50000 | 41809 |  |  | NotYetVerified |  | 3 | 7153 | 120 | 60 | 12 | 0.9 | 4647 | 83
P00001IVP | Axis Energy Partners LLC | Axis LED Lighting | AEP150WBELLHB | Indoor Luminaires | High-Bay | High-Bay Luminaires for Commercial and Industrial Buildings | Standard | TRUE | 13506 | 88.34 | 150.4 | 9.2 | 0.945 | 5060 | 82.1 | 5 | 50000 | 41808 |  |  | NotYetVerified |  | 3 | 13506 | 88.34 | 150.4 |  | 0.945 | 5060 | 82.1
P00000YMA | KMW Inc. | GigaTera | SE160-C3008##$%% | Indoor Luminaires | High-Bay | High-Bay Luminaires for Commercial and Industrial Buildings | Standard | TRUE | 18530 | 116.44 | 159.14 | 15 | 0.941 | 3154 | 83 | 5 | 50000 | 41808 |  |  | NotYetVerified |  | 3 | 19000 | 125 | 160 |  | 0.9 | 3000 | 80
P00000YMC | KMW Inc. | GigaTera | SE160-C5008##$%% | Indoor Luminaires | High-Bay | High-Bay Luminaires for Commercial and Industrial Buildings | Standard | TRUE | 20340 | 126.87 | 160.32 | 15.01 | 0.939 | 5188 | 84 | 5 | 50000 | 41808 |  |  | NotYetVerified |  | 3 | 19000 | 125 | 160 |  | 0.9 | 5000 | 80
P00001IVO | Axis Energy Partners LLC | Axis LED Lighting | AEP250WFL | Indoor Luminaires | High-Bay | High-Bay Luminaires for Commercial and Industrial Buildings | Standard | TRUE | 26591 | 107 | 248.5 | 15.4 | 0.934 | 5149 | 71 | 5 | 100000 | 41808 |  |  | NotYetVerified |  | 3 | 27500 | 110 | 250 |  | 0.9 | 5000 | 70
P00001IVQ | Axis Energy Partners LLC | Axis LED Lighting | AEP200WBELLHB | Indoor Luminaires | High-Bay | High-Bay Luminaires for Commercial and Industrial Buildings | Standard | TRUE | 18457 | 89.45 | 206.33 | 14.04 | 0.9214 | 5292 | 82 | 5 | 50000 | 41808 |  |  | NotYetVerified |  | 3 | 18000 | 90 | 200 |  | 0.95 | 5000 | 80
P000016U3 | Precision Paragon [P2] | Precision Paragon | LVT-2x4-HHL-F-[blankUL]-50K | Indoor Luminaires | High-Bay | High-Bay Luminaires for Commercial and Industrial Buildings | Standard | FALSE | [9 empty] | 41808 |  |  | NotYetVerified | Product updated 9/1/2016 | 3 | 29287 | 99 | 294 | 19 | 0.94 | 5000 | 84
P00000YMB | KMW Inc. | GigaTera | SE160-C4008##$%% | Indoor Luminaires | High-Bay | High-Bay Luminaires for Commercial and Industrial Buildings | Standard | FALSE | [9 empty] | 41808 |  |  | NotYetVerified |  | 3 | 19000 | 125 | 160 |  | 0.9 | 4000 | 80
P00001KM7 | Raise Energy Solutions LLC | RES | RES-BL-HB03-200W-347-5K | Indoor Luminaires | High-Bay | High-Bay Luminaires for Commercial and Industrial Buildings | Standard | TRUE | 16268 | 79.01 | 205.89 | 15.29 | 0.982 | 4929 | 78 | 5 | 36300 | 41807 |  |  | NotYetVerified |  | 3 | 17000 | 80 | 200 |  | 0.95 | 5000 | 80
P00001KM8 | Raise Energy Solutions LLC | RES | RES-BL-HB03-150W-347-5K | Indoor Luminaires | High-Bay | High-Bay Luminaires for Commercial and Industrial Buildings | Standard | TRUE | 12948 | 86.36 | 149.9 | 15.4 | 0.9749 | 5386 | 75 | 5 | 50000 | 41807 |  |  | NotYetVerified |  | 3 | 13000 | 82 | 158 |  | 0.95 | 5000 | 80
P00001KM4 | Raise Energy Solutions LLC | RES | RES-BL-HB03-150W-277-4.7K | Indoor Luminaires | High-Bay | High-Bay Luminaires for Commercial and Industrial Buildings | Standard | TRUE | 12302 | 81.19 | 151.52 | 10.13 | 0.952 | 4905 | 80 | 5 | 50000 | 41807 |  |  | NotYetVerified |  | 3 |  |  | 150 |  |  | 4700
P00001KM1 | Raise Energy Solutions LLC | RES | RES-BL-HB03-200W-277-4.7K | Indoor Luminaires | High-Bay | High-Bay Luminaires for Commercial and Industrial Buildings | Standard | TRUE | 15795 | 79.51 | 198.66 | 17.83 | 0.946 | 5084 | 78 | 5 | 50000 | 41807 |  |  | NotYetVerified |  | 3 | 16000 | 80 | 200 |  | 0.95 | 4700 | 80
P000016TP | Precision Paragon [P2] | Precision Paragon | LVT-2X4-HHL-F-[blankUL]-40K | Indoor Luminaires | High-Bay | High-Bay Luminaires for Commercial and Industrial Buildings | Standard | TRUE | 29287.14 | 99 | 294.72 | 19 | 0.94 | 4035 | 84 | 5 | 50000 | 41807 |  |  | NotYetVerified | Product updated 9/1/2016 | 3 | 29287 | 99 | 294 | 19 | 0.94 | 4000 | 84
P00001KLZ | Shat-R-Shield | Shat-R-Shield | 200HB50 | Indoor Luminaires | High-Bay | High-Bay Luminaires for Commercial and Industrial Buildings | Standard | TRUE | 18457 | 89.45 | 206.33 | 14.04 | 0.9214 | 5292 | 82 | 5 | 50000 | 41807 |  |  | NotYetVerified |  | 3 | 18000 | 90 | 200 |  | 0.95 | 5000 | 80
P00001DXD | Xiamen Holly Lite Co. Ltd. | Holly Lite | HLI-L240C-NON | Indoor Luminaires | High-Bay | High-Bay Luminaires for Commercial and Industrial Buildings | Standard | TRUE | 23309.803 | 91.361 | 255.14 | 10.03 | 0.92 | 5780 | 77.5 | 5 | 50000 | 41807 |  |  | NotYetVerified |  | 3 | 23309.8 | 91.36 | 240 | 15 | 0.996 | 5780 | 75
P00001DXC | Xiamen Holly Lite Co. Ltd. | Holly Lite | HLI-L150C-NON | Indoor Luminaires | High-Bay | High-Bay Luminaires for Commercial and Industrial Buildings | Standard | TRUE | 14806.846 | 96.986 | 152.67 | 14.61 | 0.91 | 5730 | 77.4 | 5 | 50000 | 41807 |  |  | NotYetVerified |  | 3 | 14806.85 | 96.986 | 150 | 15 | 0.995 | 5730 | 75
PS6XMYN2 | Xiamen Holly Lite Co. Ltd. | Holly Lite | HLI-L240C-STP | Indoor Luminaires | High-Bay | High-Bay Luminaires for Commercial and Industrial Buildings | Standard | FALSE | [9 empty] | 41807 |  |  | NotYetVerified |  | 3 | 23309.8 | 91.36 | 240 | 15 | 0.996 | 5780 | 75
PTCCZ1EC | Xiamen Holly Lite Co. Ltd. | Holly Lite | HLI-L240C-CTN | Indoor Luminaires | High-Bay | High-Bay Luminaires for Commercial and Industrial Buildings | Standard | FALSE | [9 empty] | 41807 |  |  | NotYetVerified |  | 3 | 23309.8 | 91.36 | 240 | 15 | 0.996 | 5780 | 75
PPQBCASP | Xiamen Holly Lite Co. Ltd. | Holly Lite | HLI-L150C-STP | Indoor Luminaires | High-Bay | High-Bay Luminaires for Commercial and Industrial Buildings | Standard | FALSE | [9 empty] | 41807 |  |  | NotYetVerified |  | 3 | 14806.85 | 96.986 | 150 | 15 | 0.995 | 5730 | 75
PPXRFEQ3 | Xiamen Holly Lite Co. Ltd. | Holly Lite | HLI-L150C-CTN | Indoor Luminaires | High-Bay | High-Bay Luminaires for Commercial and Industrial Buildings | Standard | FALSE | [9 empty] | 41807 |  |  | NotYetVerified |  | 3 | 14806.85 | 96.986 | 150 | 15 | 0.995 | 5730 | 75
P00001KM2 | Raise Energy Solutions LLC | RES | RES-BL-HB03-200W-277-5.5K | Indoor Luminaires | High-Bay | High-Bay Luminaires for Commercial and Industrial Buildings | Standard | FALSE | [9 empty] | 41807 |  |  | NotYetVerified |  | 3 | 16000 | 80 | 200 |  | 0.95 | 5500 | 80
P00001KM3 | Raise Energy Solutions LLC | RES | RES-BL-HB03-200W-277-5K | Indoor Luminaires | High-Bay | High-Bay Luminaires for Commercial and Industrial Buildings | Standard | FALSE | [9 empty] | 41807 |  |  | NotYetVerified |  | 3 | 16000 | 80 | 200 |  | 0.95 | 5000 | 80
P000016TR | Precision Paragon [P2] | Precision Paragon | LVT-2X4-HHL-BL-[blankUL]-40K | Indoor Luminaires | High-Bay | High-Bay Luminaires for Commercial and Industrial Buildings | Standard | FALSE | [9 empty] | 41807 |  |  | NotYetVerified | Product updated 9/1/2016 | 3 | 29287 | 99 | 295 | 19 | 0.94 | 4000 | 84
P000016TQ | Precision Paragon [P2] | Precision Paragon | LVT-2X4-HHL-DM-[blankUL]-40K | Indoor Luminaires | High-Bay | High-Bay Luminaires for Commercial and Industrial Buildings | Standard | FALSE | [9 empty] | 41807 |  |  | NotYetVerified | Product updated 9/1/2016 | 3 | 29287 | 99 | 295 | 19 | 0.94 | 4000 | 84
P00000MLT | Eaton (formerly Cooper Lighting) | Metalux | 8TSNLED-LD1-86-RM-UNV-L830-CD2-U | Indoor Luminaires | High-Bay | High-Bay Aisle Luminaires | Standard | TRUE | 9456 | 94.52 | 99.62 | 7.16 | 0.996 | 3104 | 83.3 | 5 | 72000 | 41806 |  |  | NotYetVerified |  | 3
P00000MKY | Eaton (formerly Cooper Lighting) | Metalux | 8TSNLED-LD1-90-LN-UNV-L8xx-CD2-U | Indoor Luminaires | High-Bay | High-Bay Luminaires for Commercial and Industrial Buildings | Standard | TRUE | 9586 | 93.9 | 99.16 | 7.16 | 0.9936 |  |  | 5 | 72000 | 41806 |  |  | NotYetVerified |  | 3
P00001ERY | Twice The Light Inc / DBA ENVLED | ENVLED | ENV-180-LHB-[120V ONLY] | Indoor Luminaires | High-Bay | High-Bay Luminaires for Commercial and Industrial Buildings | Standard | TRUE | 24464.73 | 127.69 | 191.6 | 12.8 | 0.988 | 5610 | 71.4 | 5 |  | 41806 |  |  | NotYetVerified |  | 3 | 24464.73 | 127.69 | 191.6 |  |  | 5610 | 71.4
P00000542 | Atlas Lighting Products | Atlas Lighting Products | ILW48LED4XXX | Indoor Luminaires | High-Bay | Low-Bay Luminaires for Commercial and Industrial Buildings | Standard | TRUE | 4640 | 97.1 | 47.81 | 6.52 | 0.976 | 4155 | 87 | 5 | 100000 | 41806 |  |  | NotYetVerified |  | 3 | 4640 | 97 | 47.81 |  |  | 4100 | 87
P00001DYV | XtraLight Manufacturing Ltd. | XtraLight | VTHLED408200N5SUINXXL2XXX | Indoor Luminaires | High-Bay | High-Bay Luminaires for Commercial and Industrial Buildings | Standard | TRUE | 20918 | 110.4 | 185.56 | 6.31 | 0.9645 | 5096 | 77.2 | 5 | 100000 | 41806 |  |  | NotYetVerified |  | 3 | 18410 | 98 | 187 |  |  | 5200
P00001DYW | XtraLight Manufacturing Ltd. | XtraLight | VTHLED406140N5SUINXXL2XXX | Indoor Luminaires | High-Bay | High-Bay Luminaires for Commercial and Industrial Buildings | Standard | TRUE | 15580 | 113.6 | 135.64 | 8.81 | 0.94 | 5067 | 77.03 | 10 | 100000 | 41806 |  |  | NotYetVerified |  | 3 | 15580 | 114 | 137 |  |  | 5200
P00000U6P | Green Ray LED International LLC | Green Ray LED | GR-HID-120NR-55C90-NWRV | Indoor Luminaires | High-Bay | High-Bay Luminaires for Commercial and Industrial Buildings | Standard | TRUE | 11842 | 104.31 | 113.5 | 8.9 | 0.92 | 5940 | 72.3 | 5 | 50000 | 41806 |  |  | NotYetVerified |  | 3 | 12000 | 100 | 120 | 15 | 0.9 | 5500 | 70
P00000U6O | Green Ray LED International LLC | Green Ray LED | GR-HID-120NR-55C60-NWRV | Indoor Luminaires | High-Bay | High-Bay Luminaires for Commercial and Industrial Buildings | Standard | TRUE | 11458 | 100.86 | 113.6 | 8.9 | 0.92 | 5931 | 72.4 | 5 | 50000 | 41806 |  |  | NotYetVerified |  | 3 | 12000 | 100 | 120 | 15 | 0.9 | 5500 | 70
P00001ERX | Twice The Light Inc / DBA ENVLED | ENVLED | ENV-138-LHB-UNV | Indoor Luminaires | High-Bay | High-Bay Luminaires for Commercial and Industrial Buildings | Standard | TRUE | 18908.76 | 139.24 | 135.8 | 19.09 | 0.905 | 5556 | 71.6 | 5 |  | 41806 |  |  | NotYetVerified |  | 3 | 18908.76 | 139.24 | 135.8 |  |  | 5556 | 71.6
P00000U6Q | Green Ray LED International LLC | Green Ray LED | GR-HID-120NR-55C25-NWRV | Indoor Luminaires | High-Bay | High-Bay Luminaires for Commercial and Industrial Buildings | Standard | FALSE | [9 empty] | 41806 |  |  | NotYetVerified |  | 3 | 12000 | 100 | 120 | 15 | 0.9 | 5500 | 70
P00000ME5 | Eaton (formerly Cooper Lighting) | Metalux | 8TSNLED-LD1-68-[Voltages include 120 thru 277V]-[Options include EL7W and PI/CPI]-L850-CD1-[All Packaging] | Indoor Luminaires | High-Bay | Low-Bay Luminaires for Commercial and Industrial Buildings | Standard | FALSE | [9 empty] | 41806 |  |  | NotYetVerified |  | 3 | 7014 | 110.1 | 63.7 | 9 | 0.98 | 5000 | 85
P00000ME8 | Eaton (formerly Cooper Lighting) | Metalux | 8TSNLED-LD1-67-[Voltages include 120 thru 277V]-LC-[Options include EL7W and PI/CPI]-L850-CD1-[All Packaging] | Indoor Luminaires | High-Bay | Low-Bay Luminaires for Commercial and Industrial Buildings | Standard | FALSE | [9 empty] | 41806 |  |  | NotYetVerified |  | 3 | 6911 | 108.5 | 63.7 | 9 | 0.98 | 5000 | 85
P00000MEP | Eaton (formerly Cooper Lighting) | Metalux | 8TSNLED-LD1-59-[Voltages include 120 thru 277V]-RM-[Options include EL7W and PI/CPI]-L850-CD1-[All Packaging] | Indoor Luminaires | High-Bay | Low-Bay Luminaires for Commercial and Industrial Buildings | Standard | FALSE | [9 empty] | 41806 |  |  | NotYetVerified |  | 3 | 6830 | 107.2 | 63.7 | 9 | 0.98 | 5000 | 85
P00000MEB | Eaton (formerly Cooper Lighting) | Metalux | 8TSNLED-LD1-64-[Voltages include 120 thru 277V]-LN-[Options include EL7W and PI/CPI]-L850-CD1-[All Packaging] | Indoor Luminaires | High-Bay | Low-Bay Luminaires for Commercial and Industrial Buildings | Standard | FALSE | [9 empty] | 41806 |  |  | NotYetVerified |  | 3 | 6602 | 103.6 | 63.7 | 9 | 0.98 | 5000 | 85
P00000MEV | Eaton (formerly Cooper Lighting) | Metalux | 8TSNLED-LD1-59-[Voltages include 120 thru 277V]-RW-[Options include EL7W and PI/CPI]-L850-CD1-[All Packaging] | Indoor Luminaires | High-Bay | Low-Bay Luminaires for Commercial and Industrial Buildings | Standard | FALSE | [9 empty] | 41806 |  |  | NotYetVerified |  | 3 | 6384 | 100.2 | 63.7 | 9 | 0.98 | 5000 | 85
P00000MEE | Eaton (formerly Cooper Lighting) | Metalux | 8TSNLED-LD1-60-[Voltages include 120 thru 277V]-LW-[Options include EL7W and PI/CPI]-L850-CD1-[All Packaging] | Indoor Luminaires | High-Bay | Low-Bay Luminaires for Commercial and Industrial Buildings | Standard | FALSE | [9 empty] | 41806 |  |  | NotYetVerified |  | 3 | 6189 | 97.2 | 63.7 | 9 | 0.98 | 5000 | 85
P00000ML4 | Eaton (formerly Cooper Lighting) | Metalux | 8TSNLED-LD1-116-[Voltages include 120 thru 277V]-[Options include EL7W and PI/CPI]-L850-CD2-[All Packaging] | Indoor Luminaires | High-Bay | High-Bay Luminaires for Commercial and Industrial Buildings | Standard | FALSE | [9 empty] | 41806 |  |  | NotYetVerified |  | 3 | 12669 | 113.8 | 111.4 | 8 | 0.99 | 5000 | 85
P00000MLZ | Eaton (formerly Cooper Lighting) | Metalux | 8TSNLED-LD1-110-[Voltages include 120 thru 277V]-RM-[Options include EL7W and PI/CPI]-L850-CD2-[All Packaging] | Indoor Luminaires | High-Bay | High-Bay Aisle Luminaires | Standard | FALSE | [9 empty] | 41806 |  |  | NotYetVerified |  | 3 | 12324 | 110.7 | 111.4 | 8 | 0.99 | 5000 | 85
P00000MLP | Eaton (formerly Cooper Lighting) | Metalux | 8TSNLED-LD1-110-[Voltages include 120 thru 277V]-RM-[Options include EL7W and PI/CPI]-L850-CD2-[All Packaging] | Indoor Luminaires | High-Bay | High-Bay Luminaires for Commercial and Industrial Buildings | Standard | FALSE | [9 empty] | 41806 |  |  | NotYetVerified |  | 3 | 12324 | 110.7 | 111.4 | 8 | 0.99 | 5000 | 85
P00000MLA | Eaton (formerly Cooper Lighting) | Metalux | 8TSNLED-LD1-115-[Voltages include 120 thru 277V]-LC-[Options include EL7W and PI/CPI]-L850-CD2-[All Packaging] | Indoor Luminaires | High-Bay | High-Bay Luminaires for Commercial and Industrial Buildings | Standard | FALSE | [9 empty] | 41806 |  |  | NotYetVerified |  | 3 | 11994 | 107.7 | 111.4 | 8 | 0.99 | 5000 | 85
P00000MLG | Eaton (formerly Cooper Lighting) | Metalux | 8TSNLED-LD1-109-[Voltages include 120 thru 277V]-LN-[Options include EL7W and PI/CPI]-L850-CD2-[All Packaging] | Indoor Luminaires | High-Bay | High-Bay Luminaires for Commercial and Industrial Buildings | Standard | FALSE | [9 empty] | 41806 |  |  | NotYetVerified |  | 3 | 11833 | 106.3 | 111.4 | 8 | 0.99 | 5000 | 85
P00000MLS | Eaton (formerly Cooper Lighting) | Metalux | 8TSNLED-LD1-110-[Voltages include 120 thru 277V]-RW-[Options include EL7W and PI/CPI]-L850-CD2-[All Packaging] | Indoor Luminaires | High-Bay | High-Bay Luminaires for Commercial and Industrial Buildings | Standard | FALSE | [9 empty] | 41806 |  |  | NotYetVerified |  | 3 | 11318 | 101.6 | 111.4 | 8 | 0.99 | 5000 | 85
P00000MLJ | Eaton (formerly Cooper Lighting) | Metalux | 8TSNLED-LD1-99-[Voltages include 120 thru 277V]-LW-[Options include EL7W and PI/CPI]-L850-CD2-[All Packaging] | Indoor Luminaires | High-Bay | High-Bay Luminaires for Commercial and Industrial Buildings | Standard | FALSE | [9 empty] | 41806 |  |  | NotYetVerified |  | 3 | 10820 | 97.2 | 111.4 | 8 | 0.99 | 5000 | 85
P00000ML1 | Eaton (formerly Cooper Lighting) | Metalux | 8TSNLED-LD1-96-[Voltages include 120 thru 277V]-[Options include EL7W and PI/CPI]-L850-CD2-[All Packaging] | Indoor Luminaires | High-Bay | High-Bay Luminaires for Commercial and Industrial Buildings | Standard | FALSE | [9 empty] | 41806 |  |  | NotYetVerified |  | 3 | 10391 | 106 | 98 | 8 | 0.99 | 5000 | 85
P00000ML7 | Eaton (formerly Cooper Lighting) | Metalux | 8TSNLED-LD1-94-[Voltages include 120 thru 277V]-LC-[Options include EL7W and PI/CPI]-L850-CD2-[All Packaging] | Indoor Luminaires | High-Bay | High-Bay Luminaires for Commercial and Industrial Buildings | Standard | FALSE | [9 empty] | 41806 |  |  | NotYetVerified |  | 3 | 10342 | 105.5 | 98 | 8 | 0.99 | 5000 | 85
P00000MLW | Eaton (formerly Cooper Lighting) | Metalux | 8TSNLED-LD1-86-[Voltages include 120 thru 277V]-RM-[Options include EL7W and PI/CPI]-L850-CD2-[All Packaging] | Indoor Luminaires | High-Bay | High-Bay Aisle Luminaires | Standard | FALSE | [9 empty] | 41806 |  |  | NotYetVerified |  | 3 | 10091 | 102.9 | 98 | 8 | 0.99 | 5000 | 85
P00000MLM | Eaton (formerly Cooper Lighting) | Metalux | 8TSNLED-LD1-86-[Voltages include 120 thru 277V]-RM-[Options include EL7W and PI/CPI]-L850-CD2-[All Packaging] | Indoor Luminaires | High-Bay | High-Bay Luminaires for Commercial and Industrial Buildings | Standard | FALSE | [9 empty] | 41806 |  |  | NotYetVerified |  | 3 | 10091 | 102.9 | 98 | 8 | 0.99 | 5000 | 85
P00000MLD | Eaton (formerly Cooper Lighting) | Metalux | 8TSNLED-LD1-90-[Voltages include 120 thru 277V]-LN-[Options include EL7W and PI/CPI]-L850-CD2-[All Packaging] | Indoor Luminaires | High-Bay | High-Bay Luminaires for Commercial and Industrial Buildings | Standard | FALSE | [9 empty] | 41806 |  |  | NotYetVerified |  | 3 | 9888 | 100.9 | 98 | 8 | 0.99 | 5000 | 85
P00000MEY | Eaton (formerly Cooper Lighting) | Metalux | 8TSNLED-LD1-86-[Voltages include 120 thru 277V]-RW-[Options include EL7W and PI/CPI]-L850-CD2-[All Packaging] | Indoor Luminaires | High-Bay | Low-Bay Luminaires for Commercial and Industrial Buildings | Standard | FALSE | [9 empty] | 41806 |  |  | NotYetVerified |  | 3 | 9383 | 95.7 | 98 | 8 | 0.99 | 5000 | 85
P00000MEH | Eaton (formerly Cooper Lighting) | Metalux | 8TSNLED-LD1-85-[Voltages include 120 thru 277V]-LW-[Options include EL7W and PI/CPI]-L850-CD2-[All Packaging] | Indoor Luminaires | High-Bay | Low-Bay Luminaires for Commercial and Industrial Buildings | Standard | FALSE | [9 empty] | 41806 |  |  | NotYetVerified |  | 3 | 9365 | 95.5 | 98 | 8 | 0.99 | 5000 | 85
P00000MEM | Eaton (formerly Cooper Lighting) | Metalux | SNLED-LD1-57-[Voltages include 120 thru 277V]-RM-[Options include EL7W and PI/CPI]-L850-CD1-[All Packaging] | Indoor Luminaires | High-Bay | Low-Bay Luminaires for Commercial and Industrial Buildings | Standard | FALSE | [9 empty] | 41806 |  |  | NotYetVerified |  | 3 | 6028 | 113.3 | 53.2 | 8 | 0.99 | 5000 | 85
P00000MES | Eaton (formerly Cooper Lighting) | Metalux | SNLED-LD1-57-[Voltages include 120 thru 277V]-RW-[Options include EL7W and PI/CPI]-L850-CD1-[All Packaging] | Indoor Luminaires | High-Bay | Low-Bay Luminaires for Commercial and Industrial Buildings | Standard | FALSE | [9 empty] | 41806 |  |  | NotYetVerified |  | 3 | 5659 | 106.4 | 53.2 | 8 | 0.99 | 5000 | 85
P00000MEJ | Eaton (formerly Cooper Lighting) | Metalux | SNLED-LD1-45-[Voltages include 120 thru 277V]-RM-[Options include EL7W and PI/CPI]-L850-CD1-[All Packaging] | Indoor Luminaires | High-Bay | Low-Bay Luminaires for Commercial and Industrial Buildings | Standard | FALSE | [9 empty] | 41806 |  |  | NotYetVerified |  | 3 | 4885 | 98.5 | 49.6 | 8 | 0.99 | 5000 | 85
P00000ME4 | Eaton (formerly Cooper Lighting) | Metalux | 8TSNLED-LD1-68-[Voltages include 120 thru 277V]-[Options include EL7W and PI/CPI]-L840-CD1-[All Packaging] | Indoor Luminaires | High-Bay | Low-Bay Luminaires for Commercial and Industrial Buildings | Standard | FALSE | [9 empty] | 41806 |  |  | NotYetVerified |  | 3 | 6982 | 109.6 | 63.7 | 9 | 0.98 | 4000 | 85
P00000ME7 | Eaton (formerly Cooper Lighting) | Metalux | 8TSNLED-LD1-67-[Voltages include 120 thru 277V]-LC-[Options include EL7W and PI/CPI]-L840-CD1-[All Packaging] | Indoor Luminaires | High-Bay | Low-Bay Luminaires for Commercial and Industrial Buildings | Standard | FALSE | [9 empty] | 41806 |  |  | NotYetVerified |  | 3 | 6880 | 108 | 63.7 | 9 | 0.98 | 4000 | 85
P00000MEO | Eaton (formerly Cooper Lighting) | Metalux | 8TSNLED-LD1-59-[Voltages include 120 thru 277V]-RM-[Options include EL7W and PI/CPI]-L840-CD1-[All Packaging] | Indoor Luminaires | High-Bay | Low-Bay Luminaires for Commercial and Industrial Buildings | Standard | FALSE | [9 empty] | 41806 |  |  | NotYetVerified |  | 3 | 6799 | 106.7 | 63.7 | 9 | 0.98 | 4000 | 85
P00000MEA | Eaton (formerly Cooper Lighting) | Metalux | 8TSNLED-LD1-64-[Voltages include 120 thru 277V]-LN-[Options include EL7W and PI/CPI]-L840-CD1-[All Packaging] | Indoor Luminaires | High-Bay | Low-Bay Luminaires for Commercial and Industrial Buildings | Standard | FALSE | [9 empty] | 41806 |  |  | NotYetVerified |  | 3 | 6572 | 103.2 | 63.7 | 9 | 0.98 | 4000 | 85
P00000MEU | Eaton (formerly Cooper Lighting) | Metalux | 8TSNLED-LD1-59-[Voltages include 120 thru 277V]-RW-[Options include EL7W and PI/CPI]-L840-CD1-[All Packaging] | Indoor Luminaires | High-Bay | Low-Bay Luminaires for Commercial and Industrial Buildings | Standard | FALSE | [9 empty] | 41806 |  |  | NotYetVerified |  | 3 | 6355 | 99.8 | 63.7 | 9 | 0.98 | 4000 | 85
P00000MED | Eaton (formerly Cooper Lighting) | Metalux | 8TSNLED-LD1-60-[Voltages include 120 thru 277V]-LW-[Options include EL7W and PI/CPI]-L840-CD1-[All Packaging] | Indoor Luminaires | High-Bay | Low-Bay Luminaires for Commercial and Industrial Buildings | Standard | FALSE | [9 empty] | 41806 |  |  | NotYetVerified |  | 3 | 6161 | 96.7 | 63.7 | 9 | 0.98 | 4000 | 85
P00000ML3 | Eaton (formerly Cooper Lighting) | Metalux | 8TSNLED-LD1-116-[Voltages include 120 thru 277V]-[Options include EL7W and PI/CPI]-L840-CD2-[All Packaging] | Indoor Luminaires | High-Bay | High-Bay Luminaires for Commercial and Industrial Buildings | Standard | FALSE | [9 empty] | 41806 |  |  | NotYetVerified |  | 3 | 12612 | 113.2 | 111.4 | 8 | 0.99 | 4000 | 85
P00000MLY | Eaton (formerly Cooper Lighting) | Metalux | 8TSNLED-LD1-110-[Voltages include 120 thru 277V]-RM-[Options include EL7W and PI/CPI]-L840-CD2-[All Packaging] | Indoor Luminaires | High-Bay | High-Bay Aisle Luminaires | Standard | FALSE | [9 empty] | 41806 |  |  | NotYetVerified |  | 3 | 12002 | 107.8 | 111.4 | 8 | 0.99 | 4000 | 85
P00000MLO | Eaton (formerly Cooper Lighting) | Metalux | 8TSNLED-LD1-110-[Voltages include 120 thru 277V]-RM-[Options include EL7W and PI/CPI]-L840-CD2-[All Packaging] | Indoor Luminaires | High-Bay | High-Bay Luminaires for Commercial and Industrial Buildings | Standard | FALSE | [9 empty] | 41806 |  |  | NotYetVerified |  | 3 | 12002 | 107.8 | 111.4 | 8 | 0.99 | 4000 | 85
P00000ML9 | Eaton (formerly Cooper Lighting) | Metalux | 8TSNLED-LD1-115-[Voltages include 120 thru 277V]-LC-[Options include EL7W and PI/CPI]-L840-CD2-[All Packaging] | Indoor Luminaires | High-Bay | High-Bay Luminaires for Commercial and Industrial Buildings | Standard | FALSE | [9 empty] | 41806 |  |  | NotYetVerified |  | 3 | 11940 | 107.2 | 111.4 | 8 | 0.99 | 4000 | 85
P00000MLF | Eaton (formerly Cooper Lighting) | Metalux | 8TSNLED-LD1-109-[Voltages include 120 thru 277V]-LN-[Options include EL7W and PI/CPI]-L840-CD2-[All Packaging] | Indoor Luminaires | High-Bay | High-Bay Luminaires for Commercial and Industrial Buildings | Standard | FALSE | [9 empty] | 41806 |  |  | NotYetVerified |  | 3 | 11780 | 105.8 | 111.4 | 8 | 0.99 | 4000 | 85
P00000MLR | Eaton (formerly Cooper Lighting) | Metalux | 8TSNLED-LD1-110-[Voltages include 120 thru 277V]-RW-[Options include EL7W and PI/CPI]-L840-CD2-[All Packaging] | Indoor Luminaires | High-Bay | High-Bay Luminaires for Commercial and Industrial Buildings | Standard | FALSE | [9 empty] | 41806 |  |  | NotYetVerified |  | 3 | 11266 | 101.2 | 111.4 | 8 | 0.99 | 4000 | 85
P00000MLI | Eaton (formerly Cooper Lighting) | Metalux | 8TSNLED-LD1-99-[Voltages include 120 thru 277V]-LW-[Options include EL7W and PI/CPI]-L840-CD2-[All Packaging] | Indoor Luminaires | High-Bay | High-Bay Luminaires for Commercial and Industrial Buildings | Standard | FALSE | [9 empty] | 41806 |  |  | NotYetVerified |  | 3 | 10772 | 96.7 | 111.4 | 8 | 0.99 | 4000 | 85
P00000ML0 | Eaton (formerly Cooper Lighting) | Metalux | 8TSNLED-LD1-96-[Voltages include 120 thru 277V]-[Options include EL7W and PI/CPI]-L840-CD2-[All Packaging] | Indoor Luminaires | High-Bay | High-Bay Luminaires for Commercial and Industrial Buildings | Standard | FALSE | [9 empty] | 41806 |  |  | NotYetVerified |  | 3 | 10344 | 105.5 | 98 | 8 | 0.99 | 4000 | 85
P00000ML6 | Eaton (formerly Cooper Lighting) | Metalux | 8TSNLED-LD1-94-[Voltages include 120 thru 277V]-LC-[Options include EL7W and PI/CPI]-L840-CD2-[All Packaging] | Indoor Luminaires | High-Bay | High-Bay Luminaires for Commercial and Industrial Buildings | Standard | FALSE | [9 empty] | 41806 |  |  | NotYetVerified |  | 3 | 10295 | 105 | 98 | 8 | 0.99 | 4000 | 85
P00000MLV | Eaton (formerly Cooper Lighting) | Metalux | 8TSNLED-LD1-86-[Voltages include 120 thru 277V]-RM-[Options include EL7W and PI/CPI]-L840-CD2-[All Packaging] | Indoor Luminaires | High-Bay | High-Bay Aisle Luminaires | Standard | FALSE | [9 empty] | 41806 |  |  | NotYetVerified |  | 3 | 10046 | 102.5 | 98 | 8 | 0.99 | 4000 | 85
P00000MLL | Eaton (formerly Cooper Lighting) | Metalux | 8TSNLED-LD1-86-[Voltages include 120 thru 277V]-RM-[Options include EL7W and PI/CPI]-L840-CD2-[All Packaging] | Indoor Luminaires | High-Bay | High-Bay Luminaires for Commercial and Industrial Buildings | Standard | FALSE | [9 empty] | 41806 |  |  | NotYetVerified |  | 3 | 10046 | 102.5 | 98 | 8 | 0.99 | 4000 | 85
P00000MLC | Eaton (formerly Cooper Lighting) | Metalux | 8TSNLED-LD1-90-[Voltages include 120 thru 277V]-LN-[Options include EL7W and PI/CPI]-L840-CD2-[All Packaging] | Indoor Luminaires | High-Bay | High-Bay Luminaires for Commercial and Industrial Buildings | Standard | FALSE | [9 empty] | 41806 |  |  | NotYetVerified |  | 3 | 9843 | 100.4 | 98 | 8 | 0.99 | 4000 | 85
P00000MEX | Eaton (formerly Cooper Lighting) | Metalux | 8TSNLED-LD1-86-[Voltages include 120 thru 277V]-RW-[Options include EL7W and PI/CPI]-L840-CD2-[All Packaging] | Indoor Luminaires | High-Bay | Low-Bay Luminaires for Commercial and Industrial Buildings | Standard | FALSE | [9 empty] | 41806 |  |  | NotYetVerified |  | 3 | 9340 | 95.3 | 98 | 8 | 0.99 | 4000 | 85
P00000MEG | Eaton (formerly Cooper Lighting) | Metalux | 8TSNLED-LD1-85-[Voltages include 120 thru 277V]-LW-[Options include EL7W and PI/CPI]-L840-CD2-[All Packaging] | Indoor Luminaires | High-Bay | Low-Bay Luminaires for Commercial and Industrial Buildings | Standard | FALSE | [9 empty] | 41806 |  |  | NotYetVerified |  | 3 | 9323 | 95.1 | 98 | 8 | 0.99 | 4000 | 85
P00000MEL | Eaton (formerly Cooper Lighting) | Metalux | SNLED-LD1-57-[Voltages include 120 thru 277V]-RM-[Options include EL7W and PI/CPI]-L840-CD1-[All Packaging] | Indoor Luminaires | High-Bay | Low-Bay Luminaires for Commercial and Industrial Buildings | Standard | FALSE | [9 empty] | 41806 |  |  | NotYetVerified |  | 3 | 6001 | 112.8 | 53.2 | 8 | 0.99 | 4000 | 85
P00000MER | Eaton (formerly Cooper Lighting) | Metalux | SNLED-LD1-57-[Voltages include 120 thru 277V]-RW-[Options include EL7W and PI/CPI]-L840-CD1-[All Packaging] | Indoor Luminaires | High-Bay | Low-Bay Luminaires for Commercial and Industrial Buildings | Standard | FALSE | [9 empty] | 41806 |  |  | NotYetVerified |  | 3 | 5633 | 105.9 | 53.2 | 8 | 0.99 | 4000 | 85
P00000MEI | Eaton (formerly Cooper Lighting) | Metalux | SNLED-LD1-45-[Voltages include 120 thru 277V]-RM-[Options include EL7W and PI/CPI]-L840-CD1-[All Packaging] | Indoor Luminaires | High-Bay | Low-Bay Luminaires for Commercial and Industrial Buildings | Standard | FALSE | [9 empty] | 41806 |  |  | NotYetVerified |  | 3 | 4863 | 98 | 49.6 | 8 | 0.99 | 4000 | 85
P00000ME3 | Eaton (formerly Cooper Lighting) | Metalux | 8TSNLED-LD1-68-[Voltages include 120 thru 277V]-[Options include EL7W and PI/CPI]-L835-CD1-[All Packaging] | Indoor Luminaires | High-Bay | Low-Bay Luminaires for Commercial and Industrial Buildings | Standard | FALSE | [9 empty] | 41806 |  |  | NotYetVerified |  | 3 | 6800 | 106.8 | 63.7 | 9 | 0.98 | 3500 | 85
P00000ME6 | Eaton (formerly Cooper Lighting) | Metalux | 8TSNLED-LD1-67-[Voltages include 120 thru 277V]-LC-[Options include EL7W and PI/CPI]-L835-CD1-[All Packaging] | Indoor Luminaires | High-Bay | Low-Bay Luminaires for Commercial and Industrial Buildings | Standard | FALSE | [9 empty] | 41806 |  |  | NotYetVerified |  | 3 | 6700 | 105.2 | 63.7 | 9 | 0.98 | 3500 | 85
P00000MEN | Eaton (formerly Cooper Lighting) | Metalux | 8TSNLED-LD1-59-[Voltages include 120 thru 277V]-RM-[Options include EL7W and PI/CPI]-L835-CD1-[All Packaging] | Indoor Luminaires | High-Bay | Low-Bay Luminaires for Commercial and Industrial Buildings | Standard | FALSE | [9 empty] | 41806 |  |  | NotYetVerified |  | 3 | 6621 | 104 | 63.7 | 9 | 0.98 | 3500 | 85
P00000ME9 | Eaton (formerly Cooper Lighting) | Metalux | 8TSNLED-LD1-64-[Voltages include 120 thru 277V]-LN-[Options include EL7W and PI/CPI]-L835-CD1-[All Packaging] | Indoor Luminaires | High-Bay | Low-Bay Luminaires for Commercial and Industrial Buildings | Standard | FALSE | [9 empty] | 41806 |  |  | NotYetVerified |  | 3 | 6400 | 100.5 | 63.7 | 9 | 0.98 | 3500 | 85
P00000MET | Eaton (formerly Cooper Lighting) | Metalux | 8TSNLED-LD1-59-[Voltages include 120 thru 277V]-RW-[Options include EL7W and PI/CPI]-L835-CD1-[All Packaging] | Indoor Luminaires | High-Bay | Low-Bay Luminaires for Commercial and Industrial Buildings | Standard | FALSE | [9 empty] | 41806 |  |  | NotYetVerified |  | 3 | 6189 | 97.2 | 63.7 | 9 | 0.98 | 3500 | 85
P00000MEC | Eaton (formerly Cooper Lighting) | Metalux | 8TSNLED-LD1-60-[Voltages include 120 thru 277V]-LW-[Options include EL7W and PI/CPI]-L835-CD1-[All Packaging] | Indoor Luminaires | High-Bay | Low-Bay Luminaires for Commercial and Industrial Buildings | Standard | FALSE | [9 empty] | 41806 |  |  | NotYetVerified |  | 3 | 6000 | 94.2 | 63.7 | 9 | 0.98 | 3500 | 85
P00000ML2 | Eaton (formerly Cooper Lighting) | Metalux | 8TSNLED-LD1-116-[Voltages include 120 thru 277V]-[Options include EL7W and PI/CPI]-L835-CD2-[All Packaging] | Indoor Luminaires | High-Bay | High-Bay Luminaires for Commercial and Industrial Buildings | Standard | FALSE | [9 empty] | 41806 |  |  | NotYetVerified |  | 3 | 12282 | 110.3 | 111.4 | 8 | 0.99 | 3500 | 85
P00000MLX | Eaton (formerly Cooper Lighting) | Metalux | 8TSNLED-LD1-110-[Voltages include 120 thru 277V]-RM-[Options include EL7W and PI/CPI]-L835-CD2-[All Packaging] | Indoor Luminaires | High-Bay | High-Bay Aisle Luminaires | Standard | FALSE | [9 empty] | 41806 |  |  | NotYetVerified |  | 3 | 11688 | 104.9 | 111.4 | 8 | 0.99 | 3500 | 85
P00000MLN | Eaton (formerly Cooper Lighting) | Metalux | 8TSNLED-LD1-110-[Voltages include 120 thru 277V]-RM-[Options include EL7W and PI/CPI]-L835-CD2-[All Packaging] | Indoor Luminaires | High-Bay | High-Bay Luminaires for Commercial and Industrial Buildings | Standard | FALSE | [9 empty] | 41806 |  |  | NotYetVerified |  | 3 | 11688 | 104.9 | 111.4 | 8 | 0.99 | 3500 | 85
P00000ML8 | Eaton (formerly Cooper Lighting) | Metalux | 8TSNLED-LD1-115-[Voltages include 120 thru 277V]-LC-[Options include EL7W and PI/CPI]-L835-CD2-[All Packaging] | Indoor Luminaires | High-Bay | High-Bay Luminaires for Commercial and Industrial Buildings | Standard | FALSE | [9 empty] | 41806 |  |  | NotYetVerified |  | 3 | 11628 | 104.4 | 111.4 | 8 | 0.99 | 3500 | 85
P00000MLE | Eaton (formerly Cooper Lighting) | Metalux | 8TSNLED-LD1-109-[Voltages include 120 thru 277V]-LN-[Options include EL7W and PI/CPI]-L835-CD2-[All Packaging] | Indoor Luminaires | High-Bay | High-Bay Luminaires for Commercial and Industrial Buildings | Standard | FALSE | [9 empty] | 41806 |  |  | NotYetVerified |  | 3 | 11472 | 103 | 111.4 | 8 | 0.99 | 3500 | 85
P00000MLQ | Eaton (formerly Cooper Lighting) | Metalux | 8TSNLED-LD1-110-[Voltages include 120 thru 277V]-RW-[Options include EL7W and PI/CPI]-L835-CD2-[All Packaging] | Indoor Luminaires | High-Bay | High-Bay Luminaires for Commercial and Industrial Buildings | Standard | FALSE | [9 empty] | 41806 |  |  | NotYetVerified |  | 3 | 10972 | 98.5 | 111.4 | 8 | 0.99 | 3500 | 85
P00000MLH | Eaton (formerly Cooper Lighting) | Metalux | 8TSNLED-LD1-99-[Voltages include 120 thru 277V]-LW-[Options include EL7W and PI/CPI]-L835-CD2-[All Packaging] | Indoor Luminaires | High-Bay | High-Bay Luminaires for Commercial and Industrial Buildings | Standard | FALSE | [9 empty] | 41806 |  |  | NotYetVerified |  | 3 | 10490 | 94.2 | 111.4 | 8 | 0.99 | 3500 | 85
P00000MKZ | Eaton (formerly Cooper Lighting) | Metalux | 8TSNLED-LD1-96-[Voltages include 120 thru 277V]-[Options include EL7W and PI/CPI]-L835-CD2-[All Packaging] | Indoor Luminaires | High-Bay | High-Bay Luminaires for Commercial and Industrial Buildings | Standard | FALSE | [9 empty] | 41806 |  |  | NotYetVerified |  | 3 | 10074 | 102.8 | 98 | 8 | 0.99 | 3500 | 85
P00000ML5 | Eaton (formerly Cooper Lighting) | Metalux | 8TSNLED-LD1-94-[Voltages include 120 thru 277V]-LC-[Options include EL7W and PI/CPI]-L835-CD2-[All Packaging] | Indoor Luminaires | High-Bay | High-Bay Luminaires for Commercial and Industrial Buildings | Standard | FALSE | [9 empty] | 41806 |  |  | NotYetVerified |  | 3 | 10026 | 102.3 | 98 | 8 | 0.99 | 3500 | 85
P00000MLU | Eaton (formerly Cooper Lighting) | Metalux | 8TSNLED-LD1-86-[Voltages include 120 thru 277V]-RM-[Options include EL7W and PI/CPI]-L835-CD2-[All Packaging] | Indoor Luminaires | High-Bay | High-Bay Aisle Luminaires | Standard | FALSE | [9 empty] | 41806 |  |  | NotYetVerified |  | 3 | 9783 | 99.8 | 98 | 8 | 0.99 | 3500 | 85
P00000MLK | Eaton (formerly Cooper Lighting) | Metalux | 8TSNLED-LD1-86-[Voltages include 120 thru 277V]-RM-[Options include EL7W and PI/CPI]-L835-CD2-[All Packaging] | Indoor Luminaires | High-Bay | High-Bay Luminaires for Commercial and Industrial Buildings | Standard | FALSE | [9 empty] | 41806 |  |  | NotYetVerified |  | 3 | 9783 | 99.8 | 98 | 8 | 0.99 | 3500 | 85
P00000MLB | Eaton (formerly Cooper Lighting) | Metalux | 8TSNLED-LD1-90-[Voltages include 120 thru 277V]-LN-[Options include EL7W and PI/CPI]-L835-CD2-[All Packaging] | Indoor Luminaires | High-Bay | High-Bay Luminaires for Commercial and Industrial Buildings | Standard | FALSE | [9 empty] | 41806 |  |  | NotYetVerified |  | 3 | 9586 | 97.8 | 98 | 8 | 0.99 | 3500 | 85
P00000MEW | Eaton (formerly Cooper Lighting) | Metalux | 8TSNLED-LD1-86-[Voltages include 120 thru 277V]-RW-[Options include EL7W and PI/CPI]-L835-CD2-[All Packaging] | Indoor Luminaires | High-Bay | Low-Bay Luminaires for Commercial and Industrial Buildings | Standard | FALSE | [9 empty] | 41806 |  |  | NotYetVerified |  | 3 | 9096 | 92.8 | 98 | 8 | 0.99 | 3500 | 85
P00000MEF | Eaton (formerly Cooper Lighting) | Metalux | 8TSNLED-LD1-85-[Voltages include 120 thru 277V]-LW-[Options include EL7W and PI/CPI]-L835-CD2-[All Packaging] | Indoor Luminaires | High-Bay | Low-Bay Luminaires for Commercial and Industrial Buildings | Standard | FALSE | [9 empty] | 41806 |  |  | NotYetVerified |  | 3 | 9079 | 92.6 | 98 | 8 | 0.99 | 3500 | 85
P00000MEK | Eaton (formerly Cooper Lighting) | Metalux | SNLED-LD1-57-[Voltages include 120 thru 277V]-RM-[Options include EL7W and PI/CPI]-L835-CD1-[All Packaging] | Indoor Luminaires | High-Bay | Low-Bay Luminaires for Commercial and Industrial Buildings | Standard | FALSE | [9 empty] | 41806 |  |  | NotYetVerified |  | 3 | 5844 | 109.8 | 53.2 | 8 | 0.99 | 3500 | 85
P00000MEQ | Eaton (formerly Cooper Lighting) | Metalux | SNLED-LD1-57-[Voltages include 120 thru 277V]-RW-[Options include EL7W and PI/CPI]-L835-CD1-[All Packaging] | Indoor Luminaires | High-Bay | Low-Bay Luminaires for Commercial and Industrial Buildings | Standard | FALSE | [9 empty] | 41806 |  |  | NotYetVerified |  | 3 | 5486 | 103.1 | 53.2 | 8 | 0.99 | 3500 | 85
P00001KL7 | SHENZHEN KENA INDUSTRY CO.LTD | Shenzhen KENA | KNGK-220W (3000K) | Indoor Luminaires | High-Bay | High-Bay Luminaires for Commercial and Industrial Buildings | Standard | TRUE | 17832.5 | 84.21 | 211.76 | 16.4 | 0.93 | 3089 | 81.3 | 5 | 50000 | 41803 |  |  | NotYetVerified |  | 3 | 17832.5 | 84.21 | 211.76 |  | 0.93 | 3000 | 81.3
P00001FIN | Detas SpA | Pad | PAD OP 100RR700-N3S-277 | Indoor Luminaires | High-Bay | High-Bay Luminaires for Commercial and Industrial Buildings | Standard | TRUE | 20230 | 90.94 | 222.8 | 18.44 | 0.928 | 3974 | 72 | 5 | 100000 | 41803 |  |  | NotYetVerified |  | 3 | 20155 |  | 215 |  | 0.9 | 4000 | 75
P00001FIM | Detas SpA | Pad | PAD OP 60RR550-N3S-277 | Indoor Luminaires | High-Bay | High-Bay Luminaires for Commercial and Industrial Buildings | Standard | TRUE | 10029 | 94.97 | 105.6 | 18.89 | 0.922 | 3983 | 74 | 5 | 100000 | 41803 |  |  | NotYetVerified |  | 3 | 10172 |  | 100 |  | 0.9 | 4000 | 75
P00001KL6 | SHENZHEN KENA INDUSTRY CO.LTD | Shenzhen KENA | KNGK-165W (3000K) | Indoor Luminaires | High-Bay | High-Bay Luminaires for Commercial and Industrial Buildings | Standard | TRUE | 14865.97 | 91.56 | 162.37 | 13.2 | 0.92 | 3106 | 81.6 | 5 | 50000 | 41803 |  |  | NotYetVerified |  | 3 | 14866 | 92 | 162.37 |  | 0.92 | 3000 | 82
P00001KLB | SHENZHEN KENA INDUSTRY CO.LTD | Shenzhen KENA | KNGK-220W (5000K) | Indoor Luminaires | High-Bay | High-Bay Luminaires for Commercial and Industrial Buildings | Standard | FALSE | [9 empty] | 41803 |  |  | NotYetVerified |  | 3 | 18128 | 85.61 | 212 |  | 0.93 | 5000 | 82
P00001KL9 | SHENZHEN KENA INDUSTRY CO.LTD | Shenzhen KENA | KNGK-165W (5000K) | Indoor Luminaires | High-Bay | High-Bay Luminaires for Commercial and Industrial Buildings | Standard | FALSE | [9 empty] | 41803 |  |  | NotYetVerified |  | 3 | 14866 | 91.56 | 162 |  | 0.92 | 5000 | 82
P00001KLA | SHENZHEN KENA INDUSTRY CO.LTD | Shenzhen KENA | KNGK-220W (4000K) | Indoor Luminaires | High-Bay | High-Bay Luminaires for Commercial and Industrial Buildings | Standard | FALSE | [9 empty] | 41803 |  |  | NotYetVerified |  | 3 | 18128 | 85.61 | 212 |  | 0.93 | 4000 | 82
P00001KL8 | SHENZHEN KENA INDUSTRY CO.LTD | Shenzhen KENA | KNGK-165W(4000K) | Indoor Luminaires | High-Bay | High-Bay Luminaires for Commercial and Industrial Buildings | Standard | FALSE | [9 empty] | 41803 |  |  | NotYetVerified |  | 3 | 14866 | 91.56 | 162 |  | 0.92 | 4000 | 82
P00001FJ2 | Detas SpA | Pad | PAD 100RR700-N3S-277 | Indoor Luminaires | High-Bay | High-Bay Luminaires for Commercial and Industrial Buildings | Standard | FALSE | [9 empty] | 41803 |  |  | NotYetVerified |  | 3 | 21908 | 101.9 | 215 |  | 0.9 | 4000 | 75
P00001FJ3 | Detas SpA | Pad | PAD PL 100RR700-N3S-277 | Indoor Luminaires | High-Bay | High-Bay Luminaires for Commercial and Industrial Buildings | Standard | FALSE | [9 empty] | 41803 |  |  | NotYetVerified |  | 3 | 20293 | 94.39 | 215 |  | 0.9 | 4000 | 75
P00001FIT | Detas SpA | Pad | PAD 100RR550-N3S-277 | Indoor Luminaires | High-Bay | High-Bay Luminaires for Commercial and Industrial Buildings | Standard | FALSE | [9 empty] | 41803 |  |  | NotYetVerified |  | 3 | 18428 | 107.77 | 171 |  | 0.9 | 4000 | 75
P00001FIZ | Detas SpA | Pad | PAD 80RR700-N3S-277 | Indoor Luminaires | High-Bay | High-Bay Luminaires for Commercial and Industrial Buildings | Standard | FALSE | [9 empty] | 41803 |  |  | NotYetVerified |  | 3 | 17526 | 100.15 | 175 |  | 0.9 | 4000 | 75
P00001FIU | Detas SpA | Pad | PAD PL 100RR550-N3S-277 | Indoor Luminaires | High-Bay | High-Bay Luminaires for Commercial and Industrial Buildings | Standard | FALSE | [9 empty] | 41803 |  |  | NotYetVerified |  | 3 | 17072 | 99.84 | 171 |  | 0.9 | 4000 | 75
P00001FIV | Detas SpA | Pad | PAD OP 100RR550-N3S-277 | Indoor Luminaires | High-Bay | High-Bay Luminaires for Commercial and Industrial Buildings | Standard | FALSE | [9 empty] | 41803 |  |  | NotYetVerified |  | 3 | 16954 | 99.15 | 171 |  | 0.9 | 4000 | 75
P00001FJ0 | Detas SpA | Pad | PAD PL 80RR700-N3S-277 | Indoor Luminaires | High-Bay | High-Bay Luminaires for Commercial and Industrial Buildings | Standard | FALSE | [9 empty] | 41803 |  |  | NotYetVerified |  | 3 | 16325 | 93.29 | 175 |  | 0.9 | 4000 | 75
P00001FJ1 | Detas SpA | Pad | PAD OP 80RR700-N3S-277 | Indoor Luminaires | High-Bay | High-Bay Luminaires for Commercial and Industrial Buildings | Standard | FALSE | [9 empty] | 41803 |  |  | NotYetVerified |  | 3 | 16124 | 92.14 | 175 |  | 0.9 | 4000 | 75
P00001FIQ | Detas SpA | Pad | PAD 80RR550-N3S-277 | Indoor Luminaires | High-Bay | High-Bay Luminaires for Commercial and Industrial Buildings | Standard | FALSE | [9 empty] | 41803 |  |  | NotYetVerified |  | 3 | 14742 | 109.2 | 135 |  | 0.9 | 4000 | 75
P00001FIR | Detas SpA | Pad | PAD PL 80RR550-N3S-277 | Indoor Luminaires | High-Bay | High-Bay Luminaires for Commercial and Industrial Buildings | Standard | FALSE | [9 empty] | 41803 |  |  | NotYetVerified |  | 3 | 13658 | 101.17 | 135 |  | 0.9 | 4000 | 75
P00001FIS | Detas SpA | Pad | PAD OP 80RR550-N3S-277 | Indoor Luminaires | High-Bay | High-Bay Luminaires for Commercial and Industrial Buildings | Standard | FALSE | [9 empty] | 41803 |  |  | NotYetVerified |  | 3 | 13563 | 100.47 | 135 |  | 0.9 | 4000 | 75
P00001FIW | Detas SpA | Pad | PAD 60RR700-N3S-277 | Indoor Luminaires | High-Bay | High-Bay Luminaires for Commercial and Industrial Buildings | Standard | FALSE | [9 empty] | 41803 |  |  | NotYetVerified |  | 3 | 13145 | 105.16 | 125 |  | 0.9 | 4000 | 75
P00001FIX | Detas SpA | Pad | PAD PL 60RR700-N3S-277 | Indoor Luminaires | High-Bay | High-Bay Luminaires for Commercial and Industrial Buildings | Standard | FALSE | [9 empty] | 41803 |  |  | NotYetVerified |  | 3 | 12176 | 97.41 | 125 |  | 0.9 | 4000 | 75
P00001FIY | Detas SpA | Pad | PAD OP 60RR700-N3S-277 | Indoor Luminaires | High-Bay | High-Bay Luminaires for Commercial and Industrial Buildings | Standard | FALSE | [9 empty] | 41803 |  |  | NotYetVerified |  | 3 | 12093 | 96.74 | 125 |  | 0.9 | 4000 | 75
P00001FIO | Detas SpA | Pad | PAD 60RR550-N3S-277 | Indoor Luminaires | High-Bay | High-Bay Luminaires for Commercial and Industrial Buildings | Standard | FALSE | [9 empty] | 41803 |  |  | NotYetVerified |  | 3 | 11057 | 110.57 | 100 |  | 0.9 | 4000 | 75
P00001FIP | Detas SpA | Pad | PAD PL 60RR550-N3S-277 | Indoor Luminaires | High-Bay | High-Bay Luminaires for Commercial and Industrial Buildings | Standard | FALSE | [9 empty] | 41803 |  |  | NotYetVerified |  | 3 | 10243 | 102.43 | 100 |  | 0.9 | 4000 | 75
P00001DYU | XtraLight Manufacturing Ltd. | XtraLight | LHBLED208267X5GUINX*XXXXWPP [120-277V ONLY] | Indoor Luminaires | High-Bay | High-Bay Luminaires for Commercial and Industrial Buildings | Standard | TRUE | 28003 | 112.6 | 248.72 | 6.52 | 0.9574 | 5171 | 77.19 | 5 | 100000 | 41801 |  |  | NotYetVerified |  | 3
P00001KIZ | Shinetoo Lighting LLC/ Shanghai Shinetoo Lighting Co. LTD | Shinetoo | ST-HBL100AAA | Indoor Luminaires | High-Bay | High-Bay Luminaires for Commercial and Industrial Buildings | Standard | TRUE | 10480 | 104 | 101 | 4.1 | 0.955 | 4850 | 74.3 | 5 | 50000 | 41801 |  |  | NotYetVerified |  | 3 | 10000 | 100 | 100 | 15 | 0.96 |  | 75
P00001H8S | Hengdian Group Tospo Lighting Co.Ltd | TOSPO | TPF2-GA150 18*LED-80-/CW-ETL-347V | Indoor Luminaires | High-Bay | High-Bay Luminaires for Commercial and Industrial Buildings | Standard | TRUE | 15304 | 98.5 | 155.3 | 17.35 | 0.9546 | 5108 | 73.8 | 5 | 50000 | 41801 |  |  | NotYetVerified |  | 3 |  |  | 150 | 20 | 0.95 | 5000
P00001H8T | Hengdian Group Tospo Lighting Co.Ltd | TOSPO | TPF2-GA180 21*LED-80-/CW-ETL | Indoor Luminaires | High-Bay | High-Bay Luminaires for Commercial and Industrial Buildings | Standard | TRUE | 17843.2 | 97.4 | 183.2 | 12.18 | 0.936 | 5139 | 74.2 | 5 | 50000 | 41801 |  |  | NotYetVerified |  | 3 |  |  | 180 | 20 | 0.95 | 5000
P00001GWU | S LITE CO. LTD. | S LITE | DL711AL84(3500K) | Indoor Luminaires | High-Bay | High-Bay Luminaires for Commercial and Industrial Buildings | Standard | TRUE | 23076 | 78.85 | 292.6 | 14.81 | 0.911 | 3297 | 82 | 5 | 50000 | 41801 |  |  | NotYetVerified |  | 3 | 23076 | 78.85 | 292.6 | 14.81 | 0.9112 | 3500 | 82
P00001FIH | Detas SpA | Pad | PAD OP 40RR700-N3S-277 | Indoor Luminaires | High-Bay | Low-Bay Luminaires for Commercial and Industrial Buildings | Standard | TRUE | 8167 | 89.29 | 91.47 | 19.21 | 0.906 | 3930 | 74 | 5 | 100000 | 41801 |  |  | NotYetVerified |  | 3 | 8062 |  | 85 |  |  | 4000 | 75
P00001FIG | Detas SpA | Pad | PAD OP 40RR550-N3S-277 | Indoor Luminaires | High-Bay | Low-Bay Luminaires for Commercial and Industrial Buildings | Standard | TRUE | 6756 | 93.83 | 72 | 20.72 | 0.877 | 3958 | 74 | 5 | 100000 | 41801 |  |  | NotYetVerified |  | 3 | 6782 |  | 68 |  |  | 4000 | 75
P00001FIL | Detas SpA | Pad | PAD PL 40RR700-N3S-277 | Indoor Luminaires | High-Bay | Low-Bay Luminaires for Commercial and Industrial Buildings | Standard | FALSE | [9 empty] | 41801 |  |  | NotYetVerified |  | 3 | 8062 | 94.85 | 85 |  | 0.9 | 4000 | 75
P00001FIK | Detas SpA | Pad | PAD 40RR700-N3S-277 | Indoor Luminaires | High-Bay | Low-Bay Luminaires for Commercial and Industrial Buildings | Standard | FALSE | [9 empty] | 41801 |  |  | NotYetVerified |  | 3 | 8062 | 94.85 | 85 |  | 0.9 | 4000 | 75
P00001FIJ | Detas SpA | Pad | PAD PL 40RR550-N3S-277 | Indoor Luminaires | High-Bay | Low-Bay Luminaires for Commercial and Industrial Buildings | Standard | FALSE | [9 empty] | 41801 |  |  | NotYetVerified |  | 3 | 6782 | 99.74 | 68 |  | 0.9 | 4000 | 75
P00001FII | Detas SpA | Pad | PAD 40RR550-N3S-277 | Indoor Luminaires | High-Bay | Low-Bay Luminaires for Commercial and Industrial Buildings | Standard | FALSE | [9 empty] | 41801 |  |  | NotYetVerified |  | 3 | 6782 | 99.74 | 68 |  | 0.9 | 4000 | 75
P00001GWY | S LITE CO. LTD. | S LITE | DL711AL84(5700K) | Indoor Luminaires | High-Bay | High-Bay Luminaires for Commercial and Industrial Buildings | Standard | FALSE | [9 empty] | 41801 | Not Yet Verified | Not Yet Verified | NotYetVerified |  | 3 | 25055 | 86.04 | 291.2 | 15.24 | 0.9245 | 5700 | 69.2
P00001GWX | S LITE CO. LTD. | S LITE | DL711AL84(5000K) | Indoor Luminaires | High-Bay | High-Bay Luminaires for Commercial and Industrial Buildings | Standard | FALSE | [9 empty] | 41801 | Not Yet Verified | Not Yet Verified | NotYetVerified |  | 3 | 23076 | 78.85 | 292.6 | 14.81 | 0.9112 | 5000 | 82
P00001GWW | S LITE CO. LTD. | S LITE | DL711AL84(4500K) | Indoor Luminaires | High-Bay | High-Bay Luminaires for Commercial and Industrial Buildings | Standard | FALSE | [9 empty] | 41801 | Not Yet Verified | Not Yet Verified | NotYetVerified |  | 3 | 23076 | 78.85 | 292.6 | 14.81 | 0.9112 | 4500 | 82
P00001GWV | S LITE CO. LTD. | S LITE | DL711AL84(4000K) | Indoor Luminaires | High-Bay | High-Bay Luminaires for Commercial and Industrial Buildings | Standard | FALSE | [9 empty] | 41801 | Not Yet Verified | Not Yet Verified | NotYetVerified |  | 3 | 23076 | 78.85 | 292.6 | 14.81 | 0.9112 | 4000 | 82
P00000QB0 | Dongbu Lightec | Lumidas-SL | SL80N-UM-PFB(DW) | Indoor Luminaires | High-Bay | Low-Bay Luminaires for Commercial and Industrial Buildings | Standard | TRUE | 7859 | 99.51 | 78.98 | 13.16 | 0.923 | 5139 | 85.5 | 5 |  | 41800 |  |  | NotYetVerified |  | 3 | 8000 | 100 | 80 | 20 | 0.9 | 5000 | 80
P00001GDO | SHENZHEN KAIBO OPTOELECTRONIC CO LTD | SHENZHEN KAIBO OPTOELECTRONIC CO.LTD | KHBSN150NX115X | Indoor Luminaires | High-Bay | High-Bay Luminaires for Commercial and Industrial Buildings | Standard | TRUE | 11963.32 | 82.79 | 144.5 | 6.74 | 0.918 | 4745 | 72.8 | 5 | 35000 | 41800 |  |  | NotYetVerified |  | 3 | 12000 | 80 | 80 | 20 | 0.9 | 4500 | 70
P00001JP2 | LuxEvo Inc. | LuxEvo | LE-LB-075-40 | Indoor Luminaires | High-Bay | Low-Bay Luminaires for Commercial and Industrial Buildings | Standard | TRUE | 6336 | 84.6 | 74.9 | 15.9 | 0.9 | 4199 | 69 | 5 | 100000 | 41800 |  |  | NotYetVerified |  | 3 |  | 84 | 74 |  | 0.9 | 4000
P00001JP1 | LuxEvo Inc. | LuxEvo | LE-HB-150 | Indoor Luminaires | High-Bay | High-Bay Luminaires for Commercial and Industrial Buildings | Standard | TRUE | 12801 | 84.4 | 151.6 | 16.2 | 0.899 | 4243 | 71 | 5 | 80000 | 41800 |  |  | NotYetVerified |  | 3 | 11250 | 75 | 150 |  | 0.95 | 4000 | 70
P00001JP0 | LuxEvo Inc. | LuxEvo | LE-HB-185 | Indoor Luminaires | High-Bay | High-Bay Luminaires for Commercial and Industrial Buildings | Standard | TRUE | 15625 | 84.2 | 185.6 | 20 | 0.892 | 4255 | 68 | 5 | 80000 | 41800 |  |  | NotYetVerified |  | 3 | 15000 | 75 | 200 |  | 0.95 | 4000 | 70
P00001GDI | SHENZHEN KAIBO OPTOELECTRONIC CO LTD | SHENZHEN KAIBO OPTOELECTRONIC CO.LTD | KHBSN100NX115X | Indoor Luminaires | High-Bay | Low-Bay Luminaires for Commercial and Industrial Buildings | Standard | TRUE | 8260.74 | 84.12 | 98.2 | 7.41 | 0.88 | 4641 | 72.9 | 5 | 35000 | 41800 |  |  | NotYetVerified |  | 3 | 8000 | 80 | 100 | 20 | 0.9 | 4500 | 70
P00001GDF | SHENZHEN KAIBO OPTOELECTRONIC CO LTD | SHENZHEN KAIBO OPTOELECTRONIC CO.LTD | KHBSN080NX115X | Indoor Luminaires | High-Bay | Low-Bay Luminaires for Commercial and Industrial Buildings | Standard | TRUE | 6713.83 | 83.82 | 80.1 | 9.58 | 0.876 | 4702 | 72.6 | 5 | 35000 | 41800 |  |  | NotYetVerified |  | 3 | 6400 | 80 | 80 | 20 | 0.9 | 4500 | 70
P00001GDL | SHENZHEN KAIBO OPTOELECTRONIC CO LTD | SHENZHEN KAIBO OPTOELECTRONIC CO.LTD | KHBSN120NX115X | Indoor Luminaires | High-Bay | Low-Bay Luminaires for Commercial and Industrial Buildings | Standard | TRUE | 10168.04 | 89.12 | 114.1 | 8.57 | 0.873 | 4738 | 72.6 | 5 | 35000 | 41800 |  |  | NotYetVerified |  | 3 | 9600 | 80 | 120 | 20 | 0.9 | 4500 | 70
P00001GDQ | SHENZHEN KAIBO OPTOELECTRONIC CO LTD | SHENZHEN KAIBO OPTOELECTRONIC CO.LTD | KHBSN150DX115X | Indoor Luminaires | High-Bay | High-Bay Luminaires for Commercial and Industrial Buildings | Standard | FALSE | [9 empty] | 41800 |  |  | NotYetVerified |  | 3 | 12000 | 80 | 150 | 20 | 0.9 | 5700 | 70
P00001GDN | SHENZHEN KAIBO OPTOELECTRONIC CO LTD | SHENZHEN KAIBO OPTOELECTRONIC CO.LTD | KHBSN120DX115X | Indoor Luminaires | High-Bay | Low-Bay Luminaires for Commercial and Industrial Buildings | Standard | FALSE | [9 empty] | 41800 |  |  | NotYetVerified |  | 3 | 9600 | 80 | 120 | 20 | 0.9 | 5700 | 70
P00001GDK | SHENZHEN KAIBO OPTOELECTRONIC CO LTD | SHENZHEN KAIBO OPTOELECTRONIC CO.LTD | KHBSN100DX115X | Indoor Luminaires | High-Bay | Low-Bay Luminaires for Commercial and Industrial Buildings | Standard | FALSE | [9 empty] | 41800 |  |  | NotYetVerified |  | 3 | 8000 | 80 | 100 | 20 | 0.9 | 5700 | 70
P00001GDH | SHENZHEN KAIBO OPTOELECTRONIC CO LTD | SHENZHEN KAIBO OPTOELECTRONIC CO.LTD | KHBSN080DX115X | Indoor Luminaires | High-Bay | Low-Bay Luminaires for Commercial and Industrial Buildings | Standard | FALSE | [9 empty] | 41800 |  |  | NotYetVerified |  | 3 | 6400 | 80 | 80 | 20 | 0.9 | 5700 | 70
P00001GDP | SHENZHEN KAIBO OPTOELECTRONIC CO LTD | SHENZHEN KAIBO OPTOELECTRONIC CO.LTD | KHBSN150ZX115X | Indoor Luminaires | High-Bay | High-Bay Luminaires for Commercial and Industrial Buildings | Standard | FALSE | [9 empty] | 41800 |  |  | NotYetVerified |  | 3 | 12000 | 80 | 150 | 20 | 0.9 | 5000 | 70
P00001GDM | SHENZHEN KAIBO OPTOELECTRONIC CO LTD | SHENZHEN KAIBO OPTOELECTRONIC CO.LTD | KHBSN120ZX115X | Indoor Luminaires | High-Bay | Low-Bay Luminaires for Commercial and Industrial Buildings | Standard | FALSE | [9 empty] | 41800 |  |  | NotYetVerified |  | 3 | 9600 | 80 | 120 | 20 | 0.9 | 5000 | 70
P00001GDJ | SHENZHEN KAIBO OPTOELECTRONIC CO LTD | SHENZHEN KAIBO OPTOELECTRONIC CO.LTD | KHBSN100ZX115X | Indoor Luminaires | High-Bay | Low-Bay Luminaires for Commercial and Industrial Buildings | Standard | FALSE | [9 empty] | 41800 |  |  | NotYetVerified |  | 3 | 8000 | 80 | 100 | 20 | 0.9 | 5000 | 70
P00001GDG | SHENZHEN KAIBO OPTOELECTRONIC CO LTD | SHENZHEN KAIBO OPTOELECTRONIC CO.LTD | KHBSN080ZX115X | Indoor Luminaires | High-Bay | Low-Bay Luminaires for Commercial and Industrial Buildings | Standard | FALSE | [9 empty] | 41800 |  |  | NotYetVerified |  | 3 | 6400 | 80 | 80 | 20 | 0.9 | 5000 | 70
P00001JPD | LuxEvo Inc. | LuxEvo | LE-LB-075-57 | Indoor Luminaires | High-Bay | Low-Bay Luminaires for Commercial and Industrial Buildings | Standard | FALSE | [9 empty] | 41800 |  |  | NotYetVerified |  | 3 | 6836 | 96.3 | 71 |  | 0.9 | 5700
P00000QB1 | Dongbu Lightec | Lumidas-SL | SL80N-UM-PFB(DD) | Indoor Luminaires | High-Bay | Low-Bay Luminaires for Commercial and Industrial Buildings | Standard | FALSE | [9 empty] | 41800 |  |  | NotYetVerified |  | 3 | 8000 | 100 | 80 | 20 | 0.9 | 5000 | 80
P000018MM | SCS Lighting Solutions Inc. | SCS Lighting Solutions Inc. | SCS-V10048-0120 | Indoor Luminaires | High-Bay | Low-Bay Luminaires for Commercial and Industrial Buildings | Standard | TRUE | 6136.05 | 121 | 50.92 | 10 | 0.99 | 4043 | 85 | 5 | 44000 | 41799 |  |  | NotYetVerified |  | 3 | 6100 |  | 50 |  | 0.99 | 4000 | 85
P00001FIE | Detas SpA | Zak | Zak 30R550-WS-277 (Qualified at 120V Only) | Indoor Luminaires | High-Bay | Low-Bay Luminaires for Commercial and Industrial Buildings | Standard | TRUE | 4804 | 93.08 | 51.61 | 12.62 | 0.982 | 3934 | 74 | 5 | 100000 | 41796 |  |  | NotYetVerified |  | 3 | 4807 |  | 55 |  | 0.9 | 4000 | 75
P00000QCE | DONGGUAN THAILIGHT SEMICONDUCTOR LIGHTING CO.LTD. | Thailight | TLHB1505PDZZ | Indoor Luminaires | High-Bay | High-Bay Luminaires for Commercial and Industrial Buildings | Standard | TRUE | 13829 | 94.69 | 146.4 | 14.2 | 0.923 | 5050 | 73 | 5 | 50000 | 41796 |  |  | NotYetVerified |  | 3 | 13829 | 94.69 | 146.4 | 14.2 | 0.923 | 5000 | 73
P00001FIF | Detas SpA | Zak | Zak 40R525-WS-277 (Qualified at 120V Only) | Indoor Luminaires | High-Bay | Low-Bay Luminaires for Commercial and Industrial Buildings | Standard | FALSE | [9 empty] | 41796 |  |  | NotYetVerified |  | 3 | 6214 | 88.77 | 70 |  | 0.9 | 4000 | 75
P00001FIC | Detas SpA | Gong | Gong 30R550-WS-277 (Qualified at 120V Only) | Indoor Luminaires | High-Bay | Low-Bay Luminaires for Commercial and Industrial Buildings | Standard | TRUE | 5082 | 100.3 | 50.83 | 12.24 | 0.98 | 3948 | 74 | 5 | 100000 | 41795 |  |  | NotYetVerified |  | 3 | 5082 |  | 55 |  | 0.9 | 4100 | 75
P000018D0 | Sansi Technology Inc. | SANSI | C0820-HBLB-50W-40K | Indoor Luminaires | High-Bay | Low-Bay Luminaires for Commercial and Industrial Buildings | Standard | TRUE | 5460 | 107 | 51 | 12.5 | 0.926 | 3930 | 73 | 5 | 50000 | 41795 |  |  | NotYetVerified |  | 3 | 5250 | 105 | 50 | 15 | 0.95 | 4000 | 73
P000018D8 | Sansi Technology Inc. | SANSI | C0820-HBLB-300W-50K | Indoor Luminaires | High-Bay | High-Bay Luminaires for Commercial and Industrial Buildings | Standard | TRUE | 27821 | 91.7 | 303.4 | 6.5 | 0.923 | 4936 | 67.4 | 5 | 50000 | 41795 |  |  | NotYetVerified |  | 3 | 31500 | 105 | 300 | 15 | 0.95 | 5000 | 73
P000018DT | Sansi Technology Inc. | SANSI | C0820-HBLB-480W-50K | Indoor Luminaires | High-Bay | High-Bay Luminaires for Commercial and Industrial Buildings | Standard | FALSE | [9 empty] | 41795 |  |  | NotYetVerified |  | 3 | 52500 | 105 | 500 | 15 | 0.95 | 5000 | 73
P000018DR | Sansi Technology Inc. | SANSI | C0820-HBLB-400W-50K | Indoor Luminaires | High-Bay | High-Bay Luminaires for Commercial and Industrial Buildings | Standard | FALSE | [9 empty] | 41795 |  |  | NotYetVerified |  | 3 | 42000 | 105 | 400 | 15 | 0.95 | 5000 | 73
P000018DP | Sansi Technology Inc. | SANSI | C0820-HBLB-360W-50K | Indoor Luminaires | High-Bay | High-Bay Luminaires for Commercial and Industrial Buildings | Standard | FALSE | [9 empty] | 41795 |  |  | NotYetVerified |  | 3 | 37800 | 105 | 360 | 15 | 0.95 | 5000 | 73
P000018DN | Sansi Technology Inc. | SANSI | C0820-HBLB-340W-50K | Indoor Luminaires | High-Bay | High-Bay Luminaires for Commercial and Industrial Buildings | Standard | FALSE | [9 empty] | 41795 |  |  | NotYetVerified |  | 3 | 34650 | 105 | 330 | 15 | 0.95 | 5000 | 73
P000018DL | Sansi Technology Inc. | SANSI | C0820-HBLB-300W-40K | Indoor Luminaires | High-Bay | High-Bay Luminaires for Commercial and Industrial Buildings | Standard | FALSE | [9 empty] | 41795 |  |  | NotYetVerified |  | 3 | 31500 | 105 | 300 | 15 | 0.95 | 5000 | 73
P000018DK | Sansi Technology Inc. | SANSI | C0820-HBLB-240W-50K | Indoor Luminaires | High-Bay | High-Bay Luminaires for Commercial and Industrial Buildings | Standard | FALSE | [9 empty] | 41795 |  |  | NotYetVerified |  | 3 | 25200 | 105 | 240 | 15 | 0.95 | 5000 | 73
P000018DI | Sansi Technology Inc. | SANSI | C0820-HBLB-220W-50K | Indoor Luminaires | High-Bay | High-Bay Luminaires for Commercial and Industrial Buildings | Standard | FALSE | [9 empty] | 41795 |  |  | NotYetVerified |  | 3 | 23100 | 105 | 220 | 15 | 0.95 | 5000 | 73
P000018DG | Sansi Technology Inc. | SANSI | C0820-HBLB-200W-50K | Indoor Luminaires | High-Bay | High-Bay Luminaires for Commercial and Industrial Buildings | Standard | FALSE | [9 empty] | 41795 |  |  | NotYetVerified |  | 3 | 21000 | 105 | 200 | 15 | 0.95 | 5000 | 73
P000018DE | Sansi Technology Inc. | SANSI | C0820-HBLB-180W-50K | Indoor Luminaires | High-Bay | High-Bay Luminaires for Commercial and Industrial Buildings | Standard | FALSE | [9 empty] | 41795 |  |  | NotYetVerified |  | 3 | 18900 | 105 | 180 | 15 | 0.95 | 5000 | 73
P000018DC | Sansi Technology Inc. | SANSI | C0820-HBLB-160W-50K | Indoor Luminaires | High-Bay | High-Bay Luminaires for Commercial and Industrial Buildings | Standard | FALSE | [9 empty] | 41795 |  |  | NotYetVerified |  | 3 | 16800 | 105 | 160 | 15 | 0.95 | 5000 | 73
P000018DA | Sansi Technology Inc. | SANSI | C0820-HBLB-120W-50K | Indoor Luminaires | High-Bay | High-Bay Luminaires for Commercial and Industrial Buildings | Standard | FALSE | [9 empty] | 41795 |  |  | NotYetVerified |  | 3 | 12600 | 105 | 120 | 15 | 0.95 | 5000 | 73
P000018D7 | Sansi Technology Inc. | SANSI | C0820-HBLB-100W-50K | Indoor Luminaires | High-Bay | Low-Bay Luminaires for Commercial and Industrial Buildings | Standard | FALSE | [9 empty] | 41795 |  |  | NotYetVerified |  | 3 | 10500 | 105 | 100 | 15 | 0.95 | 5000 | 73
P000018D5 | Sansi Technology Inc. | SANSI | C0820-HBLB-80W-50K | Indoor Luminaires | High-Bay | Low-Bay Luminaires for Commercial and Industrial Buildings | Standard | FALSE | [9 empty] | 41795 |  |  | NotYetVerified |  | 3 | 8400 | 105 | 80 | 15 | 0.95 | 5000 | 73
P000018D3 | Sansi Technology Inc. | SANSI | C0820-HBLB-60W-50K | Indoor Luminaires | High-Bay | Low-Bay Luminaires for Commercial and Industrial Buildings | Standard | FALSE | [9 empty] | 41795 |  |  | NotYetVerified |  | 3 | 6300 | 105 | 60 | 15 | 0.95 | 5000 | 73
P000018D1 | Sansi Technology Inc. | SANSI | C0820-HBLB-50W-50K | Indoor Luminaires | High-Bay | Low-Bay Luminaires for Commercial and Industrial Buildings | Standard | FALSE | [9 empty] | 41795 |  |  | NotYetVerified |  | 3 | 5250 | 105 | 50 | 15 | 0.95 | 5000 | 73
P000018DS | Sansi Technology Inc. | SANSI | C0820-HBLB-480W-40K | Indoor Luminaires | High-Bay | High-Bay Luminaires for Commercial and Industrial Buildings | Standard | FALSE | [9 empty] | 41795 |  |  | NotYetVerified |  | 3 | 52500 | 105 | 500 | 15 | 0.95 | 4000 | 73
P000018DQ | Sansi Technology Inc. | SANSI | C0820-HBLB-400W-40K | Indoor Luminaires | High-Bay | High-Bay Luminaires for Commercial and Industrial Buildings | Standard | FALSE | [9 empty] | 41795 |  |  | NotYetVerified |  | 3 | 42000 | 105 | 400 | 15 | 0.95 | 4000 | 73
P000018DO | Sansi Technology Inc. | SANSI | C0820-HBLB-360W-40K | Indoor Luminaires | High-Bay | High-Bay Luminaires for Commercial and Industrial Buildings | Standard | FALSE | [9 empty] | 41795 |  |  | NotYetVerified |  | 3 | 37800 | 105 | 360 | 15 | 0.95 | 4000 | 73
P000018DM | Sansi Technology Inc. | SANSI | C0820-HBLB-340W-40K | Indoor Luminaires | High-Bay | High-Bay Luminaires for Commercial and Industrial Buildings | Standard | FALSE | [9 empty] | 41795 |  |  | NotYetVerified |  | 3 | 34650 | 105 | 330 | 15 | 0.95 | 4000 | 73
P000018DJ | Sansi Technology Inc. | SANSI | C0820-HBLB-240W-40K | Indoor Luminaires | High-Bay | High-Bay Luminaires for Commercial and Industrial Buildings | Standard | FALSE | [9 empty] | 41795 |  |  | NotYetVerified |  | 3 | 25200 | 105 | 240 | 15 | 0.95 | 4000 | 73
P000018DH | Sansi Technology Inc. | SANSI | C0820-HBLB-220W-40K | Indoor Luminaires | High-Bay | High-Bay Luminaires for Commercial and Industrial Buildings | Standard | FALSE | [9 empty] | 41795 |  |  | NotYetVerified |  | 3 | 23100 | 105 | 220 | 15 | 0.95 | 4000 | 73
P000018DF | Sansi Technology Inc. | SANSI | C0820-HBLB-200W-40K | Indoor Luminaires | High-Bay | High-Bay Luminaires for Commercial and Industrial Buildings | Standard | FALSE | [9 empty] | 41795 |  |  | NotYetVerified |  | 3 | 21000 | 105 | 200 | 15 | 0.95 | 4000 | 73
P000018DD | Sansi Technology Inc. | SANSI | C0820-HBLB-180W-40K | Indoor Luminaires | High-Bay | High-Bay Luminaires for Commercial and Industrial Buildings | Standard | FALSE | [9 empty] | 41795 |  |  | NotYetVerified |  | 3 | 18900 | 105 | 180 | 15 | 0.95 | 4000 | 73
P000018DB | Sansi Technology Inc. | SANSI | C0820-HBLB-160W-40K | Indoor Luminaires | High-Bay | High-Bay Luminaires for Commercial and Industrial Buildings | Standard | FALSE | [9 empty] | 41795 |  |  | NotYetVerified |  | 3 | 16800 | 105 | 160 | 15 | 0.95 | 4000 | 73
P000018D9 | Sansi Technology Inc. | SANSI | C0820-HBLB-120W-40K | Indoor Luminaires | High-Bay | High-Bay Luminaires for Commercial and Industrial Buildings | Standard | FALSE | [9 empty] | 41795 |  |  | NotYetVerified |  | 3 | 12600 | 105 | 120 | 15 | 0.95 | 4000 | 73
P000018D6 | Sansi Technology Inc. | SANSI | C0820-HBLB-100W-40K | Indoor Luminaires | High-Bay | Low-Bay Luminaires for Commercial and Industrial Buildings | Standard | FALSE | [9 empty] | 41795 |  |  | NotYetVerified |  | 3 | 10500 | 105 | 100 | 15 | 0.95 | 4000 | 73
P000018D4 | Sansi Technology Inc. | SANSI | C0820-HBLB-80W-40K | Indoor Luminaires | High-Bay | Low-Bay Luminaires for Commercial and Industrial Buildings | Standard | FALSE | [9 empty] | 41795 |  |  | NotYetVerified |  | 3 | 8400 | 105 | 80 | 15 | 0.95 | 4000 | 73
P000018D2 | Sansi Technology Inc. | SANSI | C0820-HBLB-60W-40K | Indoor Luminaires | High-Bay | Low-Bay Luminaires for Commercial and Industrial Buildings | Standard | FALSE | [9 empty] | 41795 |  |  | NotYetVerified |  | 3 | 6300 | 105 | 60 | 15 | 0.95 | 4000 | 73
P00001FID | Detas SpA | Gong | Gong 40R525-WS-277 (Qualified at 120V Only) | Indoor Luminaires | High-Bay | Low-Bay Luminaires for Commercial and Industrial Buildings | Standard | FALSE | [9 empty] | 41795 |  |  | NotYetVerified |  | 3 | 6472 | 92.46 | 70 |  | 0.9 | 4100 | 75
P00001KE6 | HOLDLED | HOLDLED | HD-IW-100A-A00 [70 Beam Angle] | Indoor Luminaires | High-Bay | Low-Bay Luminaires for Commercial and Industrial Buildings | Standard | TRUE | 8205.82 | 83.48 | 98.3 | 13.1 | 0.968 | 5578 | 72.9 | 5 | 35000 | 41794 |  |  | NotYetVerified |  | 3 | 8000 |  |  |  | 0.9 | 5500 | 70
P00001KE7 | HOLDLED | HOLDLED | HD-IW-150A-A00 [80 Beam Angle] | Indoor Luminaires | High-Bay | High-Bay Luminaires for Commercial and Industrial Buildings | Standard | TRUE | 12535.29 | 83.29 | 150.5 | 13.2 | 0.966 | 5564 | 73.1 | 5 | 35000 | 41794 |  |  | NotYetVerified |  | 3 | 12000 |  |  |  | 0.9 | 5500 | 80
P00001KE8 | HOLDLED | HOLDLED | HD-IW-200A-A00 [80 Beam Angle] | Indoor Luminaires | High-Bay | High-Bay Luminaires for Commercial and Industrial Buildings | Standard | TRUE | 16420.89 | 82.24 | 199.68 | 14.2 | 0.965 | 5566 | 72.9 | 5 | 35000 | 41794 |  |  | NotYetVerified |  | 3 | 16000 |  |  |  | 0.9 | 5500 | 70
P000015HY | Philips Day-Brite | Philips Day-Brite | HBX13LL40-XXX(347480)-W-XX-XXX | Indoor Luminaires | High-Bay | High-Bay Luminaires for Commercial and Industrial Buildings | Standard | TRUE | 11569.69 | 113.54 | 101.9 | 11.8 | 0.964 | 3833 | 83.22 | 5 | 100000 | 41794 |  |  | NotYetVerified |  | 3 | 11570 | 113.54 | 101.9 | 12 | 0.96 | 4000 | 80
P000015HZ | Philips Day-Brite | Philips Day-Brite | HBX24LL40-XXX(347480)-W-XX-XXX | Indoor Luminaires | High-Bay | High-Bay Luminaires for Commercial and Industrial Buildings | Standard | TRUE | 22763.39 | 113.03 | 201.4 | 12.3 | 0.963 | 3840 | 83.22 | 5 | 100000 | 41794 |  |  | NotYetVerified |  | 3 | 22763 | 113.03 | 201.4 | 12.5 | 0.96 | 4000 | 80
P000015I6 | Philips Day-Brite | Philips Day-Brite | HBX17LL40-XXX(347480)-W-XX-XXX | Indoor Luminaires | High-Bay | High-Bay Luminaires for Commercial and Industrial Buildings | Standard | TRUE | 17568.79 | 116.89 | 150.3 | 15.1 | 0.944 | 3825 | 83.19 | 5 | 100000 | 41794 |  |  | NotYetVerified |  | 3 | 17569 | 116.89 | 150.3 | 15.5 | 0.94 | 4000 | 80
P000015HI | Philips Day-Brite | Philips Day-Brite | FBX16LL50-XXX(UNV120208240277)-X-XX | Indoor Luminaires | High-Bay | High-Bay Luminaires for Commercial and Industrial Buildings | Premium | FALSE | [9 empty] | 41794 |  |  | Yes | Product Updated on 3/8/2017 | 4.1 | 16994 | 133.811 | 127 | 16 | 0.945 | 5000 | 80
P000015HH | Philips Day-Brite | Philips Day-Brite | FBX16LL40-UNV-W-LFA | Indoor Luminaires | High-Bay | High-Bay Luminaires for Commercial and Industrial Buildings | Standard | FALSE | [9 empty] | 41794 |  |  | No | Product Updated on 3/8/2017 | 4.1 | 16167 | 127.3 | 127 | 16 | 0.945 | 4000 | 80
P000015HN | Philips Day-Brite | Philips Day-Brite | HBX24LL40-XXX(UNV120208240277)-W-XX-XXX | Indoor Luminaires | High-Bay | High-Bay Luminaires for Commercial and Industrial Buildings | Standard | TRUE | 23966.58 | 112.84 | 212.4 | 22 | 0.883 | 3844 | 83.25 | 5 | 100000 | 41794 |  |  | NotYetVerified |  | 3 | 23967 | 112.84 | 212.4 | 18 | 0.92 | 4000 | 80
P000015HM | Philips Day-Brite | Philips Day-Brite | HBX13LL40-XXX(UNV120208240277)-W-XX-XXX | Indoor Luminaires | High-Bay | High-Bay Luminaires for Commercial and Industrial Buildings | Standard | TRUE | 12117.24 | 114.75 | 105.6 | 22 | 0.883 | 3841 | 83.24 | 5 | 100000 | 41794 |  |  | NotYetVerified |  | 3 | 12117 | 114.75 | 105.6 | 18 | 0.92 | 4000 | 80
P000015I9 | Philips Day-Brite | Philips Day-Brite | HBX17LL40-XXX(347480)-A-XX-XXX | Indoor Luminaires | High-Bay | High-Bay Luminaires for Commercial and Industrial Buildings | Standard | FALSE | [9 empty] | 41794 |  |  | NotYetVerified |  | 3 | 17885 | 119 | 150.3 | 15.5 | 0.94 | 4000 | 80
P000015I7 | Philips Day-Brite | Philips Day-Brite | HBX17LL40-XXX(347480)-N-XX-XXX | Indoor Luminaires | High-Bay | High-Bay Luminaires for Commercial and Industrial Buildings | Standard | FALSE | [9 empty] | 41794 |  |  | NotYetVerified |  | 3 | 17780 | 118.3 | 150.3 | 15.5 | 0.94 | 4000 | 80
P000015I8 | Philips Day-Brite | Philips Day-Brite | HBX17LL40-XXX(347480)-M-XX-XXX | Indoor Luminaires | High-Bay | High-Bay Luminaires for Commercial and Industrial Buildings | Standard | FALSE | [9 empty] | 41794 |  |  | NotYetVerified |  | 3 | 17762 | 118.18 | 150.3 | 15.5 | 0.94 | 4000 | 80
P000015I5 | Philips Day-Brite | Philips Day-Brite | HBX24LL40-XXX(347480)-A-XX-XXX | Indoor Luminaires | High-Bay | High-Bay Luminaires for Commercial and Industrial Buildings | Standard | FALSE | [9 empty] | 41794 |  |  | NotYetVerified |  | 3 | 23173 | 115.06 | 201.4 | 12.5 | 0.96 | 4000 | 80
P000015I3 | Philips Day-Brite | Philips Day-Brite | HBX24LL40-XXX(347480)-N-XX-XXX | Indoor Luminaires | High-Bay | High-Bay Luminaires for Commercial and Industrial Buildings | Standard | FALSE | [9 empty] | 41794 |  |  | NotYetVerified |  | 3 | 23036 | 114.38 | 201.4 | 12.5 | 0.96 | 4000 | 80
P000015I4 | Philips Day-Brite | Philips Day-Brite | HBX24LL40-XXX(347480)-M-XX-XXX | Indoor Luminaires | High-Bay | High-Bay Luminaires for Commercial and Industrial Buildings | Standard | FALSE | [9 empty] | 41794 |  |  | NotYetVerified |  | 3 | 23013 | 114.27 | 201.4 | 12.5 | 0.96 | 4000 | 80
P000015I2 | Philips Day-Brite | Philips Day-Brite | HBX13LL40-XXX(347480)-A-XX-XXX | Indoor Luminaires | High-Bay | High-Bay Luminaires for Commercial and Industrial Buildings | Standard | FALSE | [9 empty] | 41794 |  |  | NotYetVerified |  | 3 | 11778 | 115.59 | 101.9 | 12 | 0.96 | 4000 | 80
P000015I0 | Philips Day-Brite | Philips Day-Brite | HBX13LL40-XXX(347480)-N-XX-XXX | Indoor Luminaires | High-Bay | High-Bay Luminaires for Commercial and Industrial Buildings | Standard | FALSE | [9 empty] | 41794 |  |  | NotYetVerified |  | 3 | 11709 | 114.91 | 101.9 | 12 | 0.96 | 4000 | 80
P000015I1 | Philips Day-Brite | Philips Day-Brite | HBX13LL40-XXX(347480)-M-XX-XXX | Indoor Luminaires | High-Bay | High-Bay Luminaires for Commercial and Industrial Buildings | Standard | FALSE | [9 empty] | 41794 |  |  | NotYetVerified |  | 3 | 11697 | 114.79 | 101.9 | 12 | 0.96 | 4000 | 80
P000015HU | Philips Day-Brite | Philips Day-Brite | HBX17LL40-XXX(UNV120208240277)-A-XX-XXX | Indoor Luminaires | High-Bay | High-Bay Luminaires for Commercial and Industrial Buildings | Standard | FALSE | [9 empty] | 41794 |  |  | NotYetVerified |  | 3 | 17413 | 122.63 | 142 | 23 | 0.88 | 4000 | 80
P000015HS | Philips Day-Brite | Philips Day-Brite | HBX17LL40-XXX(UNV120208240277)-M-XX-XXX | Indoor Luminaires | High-Bay | High-Bay Luminaires for Commercial and Industrial Buildings | Standard | FALSE | [9 empty] | 41794 |  |  | NotYetVerified |  | 3 | 17066 | 120.52 | 141.6 | 23 | 0.88 | 4000 | 80
P000015HR | Philips Day-Brite | Philips Day-Brite | HBX17LL40-XXX(UNV120208240277)-N-XX-XXX | Indoor Luminaires | High-Bay | High-Bay Luminaires for Commercial and Industrial Buildings | Standard | FALSE | [9 empty] | 41794 |  |  | NotYetVerified |  | 3 | 17061 | 120.06 | 142.1 | 23 | 0.88 | 4000 | 80
P000015HT | Philips Day-Brite | Philips Day-Brite | HBX17LL40-XXX(UNV120208240277)-W-XX-XXX | Indoor Luminaires | High-Bay | High-Bay Luminaires for Commercial and Industrial Buildings | Standard | FALSE | [9 empty] | 41794 |  |  | NotYetVerified |  | 3 | 16948 | 118.93 | 142.5 | 23 | 0.88 | 4000 | 80
P000015HX | Philips Day-Brite | Philips Day-Brite | HBX24LL40-XXX(UNV120208240277)-A-XX-XXX | Indoor Luminaires | High-Bay | High-Bay Luminaires for Commercial and Industrial Buildings | Standard | FALSE | [9 empty] | 41794 |  |  | NotYetVerified |  | 3 | 24423 | 114.88 | 212.6 | 18 | 0.92 | 4000 | 80
P000015HW | Philips Day-Brite | Philips Day-Brite | HBX24LL40-XXX(UNV120208240277)-M-XX-XXX | Indoor Luminaires | High-Bay | High-Bay Luminaires for Commercial and Industrial Buildings | Standard | FALSE | [9 empty] | 41794 |  |  | NotYetVerified |  | 3 | 24279 | 114.53 | 212 | 18 | 0.92 | 4000 | 80
P000015HV | Philips Day-Brite | Philips Day-Brite | HBX24LL40-XXX(UNV120208240277)-N-XX-XXX | Indoor Luminaires | High-Bay | High-Bay Luminaires for Commercial and Industrial Buildings | Standard | FALSE | [9 empty] | 41794 |  |  | NotYetVerified |  | 3 | 24219 | 113.86 | 212.7 | 18 | 0.92 | 4000 | 80
P000015HQ | Philips Day-Brite | Philips Day-Brite | HBX13LL40-XXX(UNV120208240277)-A-XX-XXX | Indoor Luminaires | High-Bay | High-Bay Luminaires for Commercial and Industrial Buildings | Standard | FALSE | [9 empty] | 41794 |  |  | NotYetVerified |  | 3 | 12332 | 116.78 | 105.6 | 18 | 0.92 | 4000 | 80
P000015HO | Philips Day-Brite | Philips Day-Brite | HBX13LL40-XXX(UNV120208240277)-N-XX-XXX | Indoor Luminaires | High-Bay | High-Bay Luminaires for Commercial and Industrial Buildings | Standard | FALSE | [9 empty] | 41794 |  |  | NotYetVerified |  | 3 | 12265 | 115.38 | 106.3 | 18 | 0.92 | 4000 | 80
P000015HP | Philips Day-Brite | Philips Day-Brite | HBX13LL40-XXX(UNV120208240277)-M-XX-XXX | Indoor Luminaires | High-Bay | High-Bay Luminaires for Commercial and Industrial Buildings | Standard | FALSE | [9 empty] | 41794 |  |  | NotYetVerified |  | 3 | 12256 | 115.41 | 106.2 | 18 | 0.92 | 4000 | 80
P00000U6E | Infinilume LLC | Infinilume | HB105-4C-AC120 | Indoor Luminaires | High-Bay | Low-Bay Luminaires for Commercial and Industrial Buildings | Standard | TRUE | 8046 | 78.9 | 102 | 4.74 | 0.984 | 5649 | 78.1 | 10 |  | 41793 |  |  | NotYetVerified |  | 3
P00001BTW | US LED | DG1 | DG1-2-1-35-X-X-PUE-UNV2-4100-X | Indoor Luminaires | High-Bay | High-Bay Luminaires for Commercial and Industrial Buildings | Standard | TRUE | 10142 | 104.8 | 96.7 | 6.34 | 0.968 | 3370 | 82 | 5 | 50000 | 41793 |  |  | NotYetVerified |  | 3 | 10000 | 105 | 96 | 6.34 | 0.968 | 3500 | 82
P00000536 | ATG Electronics Corp. | ATG Electronics | HBRT25 | Indoor Luminaires | High-Bay | High-Bay Luminaires for Commercial and Industrial Buildings | Standard | TRUE | 26591 | 107 | 248.5 | 15.4 | 0.934 | 5149 | 71 | 5 | 100000 | 41793 |  |  | NotYetVerified |  | 3 | 27500 | 110 | 250 |  | 0.9 | 5000 | 70
P000012WH | OSRAM | Osram Sylvania | HBR-L-145-740-C5-UNV-XX | Indoor Luminaires | High-Bay | High-Bay Luminaires for Commercial and Industrial Buildings | Standard | TRUE | 15561.47 | 106 | 146.81 | 14 | 0.93 | 4140 | 76 | 5 | 50000 | 41793 |  |  | NotYetVerified |  | 3 | 15561 | 106 | 146 | 14 | 0.93 | 4000 | 76
P00000WVN | Infinilux Corporation | Infinilux HBSP Series | HBSPXX128-03 (4000K) | Indoor Luminaires | High-Bay | High-Bay Luminaires for Commercial and Industrial Buildings | Standard | TRUE | 15561.47 | 106 | 146.81 | 14 | 0.93 | 4140 | 76 | 5 | 50000 | 41793 |  |  | NotYetVerified |  | 3 | 15561 | 106 | 146 | 14 | 0.93 | 4000 | 76
P00001KBL | ConTech Lighting | ConTech | CGL129035KMVD2A16FC | Indoor Luminaires | High-Bay | Low-Bay Luminaires for Commercial and Industrial Buildings | Standard | TRUE | 7049.17 | 119 | 59.41 | 10 | 0.92 | 3524 | 82 | 5 | 50000 | 41793 |  |  | NotYetVerified |  | 3 | 6100 |  | 60 |  |  | 3500 | 83
P000012WD | OSRAM | Osram Sylvania | HBR-L-110-740-C5-UNV-XX | Indoor Luminaires | High-Bay | High-Bay Luminaires for Commercial and Industrial Buildings | Standard | TRUE | 12227.84 | 110 | 100.98 | 12 | 0.87 | 4098 | 75 | 5 | 50000 | 41793 |  |  | NotYetVerified |  | 3 | 12227 | 110 | 100 | 12 | 0.87 | 4000 | 75
P00000WVJ | Infinilux Corporation | Infinilux HBSP Series | HBSPXX96-03 (4000K) | Indoor Luminaires | High-Bay | High-Bay Luminaires for Commercial and Industrial Buildings | Standard | TRUE | 12227.84 | 110 | 100.98 | 12 | 0.87 | 4098 | 75 | 5 | 50000 | 41793 |  |  | NotYetVerified |  | 3 | 12227 | 110 | 100 | 12 | 0.87 | 4000 | 75
P000012WK | OSRAM | Osram Sylvania | HBR-L-110-750-C5-UNV-OSP-XX | Indoor Luminaires | High-Bay | High-Bay Luminaires for Commercial and Industrial Buildings | Standard | FALSE | [9 empty] | 41793 |  |  | NotYetVerified |  | 3 | 15561 | 106 | 146 | 14 | 0.93 | 5000 | 76
P000012WI | OSRAM | Osram Sylvania | HBR-L-145-750-C5-UNV-XX | Indoor Luminaires | High-Bay | High-Bay Luminaires for Commercial and Industrial Buildings | Standard | FALSE | [9 empty] | 41793 |  |  | NotYetVerified |  | 3 | 15561 | 106 | 146 | 14 | 0.93 | 5000 | 76
P000012WG | OSRAM | Osram Sylvania | HBR-L-110-750-C5-UNV-OSP-XX | Indoor Luminaires | High-Bay | High-Bay Luminaires for Commercial and Industrial Buildings | Standard | FALSE | [9 empty] | 41793 |  |  | NotYetVerified |  | 3 | 12227 | 110 | 100 | 12 | 0.87 | 5000 | 75
P000012WE | OSRAM | Osram Sylvania | HBR-L-110-750-C5-UNV-XX | Indoor Luminaires | High-Bay | High-Bay Luminaires for Commercial and Industrial Buildings | Standard | FALSE | [9 empty] | 41793 |  |  | NotYetVerified |  | 3 | 12227 | 110 | 100 | 12 | 0.87 | 5000 | 75
P000012WJ | OSRAM | Osram Sylvania | HBR-L-110-740-C5-UNV-OSP-XX | Indoor Luminaires | High-Bay | High-Bay Luminaires for Commercial and Industrial Buildings | Standard | FALSE | [9 empty] | 41793 |  |  | NotYetVerified |  | 3 | 15561 | 106 | 146 | 14 | 0.93 | 4000 | 76
P000012WF | OSRAM | Osram Sylvania | HBR-L-110-740-C5-UNV-OSP-XX | Indoor Luminaires | High-Bay | High-Bay Luminaires for Commercial and Industrial Buildings | Standard | FALSE | [9 empty] | 41793 |  |  | NotYetVerified |  | 3 | 12227 | 110 | 100 | 12 | 0.87 | 4000 | 75
P00001BTY | US LED | DG1 | DG1-2-1-50-X-X-PUE-UNV2-4100-X | Indoor Luminaires | High-Bay | High-Bay Luminaires for Commercial and Industrial Buildings | Standard | FALSE | [9 empty] | 41793 |  |  | NotYetVerified |  | 3 | 10000 | 105 | 96 | 6.34 | 0.968 | 5000 | 82
P00001BTX | US LED | DG1 | DG1-2-1-40-X-X-PUE-UNV2-4100-X | Indoor Luminaires | High-Bay | High-Bay Luminaires for Commercial and Industrial Buildings | Standard | FALSE | [9 empty] | 41793 |  |  | NotYetVerified |  | 3 | 10000 | 105 | 96 | 6.34 | 0.968 | 4000 | 82
P00000WVQ | Infinilux Corporation | Infinilux HBSP Series | HBSPXX128-03 (5000K)-C01 | Indoor Luminaires | High-Bay | High-Bay Luminaires for Commercial and Industrial Buildings | Standard | FALSE | [9 empty] | 41793 |  |  | NotYetVerified |  | 3 | 15561 | 106 | 146 | 14 | 0.93 | 5000 | 76
P00000WVO | Infinilux Corporation | Infinilux HBSP Series | HBSPXX128-03 (5000K) | Indoor Luminaires | High-Bay | High-Bay Luminaires for Commercial and Industrial Buildings | Standard | FALSE | [9 empty] | 41793 |  |  | NotYetVerified |  | 3 | 15561 | 106 | 146 | 14 | 0.93 | 5000 | 76
P00000WVM | Infinilux Corporation | Infinilux HBSP Series | HBSPXX96-03 (5000K)-C01 | Indoor Luminaires | High-Bay | High-Bay Luminaires for Commercial and Industrial Buildings | Standard | FALSE | [9 empty] | 41793 |  |  | NotYetVerified |  | 3 | 12227 | 110 | 100 | 12 | 0.87 | 5000 | 75
P00000WVK | Infinilux Corporation | Infinilux HBSP Series | HBSPXX96-03 (5000K) | Indoor Luminaires | High-Bay | High-Bay Luminaires for Commercial and Industrial Buildings | Standard | FALSE | [9 empty] | 41793 |  |  | NotYetVerified |  | 3 | 12227 | 110 | 100 | 12 | 0.87 | 5000 | 75
P00000WVP | Infinilux Corporation | Infinilux HBSP Series | HBSPXX128-03 (4000K)-C01 | Indoor Luminaires | High-Bay | High-Bay Luminaires for Commercial and Industrial Buildings | Standard | FALSE | [9 empty] | 41793 |  |  | NotYetVerified |  | 3 | 15561 | 106 | 146 | 14 | 0.93 | 4000 | 76
P00000WVL | Infinilux Corporation | Infinilux HBSP Series | HBSPXX96-03 (4000K)-C01 | Indoor Luminaires | High-Bay | High-Bay Luminaires for Commercial and Industrial Buildings | Standard | FALSE | [9 empty] | 41793 |  |  | NotYetVerified |  | 3 | 12227 | 110 | 100 | 12 | 0.87 | 4000 | 75
P00001GW5 | S LITE CO. LTD. | S LITE | DL711AL21(3500K) | Indoor Luminaires | High-Bay | Low-Bay Luminaires for Commercial and Industrial Buildings | Standard | TRUE | 5581 | 80.47 | 69.36 | 15.04 | 0.923 | 3249 | 82.3 | 5 | 50000 | 41792 |  |  | NotYetVerified |  | 3 | 5581 | 80.47 | 69.36 | 15 | 0.9225 | 3500 | 82.3
P00001GWA | S LITE CO. LTD. | S LITE | DL711AL42(3500K) | Indoor Luminaires | High-Bay | High-Bay Luminaires for Commercial and Industrial Buildings | Standard | TRUE | 11981 | 83.83 | 142.9 | 15.04 | 0.92 | 3268 | 82.3 | 5 | 50000 | 41792 |  |  | NotYetVerified |  | 3 | 11981 | 83.83 | 142.9 | 15.04 | 0.9199 | 3500 | 82.3
P00001GW9 | S LITE CO. LTD. | S LITE | DL711AL21(5700K) | Indoor Luminaires | High-Bay | Low-Bay Luminaires for Commercial and Industrial Buildings | Standard | FALSE | [9 empty] | 41792 | Not Yet Verified | Not Yet Verified | NotYetVerified |  | 3 | 6133 | 87.81 | 69.84 | 14.34 | 0.9261 | 5700 | 70.8
P00001GWE | S LITE CO. LTD. | S LITE | DL711AL42(5700K) | Indoor Luminaires | High-Bay | High-Bay Luminaires for Commercial and Industrial Buildings | Standard | FALSE | [9 empty] | 41792 | Not Yet Verified | Not Yet Verified | NotYetVerified |  | 3 | 12986 | 90.62 | 143.3 | 15.71 | 0.9217 | 5700 | 69.2
P00001GWD | S LITE CO. LTD. | S LITE | DL711AL42(5000K) | Indoor Luminaires | High-Bay | High-Bay Luminaires for Commercial and Industrial Buildings | Standard | FALSE | [9 empty] | 41792 | Not Yet Verified | Not Yet Verified | NotYetVerified |  | 3 | 11981 | 83.83 | 142.9 | 15.04 | 0.9199 | 5000 | 82.3
P00001GW8 | S LITE CO. LTD. | S LITE | DL711AL21(5000K) | Indoor Luminaires | High-Bay | Low-Bay Luminaires for Commercial and Industrial Buildings | Standard | FALSE | [9 empty] | 41792 | Not Yet Verified | Not Yet Verified | NotYetVerified |  | 3 | 5581 | 80.47 | 69.36 | 15 | 0.9225 | 5000 | 82.3
P00001GWC | S LITE CO. LTD. | S LITE | DL711AL42(4500K) | Indoor Luminaires | High-Bay | High-Bay Luminaires for Commercial and Industrial Buildings | Standard | FALSE | [9 empty] | 41792 | Not Yet Verified | Not Yet Verified | NotYetVerified |  | 3 | 11981 | 83.83 | 142.9 | 15.04 | 0.9199 | 4500 | 82.3
P00001GW7 | S LITE CO. LTD. | S LITE | DL711AL21(4500K) | Indoor Luminaires | High-Bay | Low-Bay Luminaires for Commercial and Industrial Buildings | Standard | FALSE | [9 empty] | 41792 | Not Yet Verified | Not Yet Verified | NotYetVerified |  | 3 | 5581 | 80.47 | 69.36 | 15 | 0.9225 | 4500 | 82.3
P00001GWB | S LITE CO. LTD. | S LITE | DL711AL42(4000K) | Indoor Luminaires | High-Bay | High-Bay Luminaires for Commercial and Industrial Buildings | Standard | FALSE | [9 empty] | 41792 | Not Yet Verified | Not Yet Verified | NotYetVerified |  | 3 | 11981 | 83.83 | 142.9 | 15.04 | 0.9199 | 4000 | 82.3
P00001GW6 | S LITE CO. LTD. | S LITE | DL711AL21(4000K) | Indoor Luminaires | High-Bay | Low-Bay Luminaires for Commercial and Industrial Buildings | Standard | FALSE | [9 empty] | 41792 | Not Yet Verified | Not Yet Verified | NotYetVerified |  | 3 | 5581 | 80.47 | 69.36 | 15 | 0.9225 | 4000 | 82.3
P000015H8 | Philips Day-Brite | Philips Day-Brite | FBX08LL50-XXX(UNV120208240277)-X-XX | Indoor Luminaires | High-Bay | Low-Bay Luminaires for Commercial and Industrial Buildings | Premium | FALSE | [9 empty] | 41789 |  |  | Yes | Product Updated on 3/8/2017 | 4.1 | 8497 | 140.2145 | 60.6 | 20 | 0.9 | 5000 | 80
P000015H7 | Philips Day-Brite | Philips Day-Brite | FBX08LL40-UNV-A-LFA | Indoor Luminaires | High-Bay | Low-Bay Luminaires for Commercial and Industrial Buildings | Premium | FALSE | [9 empty] | 41789 |  |  | No | Product Updated on 3/8/2017 | 4.1 | 8084 | 133.4 | 60.6 | 20 | 0.9 | 4000 | 80
P00001IEL | StarTek Lighting America | StarTek Lighting America LLC | PEG-16-235W-D-5K | Indoor Luminaires | High-Bay | High-Bay Luminaires for Commercial and Industrial Buildings | Standard | TRUE | 24100 | 101.2 | 238.1 | 16.79 | 0.94 | 5304 | 83.6 | 5 |  | 41789 |  |  | NotYetVerified |  | 3 | 24988 | 104 | 240 |  | 0.9 | 5000 | 80
P00001KBK | ConTech Lighting | ConTech | CGL1210030KMVD2A16FC | Indoor Luminaires | High-Bay | High-Bay Luminaires for Commercial and Industrial Buildings | Standard | TRUE | 9182 | 100 | 91.53 | 12 | 0.94 | 3088 | 83 | 5 | 50000 | 41789 |  |  | NotYetVerified |  | 3 | 8500 |  | 98 |  |  | 3000 | 83
P00001KB2 | Light Corporation | ZEON | ZEO120-R45-NC | Indoor Luminaires | High-Bay | High-Bay Luminaires for Commercial and Industrial Buildings | Standard | TRUE | 10819 | 88 | 122.9 | 13.5 | 0.936 | 5082 | 74 | 5 | 50000 | 41788 |  |  | NotYetVerified |  | 3 | 10819 | 88 | 123 |  |  | 5000 | 74
P00001KBE | Light Corporation | ZEON | ZEO180-R90-NC | Indoor Luminaires | High-Bay | High-Bay Luminaires for Commercial and Industrial Buildings | Standard | TRUE | 14023 | 81.6 | 171.8 | 11 | 0.922 | 5106 | 73 | 5 | 50000 | 41788 |  |  | NotYetVerified |  | 3 | 14023 | 81.6 | 172 |  |  | 5000 | 73
P00001KAP | Save Energy Lighting Ltd. | PargaDE | SE-IP67-4-24-140-841-U-C-X-Y | Indoor Luminaires | High-Bay | Low-Bay Luminaires for Commercial and Industrial Buildings | Standard | TRUE | 5881 | 113.7 | 51.72 | 8.57 | 0.91 | 4132 | 81.09 | 5 | 92000 | 41788 |  |  | NotYetVerified | X = Cord ConnectionY = Cord Length | 3 | 5900 | 153 | 52 | 15 | 0.95 | 4100 | 82
P00001KAR | Save Energy Lighting Ltd. | PargaDE | SE-IP67-5-25-175-841-U-C-X-Y | Indoor Luminaires | High-Bay | Low-Bay Luminaires for Commercial and Industrial Buildings | Standard | TRUE | 7371 | 112.4 | 65.55 | 8.4 | 0.9 | 4132 | 81.08 | 5 | 92000 | 41788 |  |  | NotYetVerified | X = Cord ConnectionY = Cord Length | 3 | 7400 | 112 | 66 | 15 | 0.95 | 4100 | 82
P00001KBD | Light Corporation | ZEON | ZEO120-R90-IDC10L7-CH | Indoor Luminaires | High-Bay | High-Bay Luminaires for Commercial and Industrial Buildings | Standard | FALSE | [9 empty] | 41788 |  |  | NotYetVerified |  | 3 | 11750 | 95 | 123 | 13.5 | 0.99 | 5000 | 74
P00001KBC | Light Corporation | ZEON | ZEO120-R90-IDC10L7 | Indoor Luminaires | High-Bay | High-Bay Luminaires for Commercial and Industrial Buildings | Standard | FALSE | [9 empty] | 41788 |  |  | NotYetVerified |  | 3 | 11750 | 95 | 123 | 13.5 | 0.99 | 5000 | 74
P00001KBB | Light Corporation | ZEON | ZEO120-R90-IDC105P-CH | Indoor Luminaires | High-Bay | High-Bay Luminaires for Commercial and Industrial Buildings | Standard | FALSE | [9 empty] | 41788 |  |  | NotYetVerified |  | 3 | 11750 | 95 | 123 | 13.5 | 0.99 | 5000 | 74
P00001KBA | Light Corporation | ZEON | ZEO120-R90-IDC105P | Indoor Luminaires | High-Bay | High-Bay Luminaires for Commercial and Industrial Buildings | Standard | FALSE | [9 empty] | 41788 |  |  | NotYetVerified |  | 3 | 11750 | 95 | 123 | 13.5 | 0.99 | 5000 | 74
P00001KB9 | Light Corporation | ZEON | ZEO120-R90-NC-CH | Indoor Luminaires | High-Bay | High-Bay Luminaires for Commercial and Industrial Buildings | Standard | FALSE | [9 empty] | 41788 |  |  | NotYetVerified |  | 3 | 11750 | 95 | 123 | 13.5 | 0.99 | 5000 | 74
P00001KB8 | Light Corporation | ZEON | ZEO120-R90-NC | Indoor Luminaires | High-Bay | High-Bay Luminaires for Commercial and Industrial Buildings | Standard | FALSE | [9 empty] | 41788 |  |  | NotYetVerified |  | 3 | 11750 | 95 | 123 | 13.5 | 0.99 | 5000 | 74
P00001KB7 | Light Corporation | ZEON | ZEO120-R45-IDC10L7-CH | Indoor Luminaires | High-Bay | High-Bay Luminaires for Commercial and Industrial Buildings | Standard | FALSE | [9 empty] | 41788 |  |  | NotYetVerified |  | 3 | 10819 | 88 | 123 | 13.5 | 0.99 | 5000 | 74
P00001KB6 | Light Corporation | ZEON | ZEO120-R45-IDC10L7 | Indoor Luminaires | High-Bay | High-Bay Luminaires for Commercial and Industrial Buildings | Standard | FALSE | [9 empty] | 41788 |  |  | NotYetVerified |  | 3 | 10819 | 88 | 123 | 13.5 | 0.99 | 5000 | 74
P00001KB5 | Light Corporation | ZEON | ZEO120-R45-IDC105P-CH | Indoor Luminaires | High-Bay | High-Bay Luminaires for Commercial and Industrial Buildings | Standard | FALSE | [9 empty] | 41788 |  |  | NotYetVerified |  | 3 | 10819 | 88 | 123 | 13.5 | 0.99 | 5000 | 74
P00001KB4 | Light Corporation | ZEON | ZEO120-R45-IDC105P | Indoor Luminaires | High-Bay | High-Bay Luminaires for Commercial and Industrial Buildings | Standard | FALSE | [9 empty] | 41788 |  |  | NotYetVerified |  | 3 | 10819 | 88 | 123 | 13.5 | 0.99 | 5000 | 74
P00001KB3 | Light Corporation | ZEON | ZEO120-R45-NC-CH | Indoor Luminaires | High-Bay | High-Bay Luminaires for Commercial and Industrial Buildings | Standard | FALSE | [9 empty] | 41788 |  |  | NotYetVerified |  | 3 | 10819 | 88 | 123 | 13.5 | 0.99 | 5000 | 74
P00001KBJ | Light Corporation | ZEON | ZEO180-R90-IDC10L7-CH | Indoor Luminaires | High-Bay | High-Bay Luminaires for Commercial and Industrial Buildings | Standard | FALSE | [9 empty] | 41788 |  |  | NotYetVerified |  | 3 | 14023 | 82 | 172 | 11 | 0.99 | 5000 | 73
P00001KBI | Light Corporation | ZEON | ZEO180-R90-IDC10L7 | Indoor Luminaires | High-Bay | High-Bay Luminaires for Commercial and Industrial Buildings | Standard | FALSE | [9 empty] | 41788 |  |  | NotYetVerified |  | 3 | 14023 | 82 | 172 | 11 | 0.99 | 5000 | 73
P00001KBH | Light Corporation | ZEON | ZEO180-R90-IDC105P-CH | Indoor Luminaires | High-Bay | High-Bay Luminaires for Commercial and Industrial Buildings | Standard | FALSE | [9 empty] | 41788 |  |  | NotYetVerified |  | 3 | 14023 | 82 | 172 | 11 | 0.99 | 5000 | 73
P00001KBG | Light Corporation | ZEON | ZEO180-R90-IDC105P | Indoor Luminaires | High-Bay | High-Bay Luminaires for Commercial and Industrial Buildings | Standard | FALSE | [9 empty] | 41788 |  |  | NotYetVerified |  | 3 | 14023 | 82 | 172 | 11 | 0.99 | 5000 | 73
P00001KBF | Light Corporation | ZEON | ZEO180-R90-NC-CH | Indoor Luminaires | High-Bay | High-Bay Luminaires for Commercial and Industrial Buildings | Standard | FALSE | [9 empty] | 41788 |  |  | NotYetVerified |  | 3 | 14023 | 82 | 172 | 11 | 0.99 | 5000 | 73
P000011RR | Nicor Inc. | Maxcor | HB1-3B-UNV-50K-W | Indoor Luminaires | High-Bay | High-Bay Luminaires for Commercial and Industrial Buildings | Standard | TRUE | 21496 | 100.4 | 214 | 19.5 | 0.933 | 4818 | 72.9 | 5 | 50000 | 41787 |  |  | NotYetVerified |  | 3 | 21692 | 101 | 214.1 |  |  | 4818 | 73
P000011RQ | Nicor Inc. | Maxcor | HB1-2B-UNV-50K-WW | Indoor Luminaires | High-Bay | High-Bay Luminaires for Commercial and Industrial Buildings | Standard | TRUE | 14780 | 104 | 141.7 | 20 | 0.931 | 4845 | 72.9 | 5 | 50000 | 41787 |  |  | NotYetVerified |  | 3 | 14780 | 104 | 141.7 |  |  | 4845 | 73
P00001KAO | Save Energy Lighting Ltd. | PargaDE | SE-IP67-5-25-175-841-3-C-X-Y | Indoor Luminaires | High-Bay | Low-Bay Luminaires for Commercial and Industrial Buildings | Standard | TRUE | 7288 | 112.6 | 64.7 | 11.83 | 0.894 | 4049 | 81.78 | 5 | 92000 | 41787 |  |  | NotYetVerified | X = Cord ConnectionY = Cord Length | 3 | 7400 | 112 | 66 | 8.9 | 0.99 | 4100 | 82
P000011RZ | Nicor Inc. | Maxcor | HB1-6B-UNV-50K-WW | Indoor Luminaires | High-Bay | High-Bay Luminaires for Commercial and Industrial Buildings | Standard | FALSE | [9 empty] | 41787 |  |  | NotYetVerified |  | 3 | 43620 | 102 | 429.4 | 9.82 | 0.99 | 4851 | 75
P000011RX | Nicor Inc. | Maxcor | HB1-6B-UNV-50K-M | Indoor Luminaires | High-Bay | High-Bay Luminaires for Commercial and Industrial Buildings | Standard | FALSE | [9 empty] | 41787 |  |  | NotYetVerified |  | 3 | 43576 | 102 | 429.4 | 9.82 | 0.99 | 4851 | 75
P000011RY | Nicor Inc. | Maxcor | HB1-6B-UNV-50K-W | Indoor Luminaires | High-Bay | High-Bay Luminaires for Commercial and Industrial Buildings | Standard | FALSE | [9 empty] | 41787 |  |  | NotYetVerified |  | 3 | 42835 | 100 | 429.4 | 9.82 | 0.99 | 4851 | 75
P000011RT | Nicor Inc. | Maxcor | HB1-3B-UNV-50K-WW | Indoor Luminaires | High-Bay | High-Bay Luminaires for Commercial and Industrial Buildings | Standard | FALSE | [9 empty] | 41787 |  |  | NotYetVerified |  | 3 | 22090 | 103 | 214.1 | 9.63 | 0.99 | 4818 | 73
P000011RS | Nicor Inc. | Maxcor | HB1-3B-UNV-50K-M | Indoor Luminaires | High-Bay | High-Bay Luminaires for Commercial and Industrial Buildings | Standard | FALSE | [9 empty] | 41787 |  |  | NotYetVerified |  | 3 | 22067 | 103 | 214.1 | 9.63 | 0.99 | 4818 | 73
P000011RW | Nicor Inc. | Maxcor | HB1-4B-UNV-50K-WW | Indoor Luminaires | High-Bay | High-Bay Luminaires for Commercial and Industrial Buildings | Standard | FALSE | [9 empty] | 41787 |  |  | NotYetVerified |  | 3 | 29400 | 104 | 283.7 | 9.84 | 0.99 | 4814 | 74
P000011RU | Nicor Inc. | Maxcor | HB1-4B-UNV-50K-M | Indoor Luminaires | High-Bay | High-Bay Luminaires for Commercial and Industrial Buildings | Standard | FALSE | [9 empty] | 41787 |  |  | NotYetVerified |  | 3 | 29371 | 104 | 283.7 | 9.84 | 0.99 | 4814 | 74
P000011RV | Nicor Inc. | Maxcor | HB1-4B-UNV-50K-W | Indoor Luminaires | High-Bay | High-Bay Luminaires for Commercial and Industrial Buildings | Standard | FALSE | [9 empty] | 41787 |  |  | NotYetVerified |  | 3 | 28871 | 102 | 283.7 | 9.84 | 0.99 | 4814 | 74
P00001JRW | US Energy Sciences INC | US Energy Sciences INC | MHN-06X04-WAH-NCL | Indoor Luminaires | High-Bay | High-Bay Luminaires for Commercial and Industrial Buildings | Standard | TRUE | 16194 | 97.9 | 165.4 | 16 | 0.968 | 4078 | 84 | 5 | 60000 | 41786 |  |  | NotYetVerified |  | 3
P00001K97 | ZHEJIANG ZHONGQI OPTOELECTRONIC CO. LTD | ZHEJIANG ZHONGQI OPTOELECTRONIC CO.LTD | ZQGD-9412 | Indoor Luminaires | High-Bay | High-Bay Luminaires for Commercial and Industrial Buildings | Standard | TRUE | 11181 | 107.3 | 104.2 | 6.63 | 0.961 | 5602 | 75.9 | 5 | 50000 | 41786 |  |  | NotYetVerified |  | 3 | 11000 | 96 | 110 |  |  | 5650 | 70
P00001K98 | ZHEJIANG ZHONGQI OPTOELECTRONIC CO. LTD |  | ZQGD-9413 | Indoor Luminaires | High-Bay | High-Bay Luminaires for Commercial and Industrial Buildings | Standard | TRUE | 22477 | 107.18 | 209.7 | 8.6 | 0.96 | 5850 | 76.4 | 5 | 50000 | 41786 |  |  | NotYetVerified |  | 3 | 22000 | 96 | 210 |  |  | 5650 | 70
P000018VK | Sensity Systems Inc. | Sensity Systems Inc. | EHO-64A-6P-50-SD-UAC | Indoor Luminaires | High-Bay | High-Bay Luminaires for Commercial and Industrial Buildings | Standard | TRUE | 44052.4 | 85.71 | 514 | 25 | 0.93 | 5196 | 74 | 5 | 60000 | 41782 |  |  | NotYetVerified |  | 3 | 44052 | 85.7 | 514 | 25 | 0.98 | 5196 | 74
P000018VJ | Sensity Systems Inc. | Sensity Systems Inc. | EHO-64A-2P-50-SD-UAC | Indoor Luminaires | High-Bay | High-Bay Luminaires for Commercial and Industrial Buildings | Standard | TRUE | 14749 | 88.14 | 167.33 | 25 | 0.93 | 5184 | 74 | 5 | 60000 | 41782 |  |  | NotYetVerified |  | 3 | 14749 | 88 | 167 | 25 | 0.98 | 5184 | 74
P00000YBX | Juno Lighting LLC | Acculite | H1L084KE345HBC [Includes Options: 6C 6HC 6HCT 6CD F1 F2 D M S WCR DSP WG2 HK75SSB] | Indoor Luminaires | High-Bay | Low-Bay Luminaires for Commercial and Industrial Buildings | Standard | TRUE | 7692 | 85.4 | 90.1 | 9.047 | 0.928 | 4166 | 84.43 | 5 | 35000 | 41782 |  |  | NotYetVerified |  | 3 | 7438 | 78.46 | 94.8 | 11.8 | 0.992 | 4162 | 84.6
P00000YBW | Juno Lighting LLC | Acculite | H1L084KUN5HBC [Includes Options: 6C 6HC 6HCT 6CD F1 F2 D M S WCR DSP WG2 HK75SSB] | Indoor Luminaires | High-Bay | Low-Bay Luminaires for Commercial and Industrial Buildings | Standard | TRUE | 7396 | 86.6 | 85.4 | 9.047 | 0.928 | 3944 | 82.91 | 5 | 35000 | 41782 |  |  | NotYetVerified |  | 3 | 7396 | 86.6 | 85.4 | 1.8 | 0.997 | 3944 | 82.91
P00001K8J | Voigt Lighting | Voigt Lighting | DK1000 | Indoor Luminaires | High-Bay | High-Bay Luminaires for Commercial and Industrial Buildings | Standard | TRUE | 10022 | 94.1 | 106.5 | 13.67 | 0.923 | 5445 | 87.5 | 5 | 50000 | 41782 |  |  | NotYetVerified |  | 3 | 10000 | 94.1 | 106 |  |  | 5500 | 87.5
P00000Y8U | Juno Lighting LLC | Acculite | H1L164KE485HBC [Includes Options: 6C 6HC 6HCT 6CD F1 F2 D M S WCR DSP WG4 WG6 HK75SSB] | Indoor Luminaires | High-Bay | High-Bay Luminaires for Commercial and Industrial Buildings | Standard | TRUE | 14940 | 89.5 | 166.9 | 13.4 | 0.896 | 4164 | 83.44 | 5 | 50000 | 41782 |  |  | NotYetVerified |  | 3 | 14940 | 89.5 | 166.9 | 13.9 | 0.983 | 4164 | 83.44
P00000Y8T | Juno Lighting LLC | Acculite | H1L164KUN5HBC [Includes Options: 6C 6HC 6HCT 6CD F1 F2 D M S WCR DSP WG4 WG6 HK75SSB] | Indoor Luminaires | High-Bay | High-Bay Luminaires for Commercial and Industrial Buildings | Standard | TRUE | 14650 | 93.3 | 157 | 13.4 | 0.896 | 4162 | 83.46 | 5 | 50000 | 41782 |  |  | NotYetVerified |  | 3 | 14650 | 93.3 | 157 | 2.9 | 0.996 | 4162 | 83.46
P000018VL | Sensity Systems Inc. | Sensity Systems Inc. | EHO-64A-6P-50-HO-UAC | Indoor Luminaires | High-Bay | High-Bay Luminaires for Commercial and Industrial Buildings | Standard | TRUE | 58917.4 | 80.18 | 734.8 | 25 | 0.89 | 5322 | 74 | 5 | 60000 | 41782 |  |  | NotYetVerified |  | 3 | 58917 | 80 | 735 | 25 | 0.96 | 5322 | 74
P000018VR | Sensity Systems Inc. | Sensity Systems Inc. | EHO-5SS-6P-50-HO-UAC | Indoor Luminaires | High-Bay | High-Bay Luminaires for Commercial and Industrial Buildings | Standard | FALSE | [9 empty] | 41782 |  |  | NotYetVerified |  | 3 | 63521 | 87 | 732 | 25 | 0.96 | 5326 | 74
P000018VQ | Sensity Systems Inc. | Sensity Systems Inc. | EHO-5SS-4P-50-HO-UAC | Indoor Luminaires | High-Bay | High-Bay Luminaires for Commercial and Industrial Buildings | Standard | FALSE | [9 empty] | 41782 |  |  | NotYetVerified |  | 3 | 42261 | 87 | 484 | 25 | 0.95 | 5324 | 74
P000018VP | Sensity Systems Inc. | Sensity Systems Inc. | EHO-5SS-3P-50-HO-UAC | Indoor Luminaires | High-Bay | High-Bay Luminaires for Commercial and Industrial Buildings | Standard | FALSE | [9 empty] | 41782 |  |  | NotYetVerified |  | 3 | 31696 | 87 | 363 | 25 | 0.95 | 5313 | 74
P000018VU | Sensity Systems Inc. | Sensity Systems Inc. | EHO-64A-4P-50-HO-UAC | Indoor Luminaires | High-Bay | High-Bay Luminaires for Commercial and Industrial Buildings | Standard | FALSE | [9 empty] | 41782 |  |  | NotYetVerified |  | 3 | 39178 | 81 | 486 | 25 | 0.96 | 5308 | 74
P000018VO | Sensity Systems Inc. | Sensity Systems Inc. | EHO-5SS-2P-50-HO-UAC | Indoor Luminaires | High-Bay | High-Bay Luminaires for Commercial and Industrial Buildings | Standard | FALSE | [9 empty] | 41782 |  |  | NotYetVerified |  | 3 | 21001 | 89 | 236 | 25 | 0.95 | 5302 | 74
P000018VT | Sensity Systems Inc. | Sensity Systems Inc. | EHO-64A-3P-50-HO-UAC | Indoor Luminaires | High-Bay | High-Bay Luminaires for Commercial and Industrial Buildings | Standard | FALSE | [9 empty] | 41782 |  |  | NotYetVerified |  | 3 | 29384 | 81 | 364 | 25 | 0.96 | 5265 | 74
P000018VS | Sensity Systems Inc. | Sensity Systems Inc. | EHO-64A-2P-50-HO-UAC | Indoor Luminaires | High-Bay | High-Bay Luminaires for Commercial and Industrial Buildings | Standard | FALSE | [9 empty] | 41782 |  |  | NotYetVerified |  | 3 | 19439 | 82 | 236 | 25 | 0.96 | 5218 | 74
P000018VN | Sensity Systems Inc. | Sensity Systems Inc. | EHO-64A-4P-50-SD-UAC | Indoor Luminaires | High-Bay | High-Bay Luminaires for Commercial and Industrial Buildings | Standard | FALSE | [9 empty] | 41782 |  |  | NotYetVerified |  | 3 | 29401 | 86 | 341 | 25 | 0.98 | 5194 | 74
P000018VM | Sensity Systems Inc. | Sensity Systems Inc. | EHO-64A-3P-50-SD-UAC | Indoor Luminaires | High-Bay | High-Bay Luminaires for Commercial and Industrial Buildings | Standard | FALSE | [9 empty] | 41782 |  |  | NotYetVerified |  | 3 | 22050 | 86.4 | 255 | 25 | 0.98 | 5189 | 74
P000018VY | Sensity Systems Inc. | Sensity Systems Inc. | EHO-5SS-6P-50-SD-UAC | Indoor Luminaires | High-Bay | High-Bay Luminaires for Commercial and Industrial Buildings | Standard | FALSE | [9 empty] | 41782 |  |  | NotYetVerified |  | 3 | 47353 | 92 | 514 | 25 | 0.98 | 5180 | 74
P000018VX | Sensity Systems Inc. | Sensity Systems Inc. | EHO-5SS-4P-50-SD-UAC | Indoor Luminaires | High-Bay | High-Bay Luminaires for Commercial and Industrial Buildings | Standard | FALSE | [9 empty] | 41782 |  |  | NotYetVerified |  | 3 | 31535 | 93 | 341 | 25 | 0.98 | 5178 | 74
P000018VW | Sensity Systems Inc. | Sensity Systems Inc. | EHO-5SS-3P-50-SD-UAC | Indoor Luminaires | High-Bay | High-Bay Luminaires for Commercial and Industrial Buildings | Standard | FALSE | [9 empty] | 41782 |  |  | NotYetVerified |  | 3 | 23651 | 93 | 256 | 25 | 0.98 | 5176 | 74
P000018VV | Sensity Systems Inc. | Sensity Systems Inc. | EHO-5SS-2P-50-SD-UAC | Indoor Luminaires | High-Bay | High-Bay Luminaires for Commercial and Industrial Buildings | Standard | FALSE | [9 empty] | 41782 |  |  | NotYetVerified |  | 3 | 15717 | 94 | 167 | 25 | 0.98 | 5174 | 74
P00000Y9Q | Juno Lighting LLC | Acculite | H1L164KE485LA [Includes Options: 6C 6HC 6HCT 6CD F1 F2 D M S WCR DSP WG4 WG6 HK75SSB] | Indoor Luminaires | High-Bay | High-Bay Luminaires for Commercial and Industrial Buildings | Standard | FALSE | [9 empty] | 41782 |  |  | NotYetVerified |  | 3 | 17543 | 90.3 | 166 | 15.79 | 0.981 | 4164 | 83.44
P00000Y9O | Juno Lighting LLC | Acculite | H1L164KE485L [Includes Options: 6C 6HC 6HCT 6CD F1 F2 D M S WCR DSP WG4 WG6 HK75SSB] | Indoor Luminaires | High-Bay | High-Bay Luminaires for Commercial and Industrial Buildings | Standard | FALSE | [9 empty] | 41782 |  |  | NotYetVerified |  | 3 | 17543 | 90.3 | 166 | 15.79 | 0.981 | 4164 | 83.44
P00000Y9R | Juno Lighting LLC | Acculite | H1L164KE485LABC [Includes Options: 6C 6HC 6HCT 6CD F1 F2 D M S WCR DSP WG4 WG6 HK75SSB] | Indoor Luminaires | High-Bay | High-Bay Luminaires for Commercial and Industrial Buildings | Standard | FALSE | [9 empty] | 41782 |  |  | NotYetVerified |  | 3 | 14994 | 90.3 | 166 | 15.79 | 0.981 | 4164 | 83.44
P00000Y9P | Juno Lighting LLC | Acculite | H1L164KE485LBC [Includes Options: 6C 6HC 6HCT 6CD F1 F2 D M S WCR DSP WG4 WG6 HK75SSB] | Indoor Luminaires | High-Bay | High-Bay Luminaires for Commercial and Industrial Buildings | Standard | FALSE | [9 empty] | 41782 |  |  | NotYetVerified |  | 3 | 14994 | 90.3 | 166 | 15.79 | 0.981 | 4164 | 83.44
P00000YAA | Juno Lighting LLC | Acculite | H1L164KE345LA [Includes Options: 6C 6HC 6HCT 6CD F1 F2 D M S WCR DSP WG4 WG6 HK75SSB] | Indoor Luminaires | High-Bay | High-Bay Luminaires for Commercial and Industrial Buildings | Standard | FALSE | [9 empty] | 41782 |  |  | NotYetVerified |  | 3 | 17543 | 90.3 | 166 | 14.3 | 0.981 | 4164 | 83.44
P00000YA8 | Juno Lighting LLC | Acculite | H1L164KE345L [Includes Options: 6C 6HC 6HCT 6CD F1 F2 D M S WCR DSP WG4 WG6 HK75SSB] | Indoor Luminaires | High-Bay | High-Bay Luminaires for Commercial and Industrial Buildings | Standard | FALSE | [9 empty] | 41782 |  |  | NotYetVerified |  | 3 | 17543 | 90.3 | 166 | 14.3 | 0.981 | 4164 | 83.44
P00000Y9I | Juno Lighting LLC | Acculite | H1L164KE345HA [Includes Options: 6C 6HC 6HCT 6CD F1 F2 D M S WCR DSP WG4 WG6 HK75SSB] | Indoor Luminaires | High-Bay | High-Bay Luminaires for Commercial and Industrial Buildings | Standard | FALSE | [9 empty] | 41782 |  |  | NotYetVerified |  | 3 | 17480 | 106.1 | 164.8 | 14.3 | 0.981 | 4164 | 83.44
P00000Y9G | Juno Lighting LLC | Acculite | H1L164KE345H [Includes Options: 6C 6HC 6HCT 6CD F1 F2 D M S WCR DSP WG4 WG6 HK75SSB] | Indoor Luminaires | High-Bay | High-Bay Luminaires for Commercial and Industrial Buildings | Standard | FALSE | [9 empty] | 41782 |  |  | NotYetVerified |  | 3 | 17480 | 106.1 | 164.8 | 14.3 | 0.981 | 4164 | 83.44
P00000YAB | Juno Lighting LLC | Acculite | H1L164KE345LABC [Includes Options: 6C 6HC 6HCT 6CD F1 F2 D M S WCR DSP WG4 WG6 HK75SSB] | Indoor Luminaires | High-Bay | High-Bay Luminaires for Commercial and Industrial Buildings | Standard | FALSE | [9 empty] | 41782 |  |  | NotYetVerified |  | 3 | 14994 | 90.3 | 166 | 14.3 | 0.981 | 4164 | 83.44
P00000YA9 | Juno Lighting LLC | Acculite | H1L164KE345LBC [Includes Options: 6C 6HC 6HCT 6CD F1 F2 D M S WCR DSP WG4 WG6 HK75SSB] | Indoor Luminaires | High-Bay | High-Bay Luminaires for Commercial and Industrial Buildings | Standard | FALSE | [9 empty] | 41782 |  |  | NotYetVerified |  | 3 | 14994 | 90.3 | 166 | 14.3 | 0.981 | 4164 | 83.44
P00000Y9J | Juno Lighting LLC | Acculite | H1L164KE345HABC [Includes Options: 6C 6HC 6HCT 6CD F1 F2 D M S WCR DSP WG4 WG6 HK75SSB] | Indoor Luminaires | High-Bay | High-Bay Luminaires for Commercial and Industrial Buildings | Standard | FALSE | [9 empty] | 41782 |  |  | NotYetVerified |  | 3 | 14940 | 90.7 | 164.8 | 14.3 | 0.981 | 4164 | 83.44
P00000Y9H | Juno Lighting LLC | Acculite | H1L164KE345HBC [Includes Options: 6C 6HC 6HCT 6CD F1 F2 D M S WCR DSP WG4 WG6 HK75SSB] | Indoor Luminaires | High-Bay | High-Bay Luminaires for Commercial and Industrial Buildings | Standard | FALSE | [9 empty] | 41782 |  |  | NotYetVerified |  | 3 | 14940 | 90.7 | 164.8 | 14.3 | 0.981 | 4164 | 83.44
P00000Y8Y | Juno Lighting LLC | Acculite | H1L164KE485HA [Includes Options: 6C 6HC 6HCT 6CD F1 F2 D M S WCR DSP WG4 WG6 HK75SSB] | Indoor Luminaires | High-Bay | High-Bay Luminaires for Commercial and Industrial Buildings | Standard | FALSE | [9 empty] | 41782 |  |  | NotYetVerified |  | 3 | 17480 | 104.7 | 166.9 | 13.9 | 0.983 | 4164 | 83.44
P00000Y8X | Juno Lighting LLC | Acculite | H1L164KE485H [Includes Options: 6C 6HC 6HCT 6CD F1 F2 D M S WCR DSP WG4 WG6 HK75SSB] | Indoor Luminaires | High-Bay | High-Bay Luminaires for Commercial and Industrial Buildings | Standard | FALSE | [9 empty] | 41782 |  |  | NotYetVerified |  | 3 | 17480 | 104.7 | 166.9 | 13.9 | 0.983 | 4164 | 83.44
P00000Y8Z | Juno Lighting LLC | Acculite | H1L164KE485HABC [Includes Options: 6C 6HC 6HCT 6CD F1 F2 D M S WCR DSP WG4 WG6 HK75SSB] | Indoor Luminaires | High-Bay | High-Bay Luminaires for Commercial and Industrial Buildings | Standard | FALSE | [9 empty] | 41782 |  |  | NotYetVerified |  | 3 | 14940 | 89.5 | 166.9 | 13.9 | 0.983 | 4164 | 83.44
P00000YDC | Juno Lighting LLC | Acculite | H1L084KE345LA [Includes Options: 6C 6HC 6HCT 6CD F1 F2 D M S WCR DSP WG4 WG6 HK75SSB] | Indoor Luminaires | High-Bay | Low-Bay Luminaires for Commercial and Industrial Buildings | Standard | FALSE | [9 empty] | 41782 |  |  | NotYetVerified |  | 3 | 8969 | 94.61 | 94.8 | 11.8 | 0.992 | 4162 | 84.6
P00000YDA | Juno Lighting LLC | Acculite | H1L084KE345L [Includes Options: 6C 6HC 6HCT 6CD F1 F2 D M S WCR DSP WG2 HK75SSB] | Indoor Luminaires | High-Bay | Low-Bay Luminaires for Commercial and Industrial Buildings | Standard | FALSE | [9 empty] | 41782 |  |  | NotYetVerified |  | 3 | 8969 | 94.61 | 94.8 | 11.8 | 0.992 | 4162 | 84.6
P00000YCK | Juno Lighting LLC | Acculite | H1L084KE345HA [Includes Options: 6C 6HC 6HCT 6CD F1 F2 D M S WCR DSP WG2 HK75SSB] | Indoor Luminaires | High-Bay | Low-Bay Luminaires for Commercial and Industrial Buildings | Standard | FALSE | [9 empty] | 41782 |  |  | NotYetVerified |  | 3 | 8702 | 91.793 | 94.8 | 11.8 | 0.992 | 4162 | 84.6
P00000YCJ | Juno Lighting LLC | Acculite | H1L084KE345H [Includes Options: 6C 6HC 6HCT 6CD F1 F2 D M S WCR DSP WG2 HK75SSB] | Indoor Luminaires | High-Bay | Low-Bay Luminaires for Commercial and Industrial Buildings | Standard | FALSE | [9 empty] | 41782 |  |  | NotYetVerified |  | 3 | 8702 | 91.793 | 94.8 | 11.8 | 0.992 | 4162 | 84.6
P00000YDD | Juno Lighting LLC | Acculite | H1L084KE345LABC [Includes Options: 6C 6HC 6HCT 6CD F1 F2 D M S WCR DSP WG4 WG6 HK75SSB] | Indoor Luminaires | High-Bay | Low-Bay Luminaires for Commercial and Industrial Buildings | Standard | FALSE | [9 empty] | 41782 |  |  | NotYetVerified |  | 3 | 7666 | 80.865 | 94.8 | 11.8 | 0.992 | 4162 | 84.6
P00000YDB | Juno Lighting LLC | Acculite | H1L084KE345LBC [Includes Options: 6C 6HC 6HCT 6CD F1 F2 D M S WCR DSP WG2 HK75SSB] | Indoor Luminaires | High-Bay | Low-Bay Luminaires for Commercial and Industrial Buildings | Standard | FALSE | [9 empty] | 41782 |  |  | NotYetVerified |  | 3 | 7666 | 80.865 | 94.8 | 11.8 | 0.992 | 4162 | 84.6
P00000YCL | Juno Lighting LLC | Acculite | H1L084KE345HABC [Includes Options: 6C 6HC 6HCT 6CD F1 F2 D M S WCR DSP WG2 HK75SSB] | Indoor Luminaires | High-Bay | Low-Bay Luminaires for Commercial and Industrial Buildings | Standard | FALSE | [9 empty] | 41782 |  |  | NotYetVerified |  | 3 | 7438 | 78.46 | 94.8 | 11.8 | 0.992 | 4162 | 84.6
P00000YCS | Juno Lighting LLC | Acculite | H1L084KE485LA [Includes Options: 6C 6HC 6HCT 6CD F1 F2 D M S WCR DSP WG2 HK75SSB] | Indoor Luminaires | High-Bay | Low-Bay Luminaires for Commercial and Industrial Buildings | Standard | FALSE | [9 empty] | 41782 |  |  | NotYetVerified |  | 3 | 8969 | 96.597 | 92.9 | 11.6 | 0.992 | 4162 | 84.6
P00000YCQ | Juno Lighting LLC | Acculite | H1L084KE485L [Includes Options: 6C 6HC 6HCT 6CD F1 F2 D M S WCR DSP WG2 HK75SSB] | Indoor Luminaires | High-Bay | Low-Bay Luminaires for Commercial and Industrial Buildings | Standard | FALSE | [9 empty] | 41782 |  |  | NotYetVerified |  | 3 | 8969 | 96.599 | 92.9 | 11.6 | 0.992 | 4162 | 84.6
P00000YC2 | Juno Lighting LLC | Acculite | H1L084KE485HA [Includes Options: 6C 6HC 6HCT 6CD F1 F2 D M S WCR DSP WG2 HK75SSB] | Indoor Luminaires | High-Bay | Low-Bay Luminaires for Commercial and Industrial Buildings | Standard | FALSE | [9 empty] | 41782 |  |  | NotYetVerified |  | 3 | 8702 | 94.101 | 92.48 | 11.6 | 0.992 | 4162 | 84.6
P00000YC0 | Juno Lighting LLC | Acculite | H1L084KE485H [Includes Options: 6C 6HC 6HCT 6CD F1 F2 D M S WCR DSP WG2 HK75SSB] | Indoor Luminaires | High-Bay | Low-Bay Luminaires for Commercial and Industrial Buildings | Standard | FALSE | [9 empty] | 41782 |  |  | NotYetVerified |  | 3 | 8702 | 94.101 | 92.48 | 11.6 | 0.992 | 4162 | 84.6
P00000YCT | Juno Lighting LLC | Acculite | H1L084KE485LABC [Includes Options: 6C 6HC 6HCT 6CD F1 F2 D M S WCR DSP WG2 HK75SSB] | Indoor Luminaires | High-Bay | Low-Bay Luminaires for Commercial and Industrial Buildings | Standard | FALSE | [9 empty] | 41782 |  |  | NotYetVerified |  | 3 | 7666 | 82.563 | 92.9 | 11.6 | 0.992 | 4162 | 84.6
P00000YCR | Juno Lighting LLC | Acculite | H1L084KE485LBC [Includes Options: 6C 6HC 6HCT 6CD F1 F2 D M S WCR DSP WG2 HK75SSB] | Indoor Luminaires | High-Bay | Low-Bay Luminaires for Commercial and Industrial Buildings | Standard | FALSE | [9 empty] | 41782 |  |  | NotYetVerified |  | 3 | 7666 | 82.56 | 92.9 | 11.6 | 0.992 | 4162 | 84.6
P00000YDG | Juno Lighting LLC | Acculite | H1L084KE485HABC [Includes Options: 6C 6HC 6HCT 6CD F1 F2 D M S WCR DSP WG2 HK75SSB] | Indoor Luminaires | High-Bay | Low-Bay Luminaires for Commercial and Industrial Buildings | Standard | FALSE | [9 empty] | 41782 |  |  | NotYetVerified |  | 3 | 7438 | 80.43 | 92.48 | 11.6 | 0.992 | 4162 | 84.6
P00000YC1 | Juno Lighting LLC | Acculite | H1L084KE485HBC [Includes Options: 6C 6HC 6HCT 6CD F1 F2 D M S WCR DSP WG2 HK75SSB] | Indoor Luminaires | High-Bay | Low-Bay Luminaires for Commercial and Industrial Buildings | Standard | FALSE | [9 empty] | 41782 |  |  | NotYetVerified |  | 3 | 7438 | 80.43 | 92.48 | 11.6 | 0.992 | 4162 | 84.6
P00000Y9E | Juno Lighting LLC | Acculite | H1L164KE275HA [Includes Options: 6C 6HC 6HCT 6CD F1 F2 D M S WCR DSP WG4 WG6 HK75SSB] | Indoor Luminaires | High-Bay | High-Bay Luminaires for Commercial and Industrial Buildings | Standard | FALSE | [9 empty] | 41782 |  |  | NotYetVerified |  | 3 | 17141 | 110.7 | 154.8 | 13.4 | 0.896 | 4162 | 83.46
P00000Y9C | Juno Lighting LLC | Acculite | H1L164KE275H [Includes Options: 6C 6HC 6HCT 6CD F1 F2 D M S WCR DSP WG4 WG6 HK75SSB] | Indoor Luminaires | High-Bay | High-Bay Luminaires for Commercial and Industrial Buildings | Standard | FALSE | [9 empty] | 41782 |  |  | NotYetVerified |  | 3 | 17141 | 110.7 | 154.8 | 13.4 | 0.896 | 4162 | 83.46
P00000Y9F | Juno Lighting LLC | Acculite | H1L164KE275HABC [Includes Options: 6C 6HC 6HCT 6CD F1 F2 D M S WCR DSP WG4 WG6 HK75SSB] | Indoor Luminaires | High-Bay | High-Bay Luminaires for Commercial and Industrial Buildings | Standard | FALSE | [9 empty] | 41782 |  |  | NotYetVerified |  | 3 | 14650 | 94.6 | 154.8 | 13.4 | 0.896 | 4162 | 83.46
P00000Y9D | Juno Lighting LLC | Acculite | H1L164KE275HBC [Includes Options: 6C 6HC 6HCT 6CD F1 F2 D M S WCR DSP WG4 WG6 HK75SSB] | Indoor Luminaires | High-Bay | High-Bay Luminaires for Commercial and Industrial Buildings | Standard | FALSE | [9 empty] | 41782 |  |  | NotYetVerified |  | 3 | 14650 | 94.6 | 154.8 | 13.4 | 0.896 | 4162 | 83.46
P00000Y9A | Juno Lighting LLC | Acculite | H1L164KE245HA [Includes Options: 6C 6HC 6HCT 6CD F1 F2 D M S WCR DSP WG4 WG6 HK75SSB] | Indoor Luminaires | High-Bay | High-Bay Luminaires for Commercial and Industrial Buildings | Standard | FALSE | [9 empty] | 41782 |  |  | NotYetVerified |  | 3 | 17141 | 118.2 | 145.1 | 9.8 | 0.99 | 4162 | 83.46
P00000Y98 | Juno Lighting LLC | Acculite | H1L164KE245H [Includes Options: 6C 6HC 6HCT 6CD F1 F2 D M S WCR DSP WG4 WG6 HK75SSB] | Indoor Luminaires | High-Bay | High-Bay Luminaires for Commercial and Industrial Buildings | Standard | FALSE | [9 empty] | 41782 |  |  | NotYetVerified |  | 3 | 17141 | 118.2 | 145.1 | 9.8 | 0.99 | 4162 | 83.46
P00000Y9B | Juno Lighting LLC | Acculite | H1L164KE245HABC [Includes Options: 6C 6HC 6HCT 6CD F1 F2 D M S WCR DSP WG4 WG6 HK75SSB] | Indoor Luminaires | High-Bay | High-Bay Luminaires for Commercial and Industrial Buildings | Standard | FALSE | [9 empty] | 41782 |  |  | NotYetVerified |  | 3 | 14650 | 101 | 145.1 | 9.8 | 0.99 | 4162 | 83.46
P00000Y99 | Juno Lighting LLC | Acculite | H1L164KE245HBC [Includes Options: 6C 6HC 6HCT 6CD F1 F2 D M S WCR DSP WG4 WG6 HK75SSB] | Indoor Luminaires | High-Bay | High-Bay Luminaires for Commercial and Industrial Buildings | Standard | FALSE | [9 empty] | 41782 |  |  | NotYetVerified |  | 3 | 14650 | 101 | 145.1 | 9.8 | 0.99 | 4162 | 83.46
P00000Y96 | Juno Lighting LLC | Acculite | H1L164KE205HA [Includes Options: 6C 6HC 6HCT 6CD F1 F2 D M S WCR DSP WG4 WG6 HK75SSB] | Indoor Luminaires | High-Bay | High-Bay Luminaires for Commercial and Industrial Buildings | Standard | FALSE | [9 empty] | 41782 |  |  | NotYetVerified |  | 3 | 17141 | 118.3 | 144.9 | 8.8 | 0.96 | 4162 | 83.46
P00000Y94 | Juno Lighting LLC | Acculite | H1L164KE205H [Includes Options: 6C 6HC 6HCT 6CD F1 F2 D M S WCR DSP WG4 WG6 HK75SSB] | Indoor Luminaires | High-Bay | High-Bay Luminaires for Commercial and Industrial Buildings | Standard | FALSE | [9 empty] | 41782 |  |  | NotYetVerified |  | 3 | 17141 | 118.3 | 144.9 | 8.8 | 0.96 | 4162 | 83.46
P00000Y97 | Juno Lighting LLC | Acculite | H1L164KE205HABC [Includes Options: 6C 6HC 6HCT 6CD F1 F2 D M S WCR DSP WG4 WG6 HK75SSB] | Indoor Luminaires | High-Bay | High-Bay Luminaires for Commercial and Industrial Buildings | Standard | FALSE | [9 empty] | 41782 |  |  | NotYetVerified |  | 3 | 14650 | 101.1 | 144.9 | 8.8 | 0.96 | 4162 | 83.46
P00000Y95 | Juno Lighting LLC | Acculite | H1L164KE205HBC [Includes Options: 6C 6HC 6HCT 6CD F1 F2 D M S WCR DSP WG4 WG6 HK75SSB] | Indoor Luminaires | High-Bay | High-Bay Luminaires for Commercial and Industrial Buildings | Standard | FALSE | [9 empty] | 41782 |  |  | NotYetVerified |  | 3 | 14650 | 101.1 | 144.9 | 8.8 | 0.96 | 4162 | 83.46
P00000YBV | Juno Lighting LLC | Acculite | H1L164KUN5H [Includes Options: 6C 6HC 6HCT 6CD F1 F2 D M S WCR DSP WG4 WG6 HK75SSB] | Indoor Luminaires | High-Bay | High-Bay Luminaires for Commercial and Industrial Buildings | Standard | FALSE | [9 empty] | 41782 |  |  | NotYetVerified |  | 3 | 17141 | 109.2 | 157 | 2.9 | 0.996 | 4162 | 83.46
P00000Y92 | Juno Lighting LLC | Acculite | H1L164KE125HA [Includes Options: 6C 6HC 6HCT 6CD F1 F2 D M S WCR DSP WG4 WG6 HK75SSB] | Indoor Luminaires | High-Bay | High-Bay Luminaires for Commercial and Industrial Buildings | Standard | FALSE | [9 empty] | 41782 |  |  | NotYetVerified |  | 3 | 17141 | 109.2 | 157 | 2.9 | 0.996 | 4162 | 83.46
P00000Y90 | Juno Lighting LLC | Acculite | H1L164KE125H [Includes Options: 6C 6HC 6HCT 6CD F1 F2 D M S WCR DSP WG4 WG6 HK75SSB] | Indoor Luminaires | High-Bay | High-Bay Luminaires for Commercial and Industrial Buildings | Standard | FALSE | [9 empty] | 41782 |  |  | NotYetVerified |  | 3 | 17141 | 109.2 | 157 | 2.9 | 0.996 | 4162 | 83.46
P00000Y8V | Juno Lighting LLC | Acculite | H1L164KUN5HA [Includes Options: 6C 6HC 6HCT 6CD F1 F2 D M S WCR DSP WG4 WG6 HK75SSB] | Indoor Luminaires | High-Bay | High-Bay Luminaires for Commercial and Industrial Buildings | Standard | FALSE | [9 empty] | 41782 |  |  | NotYetVerified |  | 3 | 17141 | 109.2 | 157 | 2.9 | 0.996 | 4162 | 83.46
P00000Y93 | Juno Lighting LLC | Acculite | H1L164KE125HABC [Includes Options: 6C 6HC 6HCT 6CD F1 F2 D M S WCR DSP WG4 WG6 HK75SSB] | Indoor Luminaires | High-Bay | High-Bay Luminaires for Commercial and Industrial Buildings | Standard | FALSE | [9 empty] | 41782 |  |  | NotYetVerified |  | 3 | 14650 | 93.3 | 157 | 2.9 | 0.996 | 4162 | 83.46
P00000Y91 | Juno Lighting LLC | Acculite | H1L164KE125HBC [Includes Options: 6C 6HC 6HCT 6CD F1 F2 D M S WCR DSP WG4 WG6 HK75SSB] | Indoor Luminaires | High-Bay | High-Bay Luminaires for Commercial and Industrial Buildings | Standard | FALSE | [9 empty] | 41782 |  |  | NotYetVerified |  | 3 | 14650 | 93.3 | 157 | 2.9 | 0.996 | 4162 | 83.46
P00000Y8W | Juno Lighting LLC | Acculite | H1L164KUN5HABC [Includes Options: 6C 6HC 6HCT 6CD F1 F2 D M S WCR DSP WG4 WG6 HK75SSB] | Indoor Luminaires | High-Bay | High-Bay Luminaires for Commercial and Industrial Buildings | Standard | FALSE | [9 empty] | 41782 |  |  | NotYetVerified |  | 3 | 14650 | 93.3 | 157 | 2.9 | 0.996 | 4162 | 83.46
P00000YA6 | Juno Lighting LLC | Acculite | H1L164KE275LA [Includes Options: 6C 6HC 6HCT 6CD F1 F2 D M S WCR DSP WG4 WG6 HK75SSB] | Indoor Luminaires | High-Bay | High-Bay Luminaires for Commercial and Industrial Buildings | Standard | FALSE | [9 empty] | 41782 |  |  | NotYetVerified |  | 3 | 17202 | 111.1 | 154.8 | 13.4 | 0.896 | 4138 | 83.43
P00000YA4 | Juno Lighting LLC | Acculite | H1L164KE275L [Includes Options: 6C 6HC 6HCT 6CD F1 F2 D M S WCR DSP WG4 WG6 HK75SSB] | Indoor Luminaires | High-Bay | High-Bay Luminaires for Commercial and Industrial Buildings | Standard | FALSE | [9 empty] | 41782 |  |  | NotYetVerified |  | 3 | 17202 | 111.1 | 154.8 | 13.4 | 0.896 | 4138 | 83.43
P00000YA7 | Juno Lighting LLC | Acculite | H1L164KE275LABC [Includes Options: 6C 6HC 6HCT 6CD F1 F2 D M S WCR DSP WG4 WG6 HK75SSB] | Indoor Luminaires | High-Bay | High-Bay Luminaires for Commercial and Industrial Buildings | Standard | FALSE | [9 empty] | 41782 |  |  | NotYetVerified |  | 3 | 14703 | 95 | 154.8 | 13.4 | 0.896 | 4138 | 83.43
P00000YA5 | Juno Lighting LLC | Acculite | H1L164KE275LBC [Includes Options: 6C 6HC 6HCT 6CD F1 F2 D M S WCR DSP WG4 WG6 HK75SSB] | Indoor Luminaires | High-Bay | High-Bay Luminaires for Commercial and Industrial Buildings | Standard | FALSE | [9 empty] | 41782 |  |  | NotYetVerified |  | 3 | 14703 | 95 | 154.8 | 13.4 | 0.896 | 4138 | 83.43
P00000YA2 | Juno Lighting LLC | Acculite | H1L164KE245LA [Includes Options: 6C 6HC 6HCT 6CD F1 F2 D M S WCR DSP WG4 WG6 HK75SSB] | Indoor Luminaires | High-Bay | High-Bay Luminaires for Commercial and Industrial Buildings | Standard | FALSE | [9 empty] | 41782 |  |  | NotYetVerified |  | 3 | 17202 | 118.6 | 145.1 | 9.8 | 1 | 4138 | 83.43
P00000YA0 | Juno Lighting LLC | Acculite | H1L164KE245L [Includes Options: 6C 6HC 6HCT 6CD F1 F2 D M S WCR DSP WG4 WG6 HK75SSB] | Indoor Luminaires | High-Bay | High-Bay Luminaires for Commercial and Industrial Buildings | Standard | FALSE | [9 empty] | 41782 |  |  | NotYetVerified |  | 3 | 17202 | 118.6 | 145.1 | 9.8 | 1 | 4138 | 83.43
P00000YA3 | Juno Lighting LLC | Acculite | H1L164KE245LABC [Includes Options: 6C 6HC 6HCT 6CD F1 F2 D M S WCR DSP WG4 WG6 HK75SSB] | Indoor Luminaires | High-Bay | High-Bay Luminaires for Commercial and Industrial Buildings | Standard | FALSE | [9 empty] | 41782 |  |  | NotYetVerified |  | 3 | 14703 | 101.4 | 145.1 | 9.8 | 1 | 4138 | 83.43
P00000YA1 | Juno Lighting LLC | Acculite | H1L164KE245LBC [Includes Options: 6C 6HC 6HCT 6CD F1 F2 D M S WCR DSP WG4 WG6 HK75SSB] | Indoor Luminaires | High-Bay | High-Bay Luminaires for Commercial and Industrial Buildings | Standard | FALSE | [9 empty] | 41782 |  |  | NotYetVerified |  | 3 | 14703 | 101.4 | 145.1 | 9.8 | 1 | 4138 | 83.43
P00000Y9Y | Juno Lighting LLC | Acculite | H1L164KE205LA [Includes Options: 6C 6HC 6HCT 6CD F1 F2 D M S WCR DSP WG4 WG6 HK75SSB] | Indoor Luminaires | High-Bay | High-Bay Luminaires for Commercial and Industrial Buildings | Standard | FALSE | [9 empty] | 41782 |  |  | NotYetVerified |  | 3 | 17202 | 118.7 | 144.9 | 8.8 | 0.96 | 4138 | 83.43
P00000Y9W | Juno Lighting LLC | Acculite | H1L164KE205L [Includes Options: 6C 6HC 6HCT 6CD F1 F2 D M S WCR DSP WG4 WG6 HK75SSB] | Indoor Luminaires | High-Bay | High-Bay Luminaires for Commercial and Industrial Buildings | Standard | FALSE | [9 empty] | 41782 |  |  | NotYetVerified |  | 3 | 17202 | 118.7 | 144.9 | 8.8 | 0.96 | 4138 | 83.43
P00000Y9Z | Juno Lighting LLC | Acculite | H1L164KE205LABC [Includes Options: 6C 6HC 6HCT 6CD F1 F2 D M S WCR DSP WG4 WG6 HK75SSB] | Indoor Luminaires | High-Bay | High-Bay Luminaires for Commercial and Industrial Buildings | Standard | FALSE | [9 empty] | 41782 |  |  | NotYetVerified |  | 3 | 14703 | 101.5 | 144.9 | 8.8 | 0.96 | 4138 | 83.43
P00000Y9X | Juno Lighting LLC | Acculite | H1L164KE205LBC [Includes Options: 6C 6HC 6HCT 6CD F1 F2 D M S WCR DSP WG4 WG6 HK75SSB] | Indoor Luminaires | High-Bay | High-Bay Luminaires for Commercial and Industrial Buildings | Standard | FALSE | [9 empty] | 41782 |  |  | NotYetVerified |  | 3 | 14703 | 101.5 | 144.9 | 8.8 | 0.96 | 4138 | 83.43
P00000Y9U | Juno Lighting LLC | Acculite | H1L164KE125LA [Includes Options: 6C 6HC 6HCT 6CD F1 F2 D M S WCR DSP WG4 WG6 HK75SSB] | Indoor Luminaires | High-Bay | High-Bay Luminaires for Commercial and Industrial Buildings | Standard | FALSE | [9 empty] | 41782 |  |  | NotYetVerified |  | 3 | 17202 | 103.1 | 157.1 | 2.9 | 0.996 | 4138 | 83.43
P00000Y9S | Juno Lighting LLC | Acculite | H1L164KE125L [Includes Options: 6C 6HC 6HCT 6CD F1 F2 D M S WCR DSP WG4 WG6 HK75SSB] | Indoor Luminaires | High-Bay | High-Bay Luminaires for Commercial and Industrial Buildings | Standard | FALSE | [9 empty] | 41782 |  |  | NotYetVerified |  | 3 | 17202 | 103.1 | 157.1 | 2.9 | 0.996 | 4138 | 83.43
P00000Y9M | Juno Lighting LLC | Acculite | H1L164KUN5LA [Includes Options: 6C 6HC 6HCT 6CD F1 F2 D M S WCR DSP WG4 WG6 HK75SSB] | Indoor Luminaires | High-Bay | High-Bay Luminaires for Commercial and Industrial Buildings | Standard | FALSE | [9 empty] | 41782 |  |  | NotYetVerified |  | 3 | 17202 | 109.5 | 157.1 | 2.9 | 0.996 | 4138 | 83.43
P00000Y9K | Juno Lighting LLC | Acculite | H1L164KUN5L [Includes Options: 6C 6HC 6HCT 6CD F1 F2 D M S WCR DSP WG4 WG6 HK75SSB] | Indoor Luminaires | High-Bay | High-Bay Luminaires for Commercial and Industrial Buildings | Standard | FALSE | [9 empty] | 41782 |  |  | NotYetVerified |  | 3 | 17202 | 103.1 | 157.1 | 2.9 | 0.996 | 4138 | 83.43
P00000Y9V | Juno Lighting LLC | Acculite | H1L164KE125LABC [Includes Options: 6C 6HC 6HCT 6CD F1 F2 D M S WCR DSP WG4 WG6 HK75SSB] | Indoor Luminaires | High-Bay | High-Bay Luminaires for Commercial and Industrial Buildings | Standard | FALSE | [9 empty] | 41782 |  |  | NotYetVerified |  | 3 | 14703 | 93.6 | 157.1 | 2.9 | 0.996 | 4138 | 83.43
P00000Y9T | Juno Lighting LLC | Acculite | H1L164KE125LBC [Includes Options: 6C 6HC 6HCT 6CD F1 F2 D M S WCR DSP WG4 WG6 HK75SSB] | Indoor Luminaires | High-Bay | High-Bay Luminaires for Commercial and Industrial Buildings | Standard | FALSE | [9 empty] | 41782 |  |  | NotYetVerified |  | 3 | 14703 | 93.6 | 157.1 | 2.9 | 0.996 | 4138 | 83.43
P00000Y9N | Juno Lighting LLC | Acculite | H1L164KUN5LABC [Includes Options: 6C 6HC 6HCT 6CD F1 F2 D M S WCR DSP WG4 WG6 HK75SSB] | Indoor Luminaires | High-Bay | High-Bay Luminaires for Commercial and Industrial Buildings | Standard | FALSE | [9 empty] | 41782 |  |  | NotYetVerified |  | 3 | 14703 | 93.6 | 157.1 | 2.9 | 0.996 | 4138 | 83.43
P00000Y9L | Juno Lighting LLC | Acculite | H1L164KUN5LBC [Includes Options: 6C 6HC 6HCT 6CD F1 F2 D M S WCR DSP WG4 WG6 HK75SSB] | Indoor Luminaires | High-Bay | High-Bay Luminaires for Commercial and Industrial Buildings | Standard | FALSE | [9 empty] | 41782 |  |  | NotYetVerified |  | 3 | 14703 | 93.6 | 157.1 | 2.9 | 0.996 | 4138 | 83.43
P00000YD8 | Juno Lighting LLC | Acculite | H1L084KE275LA [Includes Options: 6C 6HC 6HCT 6CD F1 F2 D M S WCR DSP WG2 HK75SSB] | Indoor Luminaires | High-Bay | Low-Bay Luminaires for Commercial and Industrial Buildings | Standard | FALSE | [9 empty] | 41782 |  |  | NotYetVerified |  | 3 | 8667 | 96.73 | 89.6 | 9.4 | 0.928 | 3985 | 82.91
P00000YD6 | Juno Lighting LLC | Acculite | H1L084KE275L [Includes Options: 6C 6HC 6HCT 6CD F1 F2 D M S WCR DSP WG2 HK75SSB] | Indoor Luminaires | High-Bay | Low-Bay Luminaires for Commercial and Industrial Buildings | Standard | FALSE | [9 empty] | 41782 |  |  | NotYetVerified |  | 3 | 8667 | 96.73 | 89.6 | 9.4 | 0.928 | 3985 | 82.91
P00000YD9 | Juno Lighting LLC | Acculite | H1L084KE275LABC [Includes Options: 6C 6HC 6HCT 6CD F1 F2 D M S WCR DSP WG2 HK75SSB] | Indoor Luminaires | High-Bay | Low-Bay Luminaires for Commercial and Industrial Buildings | Standard | FALSE | [9 empty] | 41782 |  |  | NotYetVerified |  | 3 | 7408 | 82.679 | 89.6 | 9.4 | 0.928 | 3985 | 82.91
P00000YD7 | Juno Lighting LLC | Acculite | H1L084KE275LBC [Includes Options: 6C 6HC 6HCT 6CD F1 F2 D M S WCR DSP WG2 HK75SSB] | Indoor Luminaires | High-Bay | Low-Bay Luminaires for Commercial and Industrial Buildings | Standard | FALSE | [9 empty] | 41782 |  |  | NotYetVerified |  | 3 | 7408 | 82.679 | 89.6 | 9.4 | 0.928 | 3985 | 82.91
P00000YCW | Juno Lighting LLC | Acculite | H1L084KE125LA [Includes Options: 6C 6HC 6HCT 6CD F1 F2 D M S WCR DSP WG2 HK75SSB] | Indoor Luminaires | High-Bay | Low-Bay Luminaires for Commercial and Industrial Buildings | Standard | FALSE | [9 empty] | 41782 |  |  | NotYetVerified |  | 3 | 8667 | 98.938 | 87.6 | 1.8 | 0.997 | 3985 | 82.91
P00000YCU | Juno Lighting LLC | Acculite | H1L084KE125L [Includes Options: 6C 6HC 6HCT 6CD F1 F2 D M S WCR DSP WG2 HK75SSB] | Indoor Luminaires | High-Bay | Low-Bay Luminaires for Commercial and Industrial Buildings | Standard | FALSE | [9 empty] | 41782 |  |  | NotYetVerified |  | 3 | 8667 | 98.938 | 87.6 | 1.8 | 0.997 | 3985 | 82.91
P00000YCO | Juno Lighting LLC | Acculite | H1L084KUN5LA [Includes Options: 6C 6HC 6HCT 6CD F1 F2 D M S WCR DSP WG2 HK75SSB] | Indoor Luminaires | High-Bay | Low-Bay Luminaires for Commercial and Industrial Buildings | Standard | FALSE | [9 empty] | 41782 |  |  | NotYetVerified |  | 3 | 8667 | 98.938 | 87.6 | 1.8 | 0.997 | 3985 | 82.91
P00000YCM | Juno Lighting LLC | Acculite | H1L084KUN5L [Includes Options: 6C 6HC 6HCT 6CD F1 F2 D M S WCR DSP WG2 HK75SSB] | Indoor Luminaires | High-Bay | Low-Bay Luminaires for Commercial and Industrial Buildings | Standard | FALSE | [9 empty] | 41782 |  |  | NotYetVerified |  | 3 | 8667 | 98.9 | 87.6 | 1.8 | 0.997 | 3985 | 82.91
P00000YCX | Juno Lighting LLC | Acculite | H1L084KE125LABC [Includes Options: 6C 6HC 6HCT 6CD F1 F2 D M S WCR DSP WG2 HK75SSB] | Indoor Luminaires | High-Bay | Low-Bay Luminaires for Commercial and Industrial Buildings | Standard | FALSE | [9 empty] | 41782 |  |  | NotYetVerified |  | 3 | 7408 | 84.566 | 87.6 | 1.8 | 0.997 | 3985 | 82.91
P00000YCV | Juno Lighting LLC | Acculite | H1L084KE125LBC [Includes Options: 6C 6HC 6HCT 6CD F1 F2 D M S WCR DSP WG2 HK75SSB] | Indoor Luminaires | High-Bay | Low-Bay Luminaires for Commercial and Industrial Buildings | Standard | FALSE | [9 empty] | 41782 |  |  | NotYetVerified |  | 3 | 7408 | 84.566 | 87.6 | 1.8 | 0.997 | 3985 | 82.91
P00000YCP | Juno Lighting LLC | Acculite | H1L084KUN5LABC [Includes Options: 6C 6HC 6HCT 6CD F1 F2 D M S WCR DSP WG2 HK75SSB] | Indoor Luminaires | High-Bay | Low-Bay Luminaires for Commercial and Industrial Buildings | Standard | FALSE | [9 empty] | 41782 |  |  | NotYetVerified |  | 3 | 7408 | 84.566 | 87.6 | 1.8 | 0.997 | 3985 | 82.91
P00000YCN | Juno Lighting LLC | Acculite | H1L084KUN5LBC [Includes Options: 6C 6HC 6HCT 6CD F1 F2 D M S WCR DSP WG2 HK75SSB] | Indoor Luminaires | High-Bay | Low-Bay Luminaires for Commercial and Industrial Buildings | Standard | FALSE | [9 empty] | 41782 |  |  | NotYetVerified |  | 3 | 7408 | 84.563 | 87.6 | 1.8 | 0.997 | 3985 | 82.91
P00000YD4 | Juno Lighting LLC | Acculite | H1L084KE245LA [Includes Options: 6C 6HC 6HCT 6CD F1 F2 D M S WCR DSP WG2 HK75SSB] | Indoor Luminaires | High-Bay | Low-Bay Luminaires for Commercial and Industrial Buildings | Standard | FALSE | [9 empty] | 41782 |  |  | NotYetVerified |  | 3 | 8667 | 104.674 | 82.8 | 9.1 | 0.99 | 3985 | 82.9
P00000YD2 | Juno Lighting LLC | Acculite | H1L084KE245L [Includes Options: 6C 6HC 6HCT 6CD F1 F2 D M S WCR DSP WG2 HK75SSB] | Indoor Luminaires | High-Bay | Low-Bay Luminaires for Commercial and Industrial Buildings | Standard | FALSE | [9 empty] | 41782 |  |  | NotYetVerified |  | 3 | 8667 | 104.674 | 82.8 | 9.1 | 0.99 | 3985 | 82.9
P00000YD5 | Juno Lighting LLC | Acculite | H1L084KE245LABC [Includes Options: 6C 6HC 6HCT 6CD F1 F2 D M S WCR DSP WG2 HK75SSB] | Indoor Luminaires | High-Bay | Low-Bay Luminaires for Commercial and Industrial Buildings | Standard | FALSE | [9 empty] | 41782 |  |  | NotYetVerified |  | 3 | 7408 | 89.469 | 82.8 | 9.1 | 0.99 | 3985 | 82.9
P00000YD3 | Juno Lighting LLC | Acculite | H1L084KE245LBC [Includes Options: 6C 6HC 6HCT 6CD F1 F2 D M S WCR DSP WG2 HK75SSB] | Indoor Luminaires | High-Bay | Low-Bay Luminaires for Commercial and Industrial Buildings | Standard | FALSE | [9 empty] | 41782 |  |  | NotYetVerified |  | 3 | 7408 | 89.469 | 82.8 | 9.1 | 0.99 | 3985 | 82.9
P00000YD0 | Juno Lighting LLC | Acculite | H1L084KE205LA [Includes Options: 6C 6HC 6HCT 6CD F1 F2 D M S WCR DSP WG2 HK75SSB] | Indoor Luminaires | High-Bay | Low-Bay Luminaires for Commercial and Industrial Buildings | Standard | FALSE | [9 empty] | 41782 |  |  | NotYetVerified |  | 3 | 8667 | 105.566 | 82.1 | 7.2 | 0.989 | 3985 | 82.9
P00000YCY | Juno Lighting LLC | Acculite | H1L084KE205L [Includes Options: 6C 6HC 6HCT 6CD F1 F2 D M S WCR DSP WG2 HK75SSB] | Indoor Luminaires | High-Bay | Low-Bay Luminaires for Commercial and Industrial Buildings | Standard | FALSE | [9 empty] | 41782 |  |  | NotYetVerified |  | 3 | 8667 | 105.566 | 82.1 | 7.2 | 0.989 | 3985 | 82.9
P00000YD1 | Juno Lighting LLC | Acculite | H1L084KE205LABC [Includes Options: 6C 6HC 6HCT 6CD F1 F2 D M S WCR DSP WG2 HK75SSB] | Indoor Luminaires | High-Bay | Low-Bay Luminaires for Commercial and Industrial Buildings | Standard | FALSE | [9 empty] | 41782 |  |  | NotYetVerified |  | 3 | 7408 | 90.231 | 82.1 | 7.2 | 0.989 | 3985 | 82.9
P00000YCZ | Juno Lighting LLC | Acculite | H1L084KE205LBC [Includes Options: 6C 6HC 6HCT 6CD F1 F2 D M S WCR DSP WG2 HK75SSB] | Indoor Luminaires | High-Bay | Low-Bay Luminaires for Commercial and Industrial Buildings | Standard | FALSE | [9 empty] | 41782 |  |  | NotYetVerified |  | 3 | 7408 | 90.231 | 82.1 | 7.2 | 0.989 | 3985 | 82.9
P00000YAI | Juno Lighting LLC | Acculite | H1L244KE485HA [Includes Options: 6C 6HC 6HCT 6CD F1 F2 D M S WCR DSP WG4 WG6 HK75SSB] | Indoor Luminaires | High-Bay | High-Bay Luminaires for Commercial and Industrial Buildings | Standard | FALSE | [9 empty] | 41782 |  |  | NotYetVerified |  | 3 | 25383 | 107 | 238.3 | 14.2 | 0.988 | 3983 | 82.92
P00000YAG | Juno Lighting LLC | Acculite | H1L244KE485H [Includes Options: 6C 6HC 6HCT 6CD F1 F2 D M S WCR DSP WG4 WG6 HK75SSB] | Indoor Luminaires | High-Bay | High-Bay Luminaires for Commercial and Industrial Buildings | Standard | FALSE | [9 empty] | 41782 |  |  | NotYetVerified |  | 3 | 25383 | 107 | 238.3 | 14.2 | 0.988 | 3983 | 82.92
P00000YBL | Juno Lighting LLC | Acculite | H1L244KE245LA [Includes Options: 6C 6HC 6HCT 6CD F1 F2 D M S WCR DSP WG4 WG6 HK75SSB] | Indoor Luminaires | High-Bay | High-Bay Luminaires for Commercial and Industrial Buildings | Standard | FALSE | [9 empty] | 41782 |  |  | NotYetVerified |  | 3 | 25374 | 116.1 | 218.6 | 18.3 | 0.914 | 3965 | 82.8
P00000YBJ | Juno Lighting LLC | Acculite | H1L244KE245L [Includes Options: 6C 6HC 6HCT 6CD F1 F2 D M S WCR DSP WG4 WG6 HK75SSB] | Indoor Luminaires | High-Bay | High-Bay Luminaires for Commercial and Industrial Buildings | Standard | FALSE | [9 empty] | 41782 |  |  | NotYetVerified |  | 3 | 25374 | 116.1 | 218.6 | 18.3 | 0.914 | 3965 | 82.8
P00000YAT | Juno Lighting LLC | Acculite | H1L244KE245HA [Includes Options: 6C 6HC 6HCT 6CD F1 F2 D M S WCR DSP WG4 WG6 HK75SSB] | Indoor Luminaires | High-Bay | High-Bay Luminaires for Commercial and Industrial Buildings | Standard | FALSE | [9 empty] | 41782 |  |  | NotYetVerified |  | 3 | 24490 | 112 | 218.6 | 18.3 | 0.914 | 3965 | 82.8
P00000YAR | Juno Lighting LLC | Acculite | H1L244KE245H [Includes Options: 6C 6HC 6HCT 6CD F1 F2 D M S WCR DSP WG4 WG6 HK75SSB] | Indoor Luminaires | High-Bay | High-Bay Luminaires for Commercial and Industrial Buildings | Standard | FALSE | [9 empty] | 41782 |  |  | NotYetVerified |  | 3 | 24490 | 112 | 218.6 | 18.3 | 0.914 | 3965 | 82.8
P00000YBH | Juno Lighting LLC | Acculite | H1L244KE205LA [Includes Options: 6C 6HC 6HCT 6CD F1 F2 D M S WCR DSP WG4 WG6 HK75SSB] | Indoor Luminaires | High-Bay | High-Bay Luminaires for Commercial and Industrial Buildings | Standard | FALSE | [9 empty] | 41782 |  |  | NotYetVerified |  | 3 | 25374 | 116.6 | 217.7 | 16.8 | 0.909 | 3965 | 82.8
P00000YBF | Juno Lighting LLC | Acculite | H1L244KE205L [Includes Options: 6C 6HC 6HCT 6CD F1 F2 D M S WCR DSP WG4 WG6 HK75SSB] | Indoor Luminaires | High-Bay | High-Bay Luminaires for Commercial and Industrial Buildings | Standard | FALSE | [9 empty] | 41782 |  |  | NotYetVerified |  | 3 | 25374 | 116.6 | 217.7 | 16.8 | 0.909 | 3965 | 82.8
P00000YAP | Juno Lighting LLC | Acculite | H1L244KE205HA [Includes Options: 6C 6HC 6HCT 6CD F1 F2 D M S WCR DSP WG4 WG6 HK75SSB] | Indoor Luminaires | High-Bay | High-Bay Luminaires for Commercial and Industrial Buildings | Standard | FALSE | [9 empty] | 41782 |  |  | NotYetVerified |  | 3 | 24490 | 112.5 | 217.7 | 16.8 | 0.909 | 3965 | 82.8
P00000YAN | Juno Lighting LLC | Acculite | H1L244KE205H [Includes Options: 6C 6HC 6HCT 6CD F1 F2 D M S WCR DSP WG4 WG6 HK75SSB] | Indoor Luminaires | High-Bay | High-Bay Luminaires for Commercial and Industrial Buildings | Standard | FALSE | [9 empty] | 41782 |  |  | NotYetVerified |  | 3 | 24490 | 112.5 | 217.7 | 16.8 | 0.909 | 3965 | 82.8
P00000YBP | Juno Lighting LLC | Acculite | H1L244KE275LA [Includes Options: 6C 6HC 6HCT 6CD F1 F2 D M S WCR DSP WG4 WG6 HK75SSB] | Indoor Luminaires | High-Bay | High-Bay Luminaires for Commercial and Industrial Buildings | Standard | FALSE | [9 empty] | 41782 |  |  | NotYetVerified |  | 3 | 25374 | 110.9 | 228.7 | 11 | 0.949 | 3965 | 82.8
P00000YBN | Juno Lighting LLC | Acculite | H1L244KE275L [Includes Options: 6C 6HC 6HCT 6CD F1 F2 D M S WCR DSP WG4 WG6 HK75SSB] | Indoor Luminaires | High-Bay | High-Bay Luminaires for Commercial and Industrial Buildings | Standard | FALSE | [9 empty] | 41782 |  |  | NotYetVerified |  | 3 | 25374 | 110.9 | 228.7 | 11 | 0.949 | 3965 | 82.8
P00000YAX | Juno Lighting LLC | Acculite | H1L244KE275HA [Includes Options: 6C 6HC 6HCT 6CD F1 F2 D M S WCR DSP WG4 WG6 HK75SSB] | Indoor Luminaires | High-Bay | High-Bay Luminaires for Commercial and Industrial Buildings | Standard | FALSE | [9 empty] | 41782 |  |  | NotYetVerified |  | 3 | 24490 | 107.1 | 228.7 | 11 | 0.949 | 3965 | 82.8
P00000YAV | Juno Lighting LLC | Acculite | H1L244KE275H [Includes Options: 6C 6HC 6HCT 6CD F1 F2 D M S WCR DSP WG4 WG6 HK75SSB] | Indoor Luminaires | High-Bay | High-Bay Luminaires for Commercial and Industrial Buildings | Standard | FALSE | [9 empty] | 41782 |  |  | NotYetVerified |  | 3 | 24490 | 107.1 | 228.7 | 11 | 0.949 | 3965 | 82.8
P00000YBT | Juno Lighting LLC | Acculite | H1L244KE345LA [Includes Options: 6C 6HC 6HCT 6CD F1 F2 D M S WCR DSP WG4 WG6 HK75SSB] | Indoor Luminaires | High-Bay | High-Bay Luminaires for Commercial and Industrial Buildings | Standard | FALSE | [9 empty] | 41782 |  |  | NotYetVerified |  | 3 | 26299 | 109.3 | 240.6 | 7.1 | 0.996 | 3965 | 82.8
P00000YBR | Juno Lighting LLC | Acculite | H1L244KE345L [Includes Options: 6C 6HC 6HCT 6CD F1 F2 D M S WCR DSP WG4 WG6 HK75SSB] | Indoor Luminaires | High-Bay | High-Bay Luminaires for Commercial and Industrial Buildings | Standard | FALSE | [9 empty] | 41782 |  |  | NotYetVerified |  | 3 | 26299 | 109.3 | 240.6 | 7.1 | 0.996 | 3965 | 82.8
P00000YB1 | Juno Lighting LLC | Acculite | H1L244KE345HA [Includes Options: 6C 6HC 6HCT 6CD F1 F2 D M S WCR DSP WG4 WG6 HK75SSB] | Indoor Luminaires | High-Bay | High-Bay Luminaires for Commercial and Industrial Buildings | Standard | FALSE | [9 empty] | 41782 |  |  | NotYetVerified |  | 3 | 25383 | 105.5 | 240.6 | 7.1 | 0.996 | 3965 | 82.8
P00000YAZ | Juno Lighting LLC | Acculite | H1L244KE345H [Includes Options: 6C 6HC 6HCT 6CD F1 F2 D M S WCR DSP WG4 WG6 HK75SSB] | Indoor Luminaires | High-Bay | High-Bay Luminaires for Commercial and Industrial Buildings | Standard | FALSE | [9 empty] | 41782 |  |  | NotYetVerified |  | 3 | 25383 | 105.5 | 240.6 | 7.1 | 0.996 | 3965 | 82.8
P00000YB9 | Juno Lighting LLC | Acculite | H1L244KE485LA [Includes Options: 6C 6HC 6HCT 6CD F1 F2 D M S WCR DSP WG4 WG6 HK75SSB] | Indoor Luminaires | High-Bay | High-Bay Luminaires for Commercial and Industrial Buildings | Standard | FALSE | [9 empty] | 41782 |  |  | NotYetVerified |  | 3 | 26299 | 109 | 241.3 | 4.5 | 0.986 | 3965 | 82.8
P00000YB7 | Juno Lighting LLC | Acculite | H1L244KE485L [Includes Options: 6C 6HC 6HCT 6CD F1 F2 D M S WCR DSP WG4 WG6 HK75SSB] | Indoor Luminaires | High-Bay | High-Bay Luminaires for Commercial and Industrial Buildings | Standard | FALSE | [9 empty] | 41782 |  |  | NotYetVerified |  | 3 | 26299 | 109 | 241.3 | 4.5 | 0.986 | 3965 | 82.8
P00000YBD | Juno Lighting LLC | Acculite | H1L244KE125LA [Includes Options: 6C 6HC 6HCT 6CD F1 F2 D M S WCR DSP WG4 WG6 HK75SSB] | Indoor Luminaires | High-Bay | High-Bay Luminaires for Commercial and Industrial Buildings | Standard | FALSE | [9 empty] | 41782 |  |  | NotYetVerified |  | 3 | 25374 | 107.9 | 235.2 | 4.5 | 0.997 | 3965 | 82.8
P00000YBB | Juno Lighting LLC | Acculite | H1L244KE125L [Includes Options: 6C 6HC 6HCT 6CD F1 F2 D M S WCR DSP WG4 WG6 HK75SSB] | Indoor Luminaires | High-Bay | High-Bay Luminaires for Commercial and Industrial Buildings | Standard | FALSE | [9 empty] | 41782 |  |  | NotYetVerified |  | 3 | 25374 | 107.9 | 235.2 | 4.5 | 0.997 | 3965 | 82.8
P00000YB5 | Juno Lighting LLC | Acculite | H1L244KUN5LA [Includes Options: 6C 6HC 6HCT 6CD F1 F2 D M S WCR DSP WG4 WG6 HK75SSB] | Indoor Luminaires | High-Bay | High-Bay Luminaires for Commercial and Industrial Buildings | Standard | FALSE | [9 empty] | 41782 |  |  | NotYetVerified |  | 3 | 25374 | 107.9 | 235.2 | 4.5 | 0.997 | 3965 | 82.8
P00000YB3 | Juno Lighting LLC | Acculite | H1L244KUN5L [Includes Options: 6C 6HC 6HCT 6CD F1 F2 D M S WCR DSP WG4 WG6 HK75SSB] | Indoor Luminaires | High-Bay | High-Bay Luminaires for Commercial and Industrial Buildings | Standard | FALSE | [9 empty] | 41782 |  |  | NotYetVerified |  | 3 | 25374 | 107.9 | 235.2 | 4.5 | 0.997 | 3965 | 82.8
P00000YAL | Juno Lighting LLC | Acculite | H1L244KE125HA [Includes Options: 6C 6HC 6HCT 6CD F1 F2 D M S WCR DSP WG4 WG6 HK75SSB] | Indoor Luminaires | High-Bay | High-Bay Luminaires for Commercial and Industrial Buildings | Standard | FALSE | [9 empty] | 41782 |  |  | NotYetVerified |  | 3 | 24490 | 104.1 | 235.2 | 4.5 | 0.997 | 3965 | 82.8
P00000YAJ | Juno Lighting LLC | Acculite | H1L244KE125H [Includes Options: 6C 6HC 6HCT 6CD F1 F2 D M S WCR DSP WG4 WG6 HK75SSB] | Indoor Luminaires | High-Bay | High-Bay Luminaires for Commercial and Industrial Buildings | Standard | FALSE | [9 empty] | 41782 |  |  | NotYetVerified |  | 3 | 24490 | 104.1 | 235.2 | 4.5 | 0.997 | 3965 | 82.8
P00000YAE | Juno Lighting LLC | Acculite | H1L244KUN5HA [Includes Options: 6C 6HC 6HCT 6CD F1 F2 D M S WCR DSP WG4 WG6 HK75SSB] | Indoor Luminaires | High-Bay | High-Bay Luminaires for Commercial and Industrial Buildings | Standard | FALSE | [9 empty] | 41782 |  |  | NotYetVerified |  | 3 | 24490 | 104.1 | 235.2 | 4.5 | 0.997 | 3965 | 82.8
P00000YAC | Juno Lighting LLC | Acculite | H1L244KUN5H [Includes Options: 6C 6HC 6HCT 6CD F1 F2 D M S WCR DSP WG4 WG6 HK75SSB] | Indoor Luminaires | High-Bay | High-Bay Luminaires for Commercial and Industrial Buildings | Standard | FALSE | [9 empty] | 41782 |  |  | NotYetVerified |  | 3 | 24490 | 104.1 | 235.2 | 4.5 | 0.997 | 3965 | 82.8
P00000YDF | Juno Lighting LLC | Acculite | H1L244KE485HABC [Includes Options: 6C 6HC 6HCT 6CD F1 F2 D M S WCR DSP WG4 WG6 HK75SSB] | Indoor Luminaires | High-Bay | High-Bay Luminaires for Commercial and Industrial Buildings | Standard | FALSE | [9 empty] | 41782 |  |  | NotYetVerified |  | 3 | 21610 | 90.7 | 238.3 | 14.2 | 0.988 | 3952 | 82.92
P00000YAH | Juno Lighting LLC | Acculite | H1L244KE485HBC [Includes Options: 6C 6HC 6HCT 6CD F1 F2 D M S WCR DSP WG4 WG6 HK75SSB] | Indoor Luminaires | High-Bay | High-Bay Luminaires for Commercial and Industrial Buildings | Standard | FALSE | [9 empty] | 41782 |  |  | NotYetVerified |  | 3 | 21610 | 90.7 | 238.3 | 14.2 | 0.988 | 3952 | 82.92
P00000YCH | Juno Lighting LLC | Acculite | H1L084KE275HA [Includes Options: 6C 6HC 6HCT 6CD F1 F2 D M S WCR DSP WG2 HK75SSB] | Indoor Luminaires | High-Bay | Low-Bay Luminaires for Commercial and Industrial Buildings | Standard | FALSE | [9 empty] | 41782 |  |  | NotYetVerified |  | 3 | 8049 | 89.833 | 89.6 | 9.4 | 0.928 | 3944 | 82.91
P00000YCF | Juno Lighting LLC | Acculite | H1L084KE275H [Includes Options: 6C 6HC 6HCT 6CD F1 F2 D M S WCR DSP WG2 HK75SSB] | Indoor Luminaires | High-Bay | Low-Bay Luminaires for Commercial and Industrial Buildings | Standard | FALSE | [9 empty] | 41782 |  |  | NotYetVerified |  | 3 | 8049 | 89.833 | 89.6 | 9.4 | 0.928 | 3944 | 82.91
P00000YCI | Juno Lighting LLC | Acculite | H1L084KE275HABC [Includes Options: 6C 6HC 6HCT 6CD F1 F2 D M S WCR DSP WG2 HK75SSB] | Indoor Luminaires | High-Bay | Low-Bay Luminaires for Commercial and Industrial Buildings | Standard | FALSE | [9 empty] | 41782 |  |  | NotYetVerified |  | 3 | 7396 | 82.545 | 89.6 | 9.4 | 0.928 | 3944 | 82.91
P00000YCG | Juno Lighting LLC | Acculite | H1L084KE275HBC [Includes Options: 6C 6HC 6HCT 6CD F1 F2 D M S WCR DSP WG2 HK75SSB] | Indoor Luminaires | High-Bay | Low-Bay Luminaires for Commercial and Industrial Buildings | Standard | FALSE | [9 empty] | 41782 |  |  | NotYetVerified |  | 3 | 7396 | 82.545 | 89.6 | 9.4 | 0.928 | 3944 | 82.91
P00000YDE | Juno Lighting LLC | Acculite | H1L084KUN5H [Includes Options: 6C 6HC 6HCT 6CD F1 F2 D M S WCR DSP WG4 WG6 HK75SSB] | Indoor Luminaires | High-Bay | Low-Bay Luminaires for Commercial and Industrial Buildings | Standard | FALSE | [9 empty] | 41782 |  |  | NotYetVerified |  | 3 | 8049 | 96.38 | 83.5 | 1.8 | 0.997 | 3944 | 82.91
P00000YC5 | Juno Lighting LLC | Acculite | H1L084KE125HA [Includes Options: 6C 6HC 6HCT 6CD F1 F2 D M S WCR DSP WG2 HK75SSB] | Indoor Luminaires | High-Bay | Low-Bay Luminaires for Commercial and Industrial Buildings | Standard | FALSE | [9 empty] | 41782 |  |  | NotYetVerified |  | 3 | 8049 | 96.38 | 83.5 | 1.8 | 0.997 | 3944 | 82.91
P00000YC3 | Juno Lighting LLC | Acculite | H1L084KE125H [Includes Options: 6C 6HC 6HCT 6CD F1 F2 D M S WCR DSP WG2 HK75SSB] | Indoor Luminaires | High-Bay | Low-Bay Luminaires for Commercial and Industrial Buildings | Standard | FALSE | [9 empty] | 41782 |  |  | NotYetVerified |  | 3 | 8049 | 96.38 | 83.5 | 1.8 | 0.997 | 3944 | 82.91
P00000YBY | Juno Lighting LLC | Acculite | H1L084KUN5HA [Includes Options: 6C 6HC 6HCT 6CD F1 F2 D M S WCR DSP WG2 HK75SSB] | Indoor Luminaires | High-Bay | Low-Bay Luminaires for Commercial and Industrial Buildings | Standard | FALSE | [9 empty] | 41782 |  |  | NotYetVerified |  | 3 | 8049 | 96.38 | 83.5 | 1.8 | 0.997 | 3944 | 82.91
P00000YC6 | Juno Lighting LLC | Acculite | H1L084KE125HABC [Includes Options: 6C 6HC 6HCT 6CD F1 F2 D M S WCR DSP WG2 HK75SSB] | Indoor Luminaires | High-Bay | Low-Bay Luminaires for Commercial and Industrial Buildings | Standard | FALSE | [9 empty] | 41782 |  |  | NotYetVerified |  | 3 | 7396 | 86.6 | 85.4 | 1.8 | 0.997 | 3944 | 82.91
P00000YC4 | Juno Lighting LLC | Acculite | H1L084KE125HBC [Includes Options: 6C 6HC 6HCT 6CD F1 F2 D M S WCR DSP WG2 HK75SSB] | Indoor Luminaires | High-Bay | Low-Bay Luminaires for Commercial and Industrial Buildings | Standard | FALSE | [9 empty] | 41782 |  |  | NotYetVerified |  | 3 | 7396 | 86.6 | 85.4 | 1.8 | 0.997 | 3944 | 82.91
P00000YBZ | Juno Lighting LLC | Acculite | H1L084KUN5HABC [Includes Options: 6C 6HC 6HCT 6CD F1 F2 D M S WCR DSP WG2 HK75SSB] | Indoor Luminaires | High-Bay | Low-Bay Luminaires for Commercial and Industrial Buildings | Standard | FALSE | [9 empty] | 41782 |  |  | NotYetVerified |  | 3 | 7396 | 86.6 | 85.4 | 1.8 | 0.997 | 3944 | 82.91
P00000YCD | Juno Lighting LLC | Acculite | H1L084KE245HA [Includes Options: 6C 6HC 6HCT 6CD F1 F2 D M S WCR DSP WG2 HK75SSB] | Indoor Luminaires | High-Bay | Low-Bay Luminaires for Commercial and Industrial Buildings | Standard | FALSE | [9 empty] | 41782 |  |  | NotYetVerified |  | 3 | 8049 | 97.25 | 82.8 | 9.1 | 0.99 | 3944 | 82.9
P00000YCB | Juno Lighting LLC | Acculite | H1L084KE245H [Includes Options: 6C 6HC 6HCT 6CD F1 F2 D M S WCR DSP WG2 HK75SSB] | Indoor Luminaires | High-Bay | Low-Bay Luminaires for Commercial and Industrial Buildings | Standard | FALSE | [9 empty] | 41782 |  |  | NotYetVerified |  | 3 | 8049 | 97.25 | 82.8 | 9.1 | 0.99 | 3944 | 82.9
P00000YCE | Juno Lighting LLC | Acculite | H1L084KE245HABC [Includes Options: 6C 6HC 6HCT 6CD F1 F2 D M S WCR DSP WG2 HK75SSB] | Indoor Luminaires | High-Bay | Low-Bay Luminaires for Commercial and Industrial Buildings | Standard | FALSE | [9 empty] | 41782 |  |  | NotYetVerified |  | 3 | 7396 | 89.36 | 82.8 | 9.1 | 0.99 | 3944 | 82.9
P00000YCC | Juno Lighting LLC | Acculite | H1L084KE245HBC [Includes Options: 6C 6HC 6HCT 6CD F1 F2 D M S WCR DSP WG2 HK75SSB] | Indoor Luminaires | High-Bay | Low-Bay Luminaires for Commercial and Industrial Buildings | Standard | FALSE | [9 empty] | 41782 |  |  | NotYetVerified |  | 3 | 7396 | 89.36 | 82.8 | 9.1 | 0.99 | 3944 | 82.9
P00000YC9 | Juno Lighting LLC | Acculite | H1L084KE205HA [Includes Options: 6C 6HC 6HCT 6CD F1 F2 D M S WCR DSP WG2 HK75SSB] | Indoor Luminaires | High-Bay | Low-Bay Luminaires for Commercial and Industrial Buildings | Standard | FALSE | [9 empty] | 41782 |  |  | NotYetVerified |  | 3 | 8049 | 98.017 | 82.1 | 7.2 | 0.989 | 3944 | 82.9
P00000YC7 | Juno Lighting LLC | Acculite | H1L084KE205H [Includes Options: 6C 6HC 6HCT 6CD F1 F2 D M S WCR DSP WG2 HK75SSB] | Indoor Luminaires | High-Bay | Low-Bay Luminaires for Commercial and Industrial Buildings | Standard | FALSE | [9 empty] | 41782 |  |  | NotYetVerified |  | 3 | 8049 | 98.017 | 82.1 | 7.2 | 0.989 | 3944 | 82.9
P00000YCA | Juno Lighting LLC | Acculite | H1L084KE205HABC [Includes Options: 6C 6HC 6HCT 6CD F1 F2 D M S WCR DSP WG2 HK75SSB] | Indoor Luminaires | High-Bay | Low-Bay Luminaires for Commercial and Industrial Buildings | Standard | FALSE | [9 empty] | 41782 |  |  | NotYetVerified |  | 3 | 7396 | 90.065 | 82.1 | 7.2 | 0.989 | 3944 | 82.9
P00000YC8 | Juno Lighting LLC | Acculite | H1L084KE205HBC [Includes Options: 6C 6HC 6HCT 6CD F1 F2 D M S WCR DSP WG2 HK75SSB] | Indoor Luminaires | High-Bay | Low-Bay Luminaires for Commercial and Industrial Buildings | Standard | FALSE | [9 empty] | 41782 |  |  | NotYetVerified |  | 3 | 7396 | 90.065 | 82.1 | 7.2 | 0.989 | 3944 | 82.9
P00000YBM | Juno Lighting LLC | Acculite | H1L244KE245LABC [Includes Options: 6C 6HC 6HCT 6CD F1 F2 D M S WCR DSP WG4 WG6 HK75SSB] | Indoor Luminaires | High-Bay | High-Bay Luminaires for Commercial and Industrial Buildings | Standard | FALSE | [9 empty] | 41782 |  |  | NotYetVerified |  | 3 | 21603 | 98.8 | 218.6 | 18.3 | 0.914 | 3934 | 83.09
P00000YBK | Juno Lighting LLC | Acculite | H1L244KE245LBC [Includes Options: 6C 6HC 6HCT 6CD F1 F2 D M S WCR DSP WG4 WG6 HK75SSB] | Indoor Luminaires | High-Bay | High-Bay Luminaires for Commercial and Industrial Buildings | Standard | FALSE | [9 empty] | 41782 |  |  | NotYetVerified |  | 3 | 21603 | 98.8 | 218.6 | 18.3 | 0.914 | 3934 | 83.09
P00000YAU | Juno Lighting LLC | Acculite | H1L244KE245HABC [Includes Options: 6C 6HC 6HCT 6CD F1 F2 D M S WCR DSP WG4 WG6 HK75SSB] | Indoor Luminaires | High-Bay | High-Bay Luminaires for Commercial and Industrial Buildings | Standard | FALSE | [9 empty] | 41782 |  |  | NotYetVerified |  | 3 | 20850 | 95.4 | 218.6 | 18.3 | 0.914 | 3934 | 83.09
P00000YAS | Juno Lighting LLC | Acculite | H1L244KE245HBC [Includes Options: 6C 6HC 6HCT 6CD F1 F2 D M S WCR DSP WG4 WG6 HK75SSB] | Indoor Luminaires | High-Bay | High-Bay Luminaires for Commercial and Industrial Buildings | Standard | FALSE | [9 empty] | 41782 |  |  | NotYetVerified |  | 3 | 20850 | 95.4 | 218.6 | 18.3 | 0.914 | 3934 | 83.09
P00000YBI | Juno Lighting LLC | Acculite | H1L244KE205LABC [Includes Options: 6C 6HC 6HCT 6CD F1 F2 D M S WCR DSP WG4 WG6 HK75SSB] | Indoor Luminaires | High-Bay | High-Bay Luminaires for Commercial and Industrial Buildings | Standard | FALSE | [9 empty] | 41782 |  |  | NotYetVerified |  | 3 | 21603 | 99.2 | 217.7 | 16.8 | 0.909 | 3934 | 83.09
P00000YBG | Juno Lighting LLC | Acculite | H1L244KE205LBC [Includes Options: 6C 6HC 6HCT 6CD F1 F2 D M S WCR DSP WG4 WG6 HK75SSB] | Indoor Luminaires | High-Bay | High-Bay Luminaires for Commercial and Industrial Buildings | Standard | FALSE | [9 empty] | 41782 |  |  | NotYetVerified |  | 3 | 21603 | 99.2 | 217.7 | 16.8 | 0.909 | 3934 | 83.09
P00000YAQ | Juno Lighting LLC | Acculite | H1L244KE205HABC [Includes Options: 6C 6HC 6HCT 6CD F1 F2 D M S WCR DSP WG4 WG6 HK75SSB] | Indoor Luminaires | High-Bay | High-Bay Luminaires for Commercial and Industrial Buildings | Standard | FALSE | [9 empty] | 41782 |  |  | NotYetVerified |  | 3 | 20850 | 95.8 | 217.7 | 16.8 | 0.909 | 3934 | 83.09
P00000YAO | Juno Lighting LLC | Acculite | H1L244KE205HBC [Includes Options: 6C 6HC 6HCT 6CD F1 F2 D M S WCR DSP WG4 WG6 HK75SSB] | Indoor Luminaires | High-Bay | High-Bay Luminaires for Commercial and Industrial Buildings | Standard | FALSE | [9 empty] | 41782 |  |  | NotYetVerified |  | 3 | 20850 | 95.8 | 217.7 | 16.8 | 0.909 | 3934 | 83.09
P00000YBQ | Juno Lighting LLC | Acculite | H1L244KE275LABC [Includes Options: 6C 6HC 6HCT 6CD F1 F2 D M S WCR DSP WG4 WG6 HK75SSB] | Indoor Luminaires | High-Bay | High-Bay Luminaires for Commercial and Industrial Buildings | Standard | FALSE | [9 empty] | 41782 |  |  | NotYetVerified |  | 3 | 21603 | 94.5 | 228.7 | 11 | 0.949 | 3934 | 83.09
P00000YBO | Juno Lighting LLC | Acculite | H1L244KE275LBC [Includes Options: 6C 6HC 6HCT 6CD F1 F2 D M S WCR DSP WG4 WG6 HK75SSB] | Indoor Luminaires | High-Bay | High-Bay Luminaires for Commercial and Industrial Buildings | Standard | FALSE | [9 empty] | 41782 |  |  | NotYetVerified |  | 3 | 21603 | 94.5 | 228.7 | 11 | 0.949 | 3934 | 83.09
P00000YAY | Juno Lighting LLC | Acculite | H1L244KE275HABC [Includes Options: 6C 6HC 6HCT 6CD F1 F2 D M S WCR DSP WG4 WG6 HK75SSB] | Indoor Luminaires | High-Bay | High-Bay Luminaires for Commercial and Industrial Buildings | Standard | FALSE | [9 empty] | 41782 |  |  | NotYetVerified |  | 3 | 20850 | 91.2 | 228.7 | 11 | 0.949 | 3934 | 83.09
P00000YAW | Juno Lighting LLC | Acculite | H1L244KE275HBC [Includes Options: 6C 6HC 6HCT 6CD F1 F2 D M S WCR DSP WG4 WG6 HK75SSB] | Indoor Luminaires | High-Bay | High-Bay Luminaires for Commercial and Industrial Buildings | Standard | FALSE | [9 empty] | 41782 |  |  | NotYetVerified |  | 3 | 20850 | 91.2 | 228.7 | 11 | 0.949 | 3934 | 83.09
P00000YBU | Juno Lighting LLC | Acculite | H1L244KE345LABC [Includes Options: 6C 6HC 6HCT 6CD F1 F2 D M S WCR DSP WG4 WG6 HK75SSB] | Indoor Luminaires | High-Bay | High-Bay Luminaires for Commercial and Industrial Buildings | Standard | FALSE | [9 empty] | 41782 |  |  | NotYetVerified |  | 3 | 22390 | 93.1 | 240.6 | 7.1 | 0.996 | 3934 | 83.09
P00000YBS | Juno Lighting LLC | Acculite | H1L244KE345LBC [Includes Options: 6C 6HC 6HCT 6CD F1 F2 D M S WCR DSP WG4 WG6 HK75SSB] | Indoor Luminaires | High-Bay | High-Bay Luminaires for Commercial and Industrial Buildings | Standard | FALSE | [9 empty] | 41782 |  |  | NotYetVerified |  | 3 | 22390 | 93.1 | 240.6 | 7.1 | 0.996 | 3934 | 83.09
P00000YB2 | Juno Lighting LLC | Acculite | H1L244KE345HABC [Includes Options: 6C 6HC 6HCT 6CD F1 F2 D M S WCR DSP WG4 WG6 HK75SSB] | Indoor Luminaires | High-Bay | High-Bay Luminaires for Commercial and Industrial Buildings | Standard | FALSE | [9 empty] | 41782 |  |  | NotYetVerified |  | 3 | 21610 | 89.8 | 240.6 | 7.1 | 0.996 | 3934 | 83.09
P00000YB0 | Juno Lighting LLC | Acculite | H1L244KE345HBC [Includes Options: 6C 6HC 6HCT 6CD F1 F2 D M S WCR DSP WG4 WG6 HK75SSB] | Indoor Luminaires | High-Bay | High-Bay Luminaires for Commercial and Industrial Buildings | Standard | FALSE | [9 empty] | 41782 |  |  | NotYetVerified |  | 3 | 21610 | 89.8 | 240.6 | 7.1 | 0.996 | 3934 | 83.09
P00000YBA | Juno Lighting LLC | Acculite | H1L244KE485LABC [Includes Options: 6C 6HC 6HCT 6CD F1 F2 D M S WCR DSP WG4 WG6 HK75SSB] | Indoor Luminaires | High-Bay | High-Bay Luminaires for Commercial and Industrial Buildings | Standard | FALSE | [9 empty] | 41782 |  |  | NotYetVerified |  | 3 | 22390 | 92.79 | 241.3 | 4.7 | 0.986 | 3934 | 83.09
P00000YB8 | Juno Lighting LLC | Acculite | H1L244KE485LBC [Includes Options: 6C 6HC 6HCT 6CD F1 F2 D M S WCR DSP WG4 WG6 HK75SSB] | Indoor Luminaires | High-Bay | High-Bay Luminaires for Commercial and Industrial Buildings | Standard | FALSE | [9 empty] | 41782 |  |  | NotYetVerified |  | 3 | 22390 | 92.79 | 241.3 | 4.7 | 0.986 | 3934 | 83.09
P00000YBE | Juno Lighting LLC | Acculite | H1L244KE125LABC [Includes Options: 6C 6HC 6HCT 6CD F1 F2 D M S WCR DSP WG4 WG6 HK75SSB] | Indoor Luminaires | High-Bay | High-Bay Luminaires for Commercial and Industrial Buildings | Standard | FALSE | [9 empty] | 41782 |  |  | NotYetVerified |  | 3 | 21603 | 92.79 | 235.2 | 4.7 | 0.997 | 3934 | 83.09
P00000YBC | Juno Lighting LLC | Acculite | H1L244KE125LBC [Includes Options: 6C 6HC 6HCT 6CD F1 F2 D M S WCR DSP WG4 WG6 HK75SSB] | Indoor Luminaires | High-Bay | High-Bay Luminaires for Commercial and Industrial Buildings | Standard | FALSE | [9 empty] | 41782 |  |  | NotYetVerified |  | 3 | 21603 | 92.79 | 235.2 | 4.7 | 0.997 | 3934 | 83.09
P00000YB6 | Juno Lighting LLC | Acculite | H1L244KUN5LABC [Includes Options: 6C 6HC 6HCT 6CD F1 F2 D M S WCR DSP WG4 WG6 HK75SSB] | Indoor Luminaires | High-Bay | High-Bay Luminaires for Commercial and Industrial Buildings | Standard | FALSE | [9 empty] | 41782 |  |  | NotYetVerified |  | 3 | 21603 | 91.8 | 235.2 | 4.7 | 0.997 | 3934 | 83.09
P00000YB4 | Juno Lighting LLC | Acculite | H1L244KUN5LBC [Includes Options: 6C 6HC 6HCT 6CD F1 F2 D M S WCR DSP WG4 WG6 HK75SSB] | Indoor Luminaires | High-Bay | High-Bay Luminaires for Commercial and Industrial Buildings | Standard | FALSE | [9 empty] | 41782 |  |  | NotYetVerified |  | 3 | 21603 | 91.8 | 235.2 | 4.7 | 0.997 | 3934 | 83.09
P00000YAM | Juno Lighting LLC | Acculite | H1L244KE125HABC [Includes Options: 6C 6HC 6HCT 6CD F1 F2 D M S WCR DSP WG4 WG6 HK75SSB] | Indoor Luminaires | High-Bay | High-Bay Luminaires for Commercial and Industrial Buildings | Standard | FALSE | [9 empty] | 41782 |  |  | NotYetVerified |  | 3 | 20850 | 89.8 | 235.2 | 4.7 | 0.997 | 3934 | 83.09
P00000YAK | Juno Lighting LLC | Acculite | H1L244KE125HBC [Includes Options: 6C 6HC 6HCT 6CD F1 F2 D M S WCR DSP WG4 WG6 HK75SSB] | Indoor Luminaires | High-Bay | High-Bay Luminaires for Commercial and Industrial Buildings | Standard | FALSE | [9 empty] | 41782 |  |  | NotYetVerified |  | 3 | 20850 | 89.8 | 235.2 | 4.7 | 0.997 | 3934 | 83.09
P00000YAF | Juno Lighting LLC | Acculite | H1L244KUN5HABC [Includes Options: 6C 6HC 6HCT 6CD F1 F2 D M S WCR DSP WG4 WG6 HK75SSB] | Indoor Luminaires | High-Bay | High-Bay Luminaires for Commercial and Industrial Buildings | Standard | FALSE | [9 empty] | 41782 |  |  | NotYetVerified |  | 3 | 20850 | 89.8 | 235.2 | 4.7 | 0.997 | 3934 | 83.09
P00000YAD | Juno Lighting LLC | Acculite | H1L244KUN5HBC [Includes Options: 6C 6HC 6HCT 6CD F1 F2 D M S WCR DSP WG4 WG6 HK75SSB] | Indoor Luminaires | High-Bay | High-Bay Luminaires for Commercial and Industrial Buildings | Standard | FALSE | [9 empty] | 41782 |  |  | NotYetVerified |  | 3 | 20850 | 89.8 | 235.2 | 4.7 | 0.997 | 3934 | 83.09
P00001IEB | StarTek Lighting America | StarTek Lighting America | LST-36V1-D-5K-S-X-X-X-U-X | Indoor Luminaires | High-Bay | High-Bay Luminaires for Commercial and Industrial Buildings | Standard | TRUE | 17243 | 99.15 | 173.9 | 12.97 | 0.974 | 5217 | 82.2 | 5 |  | 41781 |  |  | NotYetVerified |  | 3 | 17528 | 100.9 | 170 | 20 | 0.9 | 5000 | 80
P00001IED | StarTek Lighting America | StarTek Lighting America | LST-18V1-D-4K-S-X-X-X-U-X | Indoor Luminaires | High-Bay | Low-Bay Luminaires for Commercial and Industrial Buildings | Standard | TRUE | 7840 | 91.28 | 85.89 | 12 | 0.974 | 4004 | 84.2 | 5 |  | 41781 |  |  | NotYetVerified |  | 3 | 7923 | 85.52 | 85 | 20 | 0.9 | 4000 | 80
P00001IEC | StarTek Lighting America | StarTek Lighting America | LST-36V1-D-4K-S-X-X-X-U-X | Indoor Luminaires | High-Bay | High-Bay Luminaires for Commercial and Industrial Buildings | Standard | TRUE | 15534 | 92.57 | 167.8 | 12.7 | 0.973 | 4030 | 84.1 | 5 |  | 41781 |  |  | NotYetVerified |  | 3 | 15534 | 93.78 | 170 | 20 | 0.9 | 4000 | 80
P00001IEE | StarTek Lighting America | StarTek Lighting America | LST-18V1-D-5K-S-X-X-X-U-X | Indoor Luminaires | High-Bay | Low-Bay Luminaires for Commercial and Industrial Buildings | Standard | TRUE | 8537 | 101.6 | 84.04 | 12.18 | 0.973 | 5172 | 82 | 5 |  | 41781 |  |  | NotYetVerified |  | 3 | 8718 | 103.9 | 85 | 20 | 0.9 | 5000 | 80
P000004H7 | Advanced Energy Ideas | Advanced Energy Ideas | LSF-9U-4FT-1-4LC-5K-UNI-0 | Indoor Luminaires | High-Bay | Low-Bay Luminaires for Commercial and Industrial Buildings | Standard | TRUE | 4680 | 82.4 | 56.83 | 11.6 | 0.974 | 5128 | 83 | 5 | 50000 | 41780 |  |  | NotYetVerified |  | 3 | [5 empty] | 5000 | 85
P000019GU | Stanpro Lighting Systems Inc. | Stanpro | HBL375HXXXX | Indoor Luminaires | High-Bay | High-Bay Luminaires for Commercial and Industrial Buildings | Standard | TRUE | 35030 | 96.7 | 362.41 | 9.53 | 0.955 | 5208 | 77 | 7 | 50000 | 41780 |  |  | NotYetVerified |  | 3 | 35030 | 96.7 | 362.41 |  | 0.95 | 5000 | 80
P000019GQ | Stanpro Lighting Systems Inc. | Stanpro | HBL125HXXXX | Indoor Luminaires | High-Bay | High-Bay Luminaires for Commercial and Industrial Buildings | Standard | TRUE | 15158 | 122.8 | 123.46 | 9.53 | 0.955 |  |  | 7 | 50000 | 41780 |  |  | NotYetVerified |  | 3 | 15158 | 122.8 | 125 |  | 0.95 | 5000 | 80
P00001FV7 | Aimlite Lighting Products | AimLite | H2L375HXXXX | Indoor Luminaires | High-Bay | High-Bay Luminaires for Commercial and Industrial Buildings | Standard | TRUE | 35030 | 96.7 | 362.41 | 9.53 | 0.955 | 5208 | 77 | 7 | 50000 | 41780 |  |  | NotYetVerified |  | 3 | 35030 | 96.7 | 362.41 |  | 0.95 | 5000 | 80
P00001FV3 | Aimlite Lighting Products | AimLite | H2L125HXXXX | Indoor Luminaires | High-Bay | High-Bay Luminaires for Commercial and Industrial Buildings | Standard | TRUE | 15158 | 122.8 | 123.46 | 9.53 | 0.955 |  |  | 7 | 50000 | 41780 |  |  | NotYetVerified |  | 3 | 15158 | 122.8 | 125 |  | 0.95 | 5000 | 80
P00001G6I | Louvers International Inc | Titan | TITANHB-210-5K-U-[MSJCACY]-CL-[NOPS]-YY | Indoor Luminaires | High-Bay | High-Bay Luminaires for Commercial and Industrial Buildings | Standard | TRUE | 20572 | 96.81 | 212.5 | 11.77 | 0.942 | 5186 | 83.6 | 5 | 100000 | 41780 |  |  | NotYetVerified |  | 3 | 19350 | 92 | 210 |  |  | 5000
P00001G6G | Louvers International Inc | Titan | TITANHB-105-5K-U-[MSJCACY]-CL-[NOPS]-YY | Indoor Luminaires | High-Bay | High-Bay Luminaires for Commercial and Industrial Buildings | Standard | TRUE | 10194 | 96.26 | 105.9 | 11.95 | 0.941 | 5330 | 84.1 | 5 | 100000 | 41780 |  |  | NotYetVerified |  | 3 | 10460 | 99 | 105 |  |  | 5000
P00001G6H | Louvers International Inc | Titan | TITANHB-160-5K-U-[MSJCACY]-CL-[NOPS]-YY | Indoor Luminaires | High-Bay | High-Bay Luminaires for Commercial and Industrial Buildings | Standard | TRUE | 15054 | 92.81 | 162.2 | 13.71 | 0.912 | 5205 | 84.4 | 5 | 100000 | 41780 |  |  | NotYetVerified |  | 3 | 14820 | 92 | 160 |  |  | 5000
P000017AF | RAB Lighting | RAB Lighting Inc | BAYLED78W - 120V | Indoor Luminaires | High-Bay | Low-Bay Luminaires for Commercial and Industrial Buildings | Standard | TRUE | 7463 | 84.1 | 88.7 | 12.7 | 0.89 | 5217 | 82 | 5 | 50000 | 41780 |  |  | NotYetVerified |  | 3 | 7463 | 84 | 78 |  |  | 5000 | 82
P000019GR | Stanpro Lighting Systems Inc. | Stanpro | HBL170HXXXX | Indoor Luminaires | High-Bay | High-Bay Luminaires for Commercial and Industrial Buildings | Standard | FALSE |  |  |  | 2.1 |  |  |  | 7 | 50000 | 41780 |  |  | NotYetVerified |  | 3 | 19320 | 115 | 168 |  | 0.95 | 5000 | 80
P000019GT | Stanpro Lighting Systems Inc. | Stanpro | HBL250HXXXX | Indoor Luminaires | High-Bay | High-Bay Luminaires for Commercial and Industrial Buildings | Standard | FALSE | [9 empty] | 41780 |  |  | NotYetVerified |  | 3 | 26549 | 109.3 | 250 |  | 0.95 | 5000 | 80
P000019GS | Stanpro Lighting Systems Inc. | Stanpro | HBL210HXXXX | Indoor Luminaires | High-Bay | High-Bay Luminaires for Commercial and Industrial Buildings | Standard | FALSE | [9 empty] | 41780 |  |  | NotYetVerified |  | 3 | 23408 | 112 | 209 |  | 0.95 | 5000 | 80
PUGB2BFZ | Philips Day-Brite | Philips Day-Brite | FBX45LL50-347-A | Indoor Luminaires | High-Bay | High-Bay Luminaires for Commercial and Industrial Buildings | Premium | FALSE | [9 empty] | 41780 |  |  | No | Product Updated on 3/8/2017 | 4.1 | 46077 | 133.6 | 345 | 20 | 0.9 | 5000 | 80
P843XTT9 | Philips Day-Brite | Philips Day-Brite | FBX45LL50-(UNV120208240277)-A-(MD360MD360DEMLED55) | Indoor Luminaires | High-Bay | High-Bay Luminaires for Commercial and Industrial Buildings | Premium | FALSE | [9 empty] | 41780 |  |  | Yes | Product Updated on 3/8/2017 | 4.1 | 46077 | 137.1 | 336 | 20 | 0.9 | 5000 | 80
PK8PKVKN | Philips Day-Brite | Philips Day-Brite | FBX45LL50-(UNV120208240277)-A-LCA-(MD360MD360DEMLED55) | Indoor Luminaires | High-Bay | High-Bay Luminaires for Commercial and Industrial Buildings | Standard | FALSE | [9 empty] | 41780 |  |  | Yes | Product Updated on 3/8/2017 | 4.1 | 44308 | 131.9 | 336 | 20 | 0.9 | 5000 | 80
PG6QYT1U | Philips Day-Brite | Philips Day-Brite | FBX45LL50-347-A-LCA | Indoor Luminaires | High-Bay | High-Bay Luminaires for Commercial and Industrial Buildings | Standard | FALSE | [9 empty] | 41780 |  |  | No | Product Updated on 3/8/2017 | 4.1 | 44308 | 128.4 | 345 | 20 | 0.9 | 5000 | 80
PM34RNQ8 | Philips Day-Brite | Philips Day-Brite | FBX45LL50-(UNV120208240277)-M-(MD360MD360DEMLED55) | Indoor Luminaires | High-Bay | High-Bay Luminaires for Commercial and Industrial Buildings | Premium | FALSE | [9 empty] | 41780 |  |  | Yes | Product Updated on 3/8/2017 | 4.1 | 46608 | 138.7 | 336 | 20 | 0.9 | 5000 | 80
P9R1Q9PN | Philips Day-Brite | Philips Day-Brite | FBX45LL50-347-M | Indoor Luminaires | High-Bay | High-Bay Luminaires for Commercial and Industrial Buildings | Premium | FALSE | [9 empty] | 41780 |  |  | No | Product Updated on 3/8/2017 | 4.1 | 46608 | 135.1 | 345 | 20 | 0.9 | 5000 | 80
P5C2TRU8 | Philips Day-Brite | Philips Day-Brite | FBX45LL50-(UNV120208240277)-N-(MD360MD360DEMLED55) | Indoor Luminaires | High-Bay | High-Bay Luminaires for Commercial and Industrial Buildings | Standard | FALSE | [9 empty] | 41780 |  |  | Yes | Product Updated on 3/8/2017 | 4.1 | 43458 | 129.3 | 336 | 20 | 0.9 | 5000 | 80
P34C4NYG | Philips Day-Brite | Philips Day-Brite | FBX45LL50-347-N | Indoor Luminaires | High-Bay | High-Bay Luminaires for Commercial and Industrial Buildings | Standard | FALSE | [9 empty] | 41780 |  |  | No | Product Updated on 3/8/2017 | 4.1 | 43458 | 126 | 345 | 20 | 0.9 | 5000 | 80
PGE37AWX | Philips Day-Brite | Philips Day-Brite | FBX45LL50-(UNV120208240277)-W-(MD360MD360DEMLED55) | Indoor Luminaires | High-Bay | High-Bay Luminaires for Commercial and Industrial Buildings | Premium | FALSE | [9 empty] | 41780 |  |  | Yes | Product Updated on 3/8/2017 | 4.1 | 46188 | 137.5 | 336 | 20 | 0.9 | 5000 | 80
PAW7C8P5 | Philips Day-Brite | Philips Day-Brite | FBX45LL50-347-W | Indoor Luminaires | High-Bay | High-Bay Luminaires for Commercial and Industrial Buildings | Premium | FALSE | [9 empty] | 41780 |  |  | No | Product Updated on 3/8/2017 | 4.1 | 46188 | 133.9 | 345 | 20 | 0.9 | 5000 | 80
PWPGYG3B | Philips Day-Brite | Philips Day-Brite | FBX45LL50-347-A-LPA | Indoor Luminaires | High-Bay | High-Bay Luminaires for Commercial and Industrial Buildings | Standard | FALSE | [9 empty] | 41780 |  |  | No | Product Updated on 3/8/2017 | 4.1 | 42990 | 124.6 | 345 | 20 | 0.9 | 5000 | 80
PW9Z59CQ | Philips Day-Brite | Philips Day-Brite | FBX45LL50-(UNV120208240277)-A-LPA-(MD360MD360DEMLED55) | Indoor Luminaires | High-Bay | High-Bay Luminaires for Commercial and Industrial Buildings | Standard | FALSE | [9 empty] | 41780 |  |  | Yes | Product Updated on 3/8/2017 | 4.1 | 42990 | 127.9 | 336 | 20 | 0.9 | 5000 | 80
PYPSSRJG | Philips Day-Brite | Philips Day-Brite | FBX45LL50-347-M-LCA | Indoor Luminaires | High-Bay | High-Bay Luminaires for Commercial and Industrial Buildings | Standard | FALSE | [9 empty] | 41780 |  |  | No | Product Updated on 3/8/2017 | 4.1 | 45228 | 131.1 | 345 | 20 | 0.9 | 5000 | 80
PSTPKZ1A | Philips Day-Brite | Philips Day-Brite | FBX45LL50-(UNV120208240277)-M-LCA-(MD360MD360DEMLED55) | Indoor Luminaires | High-Bay | High-Bay Luminaires for Commercial and Industrial Buildings | Premium | FALSE | [9 empty] | 41780 |  |  | Yes | Product Updated on 3/8/2017 | 4.1 | 45228 | 134.6 | 336 | 20 | 0.9 | 5000 | 80
PQYJUNGD | Philips Day-Brite | Philips Day-Brite | FBX45LL50-347-N-LCA | Indoor Luminaires | High-Bay | High-Bay Luminaires for Commercial and Industrial Buildings | Standard | FALSE | [9 empty] | 41780 |  |  | No | Product Updated on 3/8/2017 | 4.1 | 44910 | 130.2 | 345 | 20 | 0.9 | 5000 | 80
PFU5H5PQ | Philips Day-Brite | Philips Day-Brite | FBX45LL50-(UNV120208240277)-N-LCA-(MD360MD360DEMLED55) | Indoor Luminaires | High-Bay | High-Bay Luminaires for Commercial and Industrial Buildings | Premium | FALSE | [9 empty] | 41780 |  |  | Yes | Product Updated on 3/8/2017 | 4.1 | 44910 | 133.7 | 336 | 20 | 0.9 | 5000 | 80
P7MMA4HZ | Philips Day-Brite | Philips Day-Brite | FBX45LL50-(UNV120208240277)-_-LCA-(MD360MD360DEMLED55) | Indoor Luminaires | High-Bay | High-Bay Luminaires for Commercial and Industrial Buildings | Standard | FALSE | [9 empty] | 41780 |  |  | Yes | Product Updated on 3/8/2017 | 4.1 | 44323 | 131.9 | 336 | 20 | 0.9 | 5000 | 80
P65RHUW9 | Philips Day-Brite | Philips Day-Brite | FBX45LL50-347-_-LCA | Indoor Luminaires | High-Bay | High-Bay Luminaires for Commercial and Industrial Buildings | Standard | FALSE | [9 empty] | 41780 |  |  | No | Product Updated on 3/8/2017 | 4.1 | 44323 | 128.5 | 345 | 20 | 0.9 | 5000 | 80
PVPYDV91 | Philips Day-Brite | Philips Day-Brite | FBX45LL50-347-W-LCA | Indoor Luminaires | High-Bay | High-Bay Luminaires for Commercial and Industrial Buildings | Standard | FALSE | [9 empty] | 41780 |  |  | No | Product Updated on 3/8/2017 | 4.1 | 44589 | 129.2 | 345 | 20 | 0.9 | 5000 | 80
PQX3JFCF | Philips Day-Brite | Philips Day-Brite | FBX45LL50-(UNV120208240277)-W-LCA-(MD360MD360DEMLED55) | Indoor Luminaires | High-Bay | High-Bay Luminaires for Commercial and Industrial Buildings | Standard | FALSE | [9 empty] | 41780 |  |  | Yes | Product Updated on 3/8/2017 | 4.1 | 44589 | 132.7 | 336 | 20 | 0.9 | 5000 | 80
PSAPF9NP | Philips Day-Brite | Philips Day-Brite | FBX45LL50-347-N-LPA | Indoor Luminaires | High-Bay | High-Bay Luminaires for Commercial and Industrial Buildings | Standard | FALSE | [9 empty] | 41780 |  |  | No | Product Updated on 3/8/2017 | 4.1 | 40547 | 117.5 | 345 | 20 | 0.9 | 5000 | 80
P8G7CGAM | Philips Day-Brite | Philips Day-Brite | FBX45LL50-(UNV120208240277)-N-LPA-(MD360MD360DEMLED55) | Indoor Luminaires | High-Bay | High-Bay Luminaires for Commercial and Industrial Buildings | Standard | FALSE | [9 empty] | 41780 |  |  | Yes | Product Updated on 3/8/2017 | 4.1 | 40547 | 120.7 | 336 | 20 | 0.9 | 5000 | 80
PWQES7R8 | Philips Day-Brite | Philips Day-Brite | FBX45LL50-347-M-LPA | Indoor Luminaires | High-Bay | High-Bay Luminaires for Commercial and Industrial Buildings | Standard | FALSE | [9 empty] | 41780 |  |  | No | Product Updated on 3/8/2017 | 4.1 | 43486 | 126 | 345 | 20 | 0.9 | 5000 | 80
P9VYXQPN | Philips Day-Brite | Philips Day-Brite | FBX45LL50-(UNV120208240277)-M-LPA-(MD360MD360DEMLED55) | Indoor Luminaires | High-Bay | High-Bay Luminaires for Commercial and Industrial Buildings | Standard | FALSE | [9 empty] | 41780 |  |  | Yes | Product Updated on 3/8/2017 | 4.1 | 43486 | 129.4 | 336 | 20 | 0.9 | 5000 | 80
PR8R28DT | Philips Day-Brite | Philips Day-Brite | FBX45LL50-347-_-LPA | Indoor Luminaires | High-Bay | High-Bay Luminaires for Commercial and Industrial Buildings | Standard | FALSE | [9 empty] | 41780 |  |  | No | Product Updated on 3/8/2017 | 4.1 | 42909 | 124.4 | 345 | 20 | 0.9 | 5000 | 80
PKMCZDCQ | Philips Day-Brite | Philips Day-Brite | FBX45LL50-(UNV120208240277)-_-LPA-(MD360MD360DEMLED55) | Indoor Luminaires | High-Bay | High-Bay Luminaires for Commercial and Industrial Buildings | Standard | FALSE | [9 empty] | 41780 |  |  | Yes | Product Updated on 3/8/2017 | 4.1 | 42909 | 127.7 | 336 | 20 | 0.9 | 5000 | 80
PS87TNC6 | Philips Day-Brite | Philips Day-Brite | FBX45LL50-(UNV120208240277)-W-LPA-(MD360MD360DEMLED55) | Indoor Luminaires | High-Bay | High-Bay Luminaires for Commercial and Industrial Buildings | Standard | FALSE | [9 empty] | 41780 |  |  | No | Product Updated on 3/8/2017 | 4.1 | 43094 | 128.3 | 336 | 20 | 0.9 | 5000 | 80
P69S9VUK | Philips Day-Brite | Philips Day-Brite | FBX45LL50-347-W-LPA | Indoor Luminaires | High-Bay | High-Bay Luminaires for Commercial and Industrial Buildings | Standard | FALSE | [9 empty] | 41780 |  |  | Not Yet Verified | Product Updated on 3/8/2017 | 4.1 | 43094 | 124.9 | 345 | 20 | 0.9 | 5000 | 80
PPZ11BCW | Philips Day-Brite | Philips Day-Brite | FBX36LL50-(UNV120208240277)-A-(MD360MD360DEMLED55SWI) | Indoor Luminaires | High-Bay | High-Bay Luminaires for Commercial and Industrial Buildings | Premium | FALSE | [9 empty] | 41780 |  |  | Yes | Product Updated on 3/8/2017 | 4.1 | 37573 | 139.2 | 270 | 20 | 0.9 | 5000 | 80
PANXYNDV | Philips Day-Brite | Philips Day-Brite | FBX36LL50-347-A | Indoor Luminaires | High-Bay | High-Bay Luminaires for Commercial and Industrial Buildings | Premium | FALSE | [9 empty] | 41780 |  |  | No | Product Updated on 3/8/2017 | 4.1 | 37573 | 135.6 | 277 | 20 | 0.9 | 5000 | 80
P6MSBRXB | Philips Day-Brite | Philips Day-Brite | FBX45LL50-(UNV120208240277)-A-LFA-(MD360MD360DEMLED55) | Indoor Luminaires | High-Bay | High-Bay Luminaires for Commercial and Industrial Buildings | Standard | FALSE | [9 empty] | 41780 |  |  | Yes | Product Updated on 3/8/2017 | 4.1 | 40966 | 121.9 | 336 | 20 | 0.9 | 5000 | 80
P2MBXRGB | Philips Day-Brite | Philips Day-Brite | FBX45LL50-347-A-LFA | Indoor Luminaires | High-Bay | High-Bay Luminaires for Commercial and Industrial Buildings | Standard | FALSE | [9 empty] | 41780 |  |  | No | Product Updated on 3/8/2017 | 4.1 | 40966 | 118.7 | 345 | 20 | 0.9 | 5000 | 80
PVW4VF57 | Philips Day-Brite | Philips Day-Brite | FBX36LL50-347-A-LCA | Indoor Luminaires | High-Bay | High-Bay Luminaires for Commercial and Industrial Buildings | Standard | FALSE | [9 empty] | 41780 |  |  | No | Product Updated on 3/8/2017 | 4.1 | 36163 | 130.6 | 277 | 20 | 0.9 | 5000 | 80
PF1KCKJK | Philips Day-Brite | Philips Day-Brite | FBX36LL50-(UNV120208240277)-A-LCA-(MD360MD360DEMLED55SWI) | Indoor Luminaires | High-Bay | High-Bay Luminaires for Commercial and Industrial Buildings | Premium | FALSE | [9 empty] | 41780 |  |  | Yes | Product Updated on 3/8/2017 | 4.1 | 36163 | 133.9 | 270 | 20 | 0.9 | 5000 | 80
P8UEA75Q | Philips Day-Brite | Philips Day-Brite | FBX45LL50-347-N-LFA | Indoor Luminaires | High-Bay | High-Bay Luminaires for Commercial and Industrial Buildings | Standard | FALSE | [9 empty] | 41780 |  |  | No | Product Updated on 3/8/2017 | 4.1 | 42625 | 123.6 | 345 | 20 | 0.9 | 5000 | 80
P4C117AJ | Philips Day-Brite | Philips Day-Brite | FBX45LL50-(UNV120208240277)-N-LFA-(MD360MD360DEMLED55) | Indoor Luminaires | High-Bay | High-Bay Luminaires for Commercial and Industrial Buildings | Standard | FALSE | [9 empty] | 41780 |  |  | Yes | Product Updated on 3/8/2017 | 4.1 | 42625 | 126.9 | 336 | 20 | 0.9 | 5000 | 80
PMAT875P | Philips Day-Brite | Philips Day-Brite | FBX45LL50-(UNV120208240277)-M-LFA-(MD360MD360DEMLED55) | Indoor Luminaires | High-Bay | High-Bay Luminaires for Commercial and Industrial Buildings | Standard | FALSE | [9 empty] | 41780 |  |  | Yes | Product Updated on 3/8/2017 | 4.1 | 42545 | 126.6 | 336 | 20 | 0.9 | 5000 | 80
PF6FJB4Y | Philips Day-Brite | Philips Day-Brite | FBX45LL50-347-M-LFA | Indoor Luminaires | High-Bay | High-Bay Luminaires for Commercial and Industrial Buildings | Standard | FALSE | [9 empty] | 41780 |  |  | No | Product Updated on 3/8/2017 | 4.1 | 42545 | 123.3 | 345 | 20 | 0.9 | 5000 | 80
PHS9HXXK | Philips Day-Brite | Philips Day-Brite | FBX36LL50-(UNV120208240277)-M-(MD360MD360DEMLED55SWI) | Indoor Luminaires | High-Bay | High-Bay Luminaires for Commercial and Industrial Buildings | Premium | FALSE | [9 empty] | 41780 |  |  | Yes | Product Updated on 3/8/2017 | 4.1 | 38125 | 141.2 | 270 | 20 | 0.9 | 5000 | 80
P4DZZ73N | Philips Day-Brite | Philips Day-Brite | FBX36LL50-347-M | Indoor Luminaires | High-Bay | High-Bay Luminaires for Commercial and Industrial Buildings | Premium | FALSE | [9 empty] | 41780 |  |  | No | Product Updated on 3/8/2017 | 4.1 | 38125 | 137.6 | 277 | 20 | 0.9 | 5000 | 80
PPBM532P | Philips Day-Brite | Philips Day-Brite | FBX45LL50-347-_-LFA | Indoor Luminaires | High-Bay | High-Bay Luminaires for Commercial and Industrial Buildings | Standard | FALSE | [9 empty] | 41780 |  |  | No | Product Updated on 3/8/2017 | 4.1 | 41526 | 120.4 | 345 | 20 | 0.9 | 5000 | 80
PKKP3UGG | Philips Day-Brite | Philips Day-Brite | FBX45LL50-(UNV120208240277)-_-LFA-(MD360MD360DEMLED55) | Indoor Luminaires | High-Bay | High-Bay Luminaires for Commercial and Industrial Buildings | Standard | FALSE | [9 empty] | 41780 |  |  | Yes | Product Updated on 3/8/2017 | 4.1 | 41526 | 123.6 | 336 | 20 | 0.9 | 5000 | 80
PRXZBR9F | Philips Day-Brite | Philips Day-Brite | FBX45LL50-(UNV120208240277)-W-LFA-(MD360MD360DEMLED55) | Indoor Luminaires | High-Bay | High-Bay Luminaires for Commercial and Industrial Buildings | Standard | FALSE | [9 empty] | 41780 |  |  | Yes | Product Updated on 3/8/2017 | 4.1 | 41553 | 123.7 | 336 | 20 | 0.9 | 5000 | 80
PH71YXUY | Philips Day-Brite | Philips Day-Brite | FBX45LL50-347-W-LFA | Indoor Luminaires | High-Bay | High-Bay Luminaires for Commercial and Industrial Buildings | Standard | FALSE | [9 empty] | 41780 |  |  | No | Product Updated on 3/8/2017 | 4.1 | 41553 | 120.4 | 345 | 20 | 0.9 | 5000 | 80
PJFTBSU8 | Philips Day-Brite | Philips Day-Brite | FBX36LL50-347-W | Indoor Luminaires | High-Bay | High-Bay Luminaires for Commercial and Industrial Buildings | Premium | FALSE | [9 empty] | 41780 |  |  | No | Product Updated on 3/8/2017 | 4.1 | 37814 | 136.5 | 277 | 20 | 0.9 | 5000 | 80
P5DHP1AM | Philips Day-Brite | Philips Day-Brite | FBX36LL50-(UNV120208240277)-W-(MD360MD360DEMLED55SWI) | Indoor Luminaires | High-Bay | High-Bay Luminaires for Commercial and Industrial Buildings | Premium | FALSE | [9 empty] | 41780 |  |  | Yes | Product Updated on 3/8/2017 | 4.1 | 37814 | 140.1 | 270 | 20 | 0.9 | 5000 | 80
PYGNDBM7 | Philips Day-Brite | Philips Day-Brite | FBX36LL50-(UNV120208240277)-N-(MD360MD360DEMLED55SWI) | Indoor Luminaires | High-Bay | High-Bay Luminaires for Commercial and Industrial Buildings | Premium | FALSE | [9 empty] | 41780 |  |  | Yes | Product Updated on 3/8/2017 | 4.1 | 38008 | 140.8 | 270 | 20 | 0.9 | 5000 | 80
P9YSQ6U2 | Philips Day-Brite | Philips Day-Brite | FBX36LL50-347-N | Indoor Luminaires | High-Bay | High-Bay Luminaires for Commercial and Industrial Buildings | Premium | FALSE | [9 empty] | 41780 |  |  | No | Product Updated on 3/8/2017 | 4.1 | 38008 | 137.2 | 277 | 20 | 0.9 | 5000 | 80
P9SP17DK | Philips Day-Brite | Philips Day-Brite | FBX36LL50-(UNV120208240277)-M-LCA-(MD360MD360DEMLED55SWI) | Indoor Luminaires | High-Bay | High-Bay Luminaires for Commercial and Industrial Buildings | Premium | FALSE | [9 empty] | 41780 |  |  | Yes | Product Updated on 3/8/2017 | 4.1 | 36981 | 137 | 270 | 20 | 0.9 | 5000 | 80
P79UC93W | Philips Day-Brite | Philips Day-Brite | FBX36LL50-347-M-LCA | Indoor Luminaires | High-Bay | High-Bay Luminaires for Commercial and Industrial Buildings | Premium | FALSE | [9 empty] | 41780 |  |  | No | Product Updated on 3/8/2017 | 4.1 | 36981 | 133.5 | 277 | 20 | 0.9 | 5000 | 80
PKBYDH5U | Philips Day-Brite | Philips Day-Brite | FBX36LL50-347-W-LCA | Indoor Luminaires | High-Bay | High-Bay Luminaires for Commercial and Industrial Buildings | Standard | FALSE | [9 empty] | 41780 |  |  | No | Product Updated on 3/8/2017 | 4.1 | 36405 | 131.4 | 277 | 20 | 0.9 | 5000 | 80
PJBX52NR | Philips Day-Brite | Philips Day-Brite | FBX36LL50-(UNV120208240277)-W-LCA-(MD360MD360DEMLED55SWI) | Indoor Luminaires | High-Bay | High-Bay Luminaires for Commercial and Industrial Buildings | Premium | FALSE | [9 empty] | 41780 |  |  | Yes | Product Updated on 3/8/2017 | 4.1 | 36405 | 134.8 | 270 | 20 | 0.9 | 5000 | 80
PSD6JBV3 | Philips Day-Brite | Philips Day-Brite | FBX36LL50-347-N-LCA | Indoor Luminaires | High-Bay | High-Bay Luminaires for Commercial and Industrial Buildings | Premium | FALSE | [9 empty] | 41780 |  |  | No | Product Updated on 3/8/2017 | 4.1 | 36836 | 133 | 277 | 20 | 0.9 | 5000 | 80
PHK4YWA6 | Philips Day-Brite | Philips Day-Brite | FBX36LL50-(UNV120208240277)-N-LCA-(MD360MD360DEMLED55SWI) | Indoor Luminaires | High-Bay | High-Bay Luminaires for Commercial and Industrial Buildings | Premium | FALSE | [9 empty] | 41780 |  |  | Yes | Product Updated on 3/8/2017 | 4.1 | 36836 | 136.4 | 270 | 20 | 0.9 | 5000 | 80
PHP8G7HA | Philips Day-Brite | Philips Day-Brite | FBX36LL50-347-A-LPA | Indoor Luminaires | High-Bay | High-Bay Luminaires for Commercial and Industrial Buildings | Standard | FALSE | [9 empty] | 41780 |  |  | No | Product Updated on 3/8/2017 | 4.1 | 35056 | 126.6 | 277 | 20 | 0.9 | 5000 | 80
PDBTN7AK | Philips Day-Brite | Philips Day-Brite | FBX36LL50-(UNV120208240277)-A-LPA-(MD360MD360DEMLED55SWI) | Indoor Luminaires | High-Bay | High-Bay Luminaires for Commercial and Industrial Buildings | Standard | FALSE | [9 empty] | 41780 |  |  | Yes | Product Updated on 3/8/2017 | 4.1 | 35056 | 129.8 | 270 | 20 | 0.9 | 5000 | 80
PYYGD291 | Philips Day-Brite | Philips Day-Brite | FBX36LL50-(UNV120208240277)-_-LCA-(MD360MD360DEMLED55SWI) | Indoor Luminaires | High-Bay | High-Bay Luminaires for Commercial and Industrial Buildings | Premium | FALSE | [9 empty] | 41780 |  |  | Yes | Product Updated on 3/8/2017 | 4.1 | 36205 | 134.1 | 270 | 20 | 0.9 | 5000 | 80
PNKWGRDN | Philips Day-Brite | Philips Day-Brite | FBX36LL50-347-_-LCA | Indoor Luminaires | High-Bay | High-Bay Luminaires for Commercial and Industrial Buildings | Standard | FALSE | [9 empty] | 41780 |  |  | No | Product Updated on 3/8/2017 | 4.1 | 36205 | 130.7 | 277 | 20 | 0.9 | 5000 | 80
PG5BS464 | Philips Day-Brite | Philips Day-Brite | FBX36LL50-(UNV120208240277)-N-LPA-(MD360MD360DEMLED55SWI) | Indoor Luminaires | High-Bay | High-Bay Luminaires for Commercial and Industrial Buildings | Standard | FALSE | [9 empty] | 41780 |  |  | Yes | Product Updated on 3/8/2017 | 4.1 | 35462 | 131.3 | 270 | 20 | 0.9 | 5000 | 80
P8YPGYSE | Philips Day-Brite | Philips Day-Brite | FBX36LL50-347-N-LPA | Indoor Luminaires | High-Bay | High-Bay Luminaires for Commercial and Industrial Buildings | Standard | FALSE | [9 empty] | 41780 |  |  | No | Product Updated on 3/8/2017 | 4.1 | 35462 | 128 | 277 | 20 | 0.9 | 5000 | 80
PZ5UG5M3 | Philips Day-Brite | Philips Day-Brite | FBX36LL50-347-M-LPA | Indoor Luminaires | High-Bay | High-Bay Luminaires for Commercial and Industrial Buildings | Standard | FALSE | [9 empty] | 41780 |  |  | No | Product Updated on 3/8/2017 | 4.1 | 35571 | 128.4 | 277 | 20 | 0.9 | 5000 | 80
PQW59H7J | Philips Day-Brite | Philips Day-Brite | FBX36LL50-(UNV120208240277)-M-LPA-(MD360MD360DEMLED55SWI) | Indoor Luminaires | High-Bay | High-Bay Luminaires for Commercial and Industrial Buildings | Standard | FALSE | [9 empty] | 41780 |  |  | Yes | Product Updated on 3/8/2017 | 4.1 | 35571 | 131.7 | 270 | 20 | 0.9 | 5000 | 80
PKXK8J9A | Philips Day-Brite | Philips Day-Brite | FBX36LL50-(UNV120208240277)-_-LPA-(MD360MD360DEMLED55SWI) | Indoor Luminaires | High-Bay | High-Bay Luminaires for Commercial and Industrial Buildings | Standard | FALSE | [9 empty] | 41780 |  |  | Yes | Product Updated on 3/8/2017 | 4.1 | 34962 | 129.5 | 270 | 20 | 0.9 | 5000 | 80
PJZT5R8Y | Philips Day-Brite | Philips Day-Brite | FBX36LL50-347-_-LPA | Indoor Luminaires | High-Bay | High-Bay Luminaires for Commercial and Industrial Buildings | Standard | FALSE | [9 empty] | 41780 |  |  | No | Product Updated on 3/8/2017 | 4.1 | 34962 | 126.2 | 277 | 20 | 0.9 | 5000 | 80
PZK8VVVA | Philips Day-Brite | Philips Day-Brite | FBX36LL50-347-W-LPA | Indoor Luminaires | High-Bay | High-Bay Luminaires for Commercial and Industrial Buildings | Standard | FALSE | [9 empty] | 41780 |  |  | Yes | Product Updated on 3/8/2017 | 4.1 | 35281 | 127.4 | 277 | 20 | 0.9 | 5000 | 80
PKUXVE5R | Philips Day-Brite | Philips Day-Brite | FBX36LL50-(UNV120208240277)-W-LPA-(MD360MD360DEMLED55SWI) | Indoor Luminaires | High-Bay | High-Bay Luminaires for Commercial and Industrial Buildings | Standard | FALSE | [9 empty] | 41780 |  |  | No | Product Updated on 3/8/2017 | 4.1 | 35281 | 130.7 | 270 | 20 | 0.9 | 5000 | 80
P6GZCJ2C | Philips Day-Brite | Philips Day-Brite | FBX36LL50-(UNV120208240277)-A-LFA-(MD360MD360DEMLED55SWI) | Indoor Luminaires | High-Bay | High-Bay Luminaires for Commercial and Industrial Buildings | Standard | FALSE | [9 empty] | 41780 |  |  | Yes | Product Updated on 3/8/2017 | 4.1 | 33310 | 123.4 | 270 | 20 | 0.9 | 5000 | 80
P1AYMHCN | Philips Day-Brite | Philips Day-Brite | FBX36LL50-347-A-LFA | Indoor Luminaires | High-Bay | High-Bay Luminaires for Commercial and Industrial Buildings | Standard | FALSE | [9 empty] | 41780 |  |  | No | Product Updated on 3/8/2017 | 4.1 | 33310 | 120.3 | 277 | 20 | 0.9 | 5000 | 80
PBEJHK1G | Philips Day-Brite | Philips Day-Brite | FBX36LL50-347-N-LFA | Indoor Luminaires | High-Bay | High-Bay Luminaires for Commercial and Industrial Buildings | Standard | FALSE | [9 empty] | 41780 |  |  | No | Product Updated on 3/8/2017 | 4.1 | 34754 | 125.5 | 277 | 20 | 0.9 | 5000 | 80
P1KMNX3Q | Philips Day-Brite | Philips Day-Brite | FBX36LL50-(UNV120208240277)-N-LFA-(MD360MD360DEMLED55SWI) | Indoor Luminaires | High-Bay | High-Bay Luminaires for Commercial and Industrial Buildings | Standard | FALSE | [9 empty] | 41780 |  |  | Yes | Product Updated on 3/8/2017 | 4.1 | 34754 | 128.7 | 270 | 20 | 0.9 | 5000 | 80
PZ4YMRFQ | Philips Day-Brite | Philips Day-Brite | FBX36LL50-(UNV120208240277)-M-LFA-(MD360MD360DEMLED55SWI) | Indoor Luminaires | High-Bay | High-Bay Luminaires for Commercial and Industrial Buildings | Standard | FALSE | [9 empty] | 41780 |  |  | Yes | Product Updated on 3/8/2017 | 4.1 | 34647 | 128.3 | 270 | 20 | 0.9 | 5000 | 80
PARK31UU | Philips Day-Brite | Philips Day-Brite | FBX36LL50-347-M-LFA | Indoor Luminaires | High-Bay | High-Bay Luminaires for Commercial and Industrial Buildings | Standard | FALSE | [9 empty] | 41780 |  |  | No | Product Updated on 3/8/2017 | 4.1 | 34647 | 125.1 | 277 | 20 | 0.9 | 5000 | 80
PU4Y4FTZ | Philips Day-Brite | Philips Day-Brite | FBX36LL50-(UNV120208240277)-W-LFA-(MD360MD360DEMLED55SWI) | Indoor Luminaires | High-Bay | High-Bay Luminaires for Commercial and Industrial Buildings | Standard | FALSE | [9 empty] | 41780 |  |  | Yes | Product Updated on 3/8/2017 | 4.1 | 33769 | 125.1 | 270 | 20 | 0.9 | 5000 | 80
PMPUZ91X | Philips Day-Brite | Philips Day-Brite | FBX36LL50-347-W-LFA | Indoor Luminaires | High-Bay | High-Bay Luminaires for Commercial and Industrial Buildings | Standard | FALSE | [9 empty] | 41780 |  |  | No | Product Updated on 3/8/2017 | 4.1 | 33769 | 121.9 | 277 | 20 | 0.9 | 5000 | 80
PRQE1XZS | Philips Day-Brite | Philips Day-Brite | FBX36LL50-(UNV120208240277)-_-LFA-(MD360MD360DEMLED55SWI) | Indoor Luminaires | High-Bay | High-Bay Luminaires for Commercial and Industrial Buildings | Standard | FALSE | [9 empty] | 41780 |  |  | Yes | Product Updated on 3/8/2017 | 4.1 | 33884 | 125.5 | 270 | 20 | 0.9 | 5000 | 80
PGWJ69VR | Philips Day-Brite | Philips Day-Brite | FBX36LL50-347-_-LFA | Indoor Luminaires | High-Bay | High-Bay Luminaires for Commercial and Industrial Buildings | Standard | FALSE | [9 empty] | 41780 |  |  | No | Product Updated on 3/8/2017 | 4.1 | 33884 | 122.3 | 277 | 20 | 0.9 | 5000 | 80
PTVG4M3Z | Philips Day-Brite | Philips Day-Brite | FBX24LL50-347-A | Indoor Luminaires | High-Bay | High-Bay Luminaires for Commercial and Industrial Buildings | Standard | FALSE | [9 empty] | 41780 |  |  | Yes | Product Updated on 3/8/2017 | 4.1 | 24400 | 126.4 | 193 | 20 | 0.9 | 5000 | 80
PHQ118MY | Philips Day-Brite | Philips Day-Brite | FBX24LL50-(UNV120208240277)-A-(MD360MD360DEMLED55SWI) | Indoor Luminaires | High-Bay | High-Bay Luminaires for Commercial and Industrial Buildings | Standard | FALSE | [9 empty] | 41780 |  |  | Yes | Product Updated on 3/8/2017 | 4.1 | 24400 | 131.9 | 185 | 20 | 0.9 | 5000 | 80
PP4KM96S | Philips Day-Brite | Philips Day-Brite | FBX24LL50-(UNV120208240277)-A-LCA-(MD360MD360DEMLED55SWI) | Indoor Luminaires | High-Bay | High-Bay Luminaires for Commercial and Industrial Buildings | Standard | FALSE | [9 empty] | 41780 |  |  | Yes | Product Updated on 3/8/2017 | 4.1 | 23484 | 126.9 | 185 | 20 | 0.9 | 5000 | 80
P6Y4WH5Y | Philips Day-Brite | Philips Day-Brite | FBX24LL50-347-A-LCA | Indoor Luminaires | High-Bay | High-Bay Luminaires for Commercial and Industrial Buildings | Standard | FALSE | [9 empty] | 41780 |  |  | Yes | Product Updated on 3/8/2017 | 4.1 | 23484 | 121.7 | 193 | 20 | 0.9 | 5000 | 80
PTMVDMK1 | Philips Day-Brite | Philips Day-Brite | FBX24LL50-(UNV120208240277)-M-(MD360MD360DEMLED55SWI) | Indoor Luminaires | High-Bay | High-Bay Luminaires for Commercial and Industrial Buildings | Premium | FALSE | [9 empty] | 41780 |  |  | Yes | Product Updated on 3/8/2017 | 4.1 | 25166 | 136 | 185 | 20 | 0.9 | 5000 | 80
PB6D3ATC | Philips Day-Brite | Philips Day-Brite | FBX24LL50-347-M | Indoor Luminaires | High-Bay | High-Bay Luminaires for Commercial and Industrial Buildings | Standard | FALSE | [9 empty] | 41780 |  |  | Yes | Product Updated on 3/8/2017 | 4.1 | 25166 | 130.4 | 193 | 20 | 0.9 | 5000 | 80
PZ92VMS4 | Philips Day-Brite | Philips Day-Brite | FBX24LL50-347-N | Indoor Luminaires | High-Bay | High-Bay Luminaires for Commercial and Industrial Buildings | Standard | FALSE | [9 empty] | 41780 |  |  | Yes | Product Updated on 3/8/2017 | 4.1 | 25137 | 130.2 | 193 | 20 | 0.9 | 5000 | 80
PYCDNG46 | Philips Day-Brite | Philips Day-Brite | FBX24LL50-(UNV120208240277)-N-(MD360MD360DEMLED55SWI) | Indoor Luminaires | High-Bay | High-Bay Luminaires for Commercial and Industrial Buildings | Premium | FALSE | [9 empty] | 41780 |  |  | Yes | Product Updated on 3/8/2017 | 4.1 | 25137 | 135.9 | 185 | 20 | 0.9 | 5000 | 80
PV2UA8WS | Philips Day-Brite | Philips Day-Brite | FBX20LL50-(UNV120208240277)-A-(MD360MD360DEMLED55SWI) | Indoor Luminaires | High-Bay | High-Bay Luminaires for Commercial and Industrial Buildings | Premium | FALSE | [9 empty] | 41780 |  |  | Yes | Product Updated on 3/8/2017 | 4.1 | 20510 | 137.7 | 149 | 20 | 0.9 | 5000 | 80
PPTH7K2E | Philips Day-Brite | Philips Day-Brite | FBX20LL50-347-A | Indoor Luminaires | High-Bay | High-Bay Luminaires for Commercial and Industrial Buildings | Premium | FALSE | [9 empty] | 41780 |  |  | Yes | Product Updated on 3/8/2017 | 4.1 | 20510 | 136.7 | 150 | 20 | 0.9 | 5000 | 80
PRN6DPRB | Philips Day-Brite | Philips Day-Brite | FBX24LL50-347-W | Indoor Luminaires | High-Bay | High-Bay Luminaires for Commercial and Industrial Buildings | Standard | FALSE | [9 empty] | 41780 |  |  | Yes | Product Updated on 3/8/2017 | 4.1 | 24800 | 128.5 | 193 | 20 | 0.9 | 5000 | 80
PJ1CN6T4 | Philips Day-Brite | Philips Day-Brite | FBX24LL50-(UNV120208240277)-W-(MD360MD360DEMLED55SWI) | Indoor Luminaires | High-Bay | High-Bay Luminaires for Commercial and Industrial Buildings | Premium | FALSE | [9 empty] | 41780 |  |  | Yes | Product Updated on 3/8/2017 | 4.1 | 24800 | 134.1 | 185 | 20 | 0.9 | 5000 | 80
PB1YXWE4 | Philips Day-Brite | Philips Day-Brite | FBX24LL50-(UNV120208240277)-A-LPA-(MD360MD360DEMLED55SWI) | Indoor Luminaires | High-Bay | High-Bay Luminaires for Commercial and Industrial Buildings | Standard | FALSE | [9 empty] | 41780 |  |  | Yes | Product Updated on 3/8/2017 | 4.1 | 22765 | 123.1 | 185 | 20 | 0.9 | 5000 | 80
P55HB1SH | Philips Day-Brite | Philips Day-Brite | FBX24LL50-347-A-LPA | Indoor Luminaires | High-Bay | High-Bay Luminaires for Commercial and Industrial Buildings | Standard | FALSE | [9 empty] | 41780 |  |  | Yes | Product Updated on 3/8/2017 | 4.1 | 22765 | 118 | 193 | 20 | 0.9 | 5000 | 80
PSMHUN5U | Philips Day-Brite | Philips Day-Brite | FBX24LL50-(UNV120208240277)-M-LCA-(MD360MD360DEMLED55SWI) | Indoor Luminaires | High-Bay | High-Bay Luminaires for Commercial and Industrial Buildings | Standard | FALSE | [9 empty] | 41780 |  |  | Yes | Product Updated on 3/8/2017 | 4.1 | 24369 | 131.7 | 185 | 20 | 0.9 | 5000 | 80
P2AJAKUC | Philips Day-Brite | Philips Day-Brite | FBX24LL50-347-M-LCA | Indoor Luminaires | High-Bay | High-Bay Luminaires for Commercial and Industrial Buildings | Standard | FALSE | [9 empty] | 41780 |  |  | Yes | Product Updated on 3/8/2017 | 4.1 | 24369 | 126.3 | 193 | 20 | 0.9 | 5000 | 80
PT1GYV2G | Philips Day-Brite | Philips Day-Brite | FBX24LL50-(UNV120208240277)-N-LCA-(MD360MD360DEMLED55SWI) | Indoor Luminaires | High-Bay | High-Bay Luminaires for Commercial and Industrial Buildings | Standard | FALSE | [9 empty] | 41780 |  |  | Yes | Product Updated on 3/8/2017 | 4.1 | 24329 | 131.5 | 185 | 20 | 0.9 | 5000 | 80
P314GMVB | Philips Day-Brite | Philips Day-Brite | FBX24LL50-347-N-LCA | Indoor Luminaires | High-Bay | High-Bay Luminaires for Commercial and Industrial Buildings | Standard | FALSE | [9 empty] | 41780 |  |  | Yes | Product Updated on 3/8/2017 | 4.1 | 24329 | 126.1 | 193 | 20 | 0.9 | 5000 | 80
PVMHDNDH | Philips Day-Brite | Philips Day-Brite | FBX24LL50-347-_-LCA | Indoor Luminaires | High-Bay | High-Bay Luminaires for Commercial and Industrial Buildings | Standard | FALSE | [9 empty] | 41780 |  |  | Yes | Product Updated on 3/8/2017 | 4.1 | 23402 | 121.3 | 193 | 20 | 0.9 | 5000 | 80
P87C9TZT | Philips Day-Brite | Philips Day-Brite | FBX24LL50-(UNV120208240277)-_-LCA-(MD360MD360DEMLED55SWI) | Indoor Luminaires | High-Bay | High-Bay Luminaires for Commercial and Industrial Buildings | Standard | FALSE | [9 empty] | 41780 |  |  | Yes | Product Updated on 3/8/2017 | 4.1 | 23402 | 126.5 | 185 | 20 | 0.9 | 5000 | 80
PJEGEBYW | Philips Day-Brite | Philips Day-Brite | FBX24LL50-(UNV120208240277)-W-LCA-(MD360MD360DEMLED55SWI) | Indoor Luminaires | High-Bay | High-Bay Luminaires for Commercial and Industrial Buildings | Standard | FALSE | [9 empty] | 41780 |  |  | Yes | Product Updated on 3/8/2017 | 4.1 | 23830 | 128.8 | 185 | 20 | 0.9 | 5000 | 80
PBTQ8CJY | Philips Day-Brite | Philips Day-Brite | FBX24LL50-347-W-LCA | Indoor Luminaires | High-Bay | High-Bay Luminaires for Commercial and Industrial Buildings | Standard | FALSE | [9 empty] | 41780 |  |  | Yes | Product Updated on 3/8/2017 | 4.1 | 23830 | 123.5 | 193 | 20 | 0.9 | 5000 | 80
PVFGGMYA | Philips Day-Brite | Philips Day-Brite | FBX20LL50-347-A-LCA | Indoor Luminaires | High-Bay | High-Bay Luminaires for Commercial and Industrial Buildings | Standard | FALSE | [9 empty] | 41780 |  |  | Yes | Product Updated on 3/8/2017 | 4.1 | 19755 | 131.7 | 150 | 20 | 0.9 | 5000 | 80
P95VMWXN | Philips Day-Brite | Philips Day-Brite | FBX20LL50-(UNV120208240277)-A-LCA-(MD360MD360DEMLED55SWI) | Indoor Luminaires | High-Bay | High-Bay Luminaires for Commercial and Industrial Buildings | Standard | FALSE | [9 empty] | 41780 |  |  | Yes | Product Updated on 3/8/2017 | 4.1 | 19755 | 132.6 | 149 | 20 | 0.9 | 5000 | 80
PPFBGXZG | Philips Day-Brite | Philips Day-Brite | FBX24LL50-347-N-LPA | Indoor Luminaires | High-Bay | High-Bay Luminaires for Commercial and Industrial Buildings | Standard | FALSE | [9 empty] | 41780 |  |  | Yes | Product Updated on 3/8/2017 | 4.1 | 23453 | 121.5 | 193 | 20 | 0.9 | 5000 | 80
P1S2DDS3 | Philips Day-Brite | Philips Day-Brite | FBX24LL50-(UNV120208240277)-N-LPA-(MD360MD360DEMLED55SWI) | Indoor Luminaires | High-Bay | High-Bay Luminaires for Commercial and Industrial Buildings | Standard | FALSE | [9 empty] | 41780 |  |  | Yes | Product Updated on 3/8/2017 | 4.1 | 23453 | 126.8 | 185 | 20 | 0.9 | 5000 | 80
P4R176DX | Philips Day-Brite | Philips Day-Brite | FBX24LL50-347-M-LPA | Indoor Luminaires | High-Bay | High-Bay Luminaires for Commercial and Industrial Buildings | Standard | FALSE | [9 empty] | 41780 |  |  | Yes | Product Updated on 3/8/2017 | 4.1 | 23480 | 121.7 | 193 | 20 | 0.9 | 5000 | 80
P1B5B8QG | Philips Day-Brite | Philips Day-Brite | FBX24LL50-(UNV120208240277)-M-LPA-(MD360MD360DEMLED55SWI) | Indoor Luminaires | High-Bay | High-Bay Luminaires for Commercial and Industrial Buildings | Standard | FALSE | [9 empty] | 41780 |  |  | Yes | Product Updated on 3/8/2017 | 4.1 | 23480 | 126.9 | 185 | 20 | 0.9 | 5000 | 80
PM3TQSJQ | Philips Day-Brite | Philips Day-Brite | FBX24LL50-347-_-LPA | Indoor Luminaires | High-Bay | High-Bay Luminaires for Commercial and Industrial Buildings | Standard | FALSE | [9 empty] | 41780 |  |  | Yes | Product Updated on 3/8/2017 | 4.1 | 22718 | 117.7 | 193 | 20 | 0.9 | 5000 | 80
PB32QCJE | Philips Day-Brite | Philips Day-Brite | FBX24LL50-(UNV120208240277)-_-LPA-(MD360MD360DEMLED55SWI) | Indoor Luminaires | High-Bay | High-Bay Luminaires for Commercial and Industrial Buildings | Standard | FALSE | [9 empty] | 41780 |  |  | Yes | Product Updated on 3/8/2017 | 4.1 | 22718 | 122.8 | 185 | 20 | 0.9 | 5000 | 80
PYCXB6HK | Philips Day-Brite | Philips Day-Brite | FBX24LL50-347-W-LPA | Indoor Luminaires | High-Bay | High-Bay Luminaires for Commercial and Industrial Buildings | Standard | FALSE | [9 empty] | 41780 |  |  | Yes | Product Updated on 3/8/2017 | 4.1 | 23138 | 119.9 | 193 | 20 | 0.9 | 5000 | 80
PV5PTJK8 | Philips Day-Brite | Philips Day-Brite | FBX24LL50-(UNV120208240277)-W-LPA-(MD360MD360DEMLED55SWI) | Indoor Luminaires | High-Bay | High-Bay Luminaires for Commercial and Industrial Buildings | Standard | FALSE | [9 empty] | 41780 |  |  | No | Product Updated on 3/8/2017 | 4.1 | 23138 | 125.1 | 185 | 20 | 0.9 | 5000 | 80
PFDMN16X | Philips Day-Brite | Philips Day-Brite | FBX20LL50-(UNV120208240277)-M-(MD360MD360DEMLED55SWI) | Indoor Luminaires | High-Bay | High-Bay Luminaires for Commercial and Industrial Buildings | Premium | FALSE | [9 empty] | 41780 |  |  | Yes | Product Updated on 3/8/2017 | 4.1 | 20735 | 139.2 | 149 | 20 | 0.9 | 5000 | 80
P976VESB | Philips Day-Brite | Philips Day-Brite | FBX20LL50-347-M | Indoor Luminaires | High-Bay | High-Bay Luminaires for Commercial and Industrial Buildings | Premium | FALSE | [9 empty] | 41780 |  |  | Yes | Product Updated on 3/8/2017 | 4.1 | 20735 | 138.2 | 150 | 20 | 0.9 | 5000 | 80
PZ8FPAM4 | Philips Day-Brite | Philips Day-Brite | FBX20LL50-(UNV120208240277)-N-(MD360MD360DEMLED55SWI) | Indoor Luminaires | High-Bay | High-Bay Luminaires for Commercial and Industrial Buildings | Premium | FALSE | [9 empty] | 41780 |  |  | Yes | Product Updated on 3/8/2017 | 4.1 | 20741 | 139.2 | 149 | 20 | 0.9 | 5000 | 80
PA5DW2WV | Philips Day-Brite | Philips Day-Brite | FBX20LL50-347-N | Indoor Luminaires | High-Bay | High-Bay Luminaires for Commercial and Industrial Buildings | Premium | FALSE | [9 empty] | 41780 |  |  | Yes | Product Updated on 3/8/2017 | 4.1 | 20741 | 138.3 | 150 | 20 | 0.9 | 5000 | 80
P9SN4Z9U | Philips Day-Brite | Philips Day-Brite | FBX20LL50-347-A-LPA | Indoor Luminaires | High-Bay | High-Bay Luminaires for Commercial and Industrial Buildings | Standard | FALSE | [9 empty] | 41780 |  |  | Yes | Product Updated on 3/8/2017 | 4.1 | 19136 | 127.6 | 150 | 20 | 0.9 | 5000 | 80
P9BW5VVE | Philips Day-Brite | Philips Day-Brite | FBX20LL50-(UNV120208240277)-A-LPA-(MD360MD360DEMLED55SWI) | Indoor Luminaires | High-Bay | High-Bay Luminaires for Commercial and Industrial Buildings | Standard | FALSE | [9 empty] | 41780 |  |  | Yes | Product Updated on 3/8/2017 | 4.1 | 19136 | 128.4 | 149 | 20 | 0.9 | 5000 | 80
PXN6CBX6 | Philips Day-Brite | Philips Day-Brite | FBX20LL50-347-W | Indoor Luminaires | High-Bay | High-Bay Luminaires for Commercial and Industrial Buildings | Premium | FALSE | [9 empty] | 41780 |  |  | Yes | Product Updated on 3/8/2017 | 4.1 | 20200 | 134.7 | 150 | 20 | 0.9 | 5000 | 80
P8J4D3BB | Philips Day-Brite | Philips Day-Brite | FBX20LL50-(UNV120208240277)-W-(MD360MD360DEMLED55SWI) | Indoor Luminaires | High-Bay | High-Bay Luminaires for Commercial and Industrial Buildings | Premium | FALSE | [9 empty] | 41780 |  |  | Yes | Product Updated on 3/8/2017 | 4.1 | 20253 | 135.9 | 149 | 20 | 0.9 | 5000 | 80
P7VY7MYQ | Philips Day-Brite | Philips Day-Brite | FBX20LL50-347-M-LCA | Indoor Luminaires | High-Bay | High-Bay Luminaires for Commercial and Industrial Buildings | Premium | FALSE | [9 empty] | 41780 |  |  | Yes | Product Updated on 3/8/2017 | 4.1 | 20104 | 134 | 150 | 20 | 0.9 | 5000 | 80
P2PJCEAJ | Philips Day-Brite | Philips Day-Brite | FBX20LL50-(UNV120208240277)-M-LCA-(MD360MD360DEMLED55SWI) | Indoor Luminaires | High-Bay | High-Bay Luminaires for Commercial and Industrial Buildings | Premium | FALSE | [9 empty] | 41780 |  |  | Yes | Product Updated on 3/8/2017 | 4.1 | 20104 | 134.9 | 149 | 20 | 0.9 | 5000 | 80
PJKWGF91 | Philips Day-Brite | Philips Day-Brite | FBX20LL50-347-N-LCA | Indoor Luminaires | High-Bay | High-Bay Luminaires for Commercial and Industrial Buildings | Premium | FALSE | [9 empty] | 41780 |  |  | Yes | Product Updated on 3/8/2017 | 4.1 | 20015 | 133.4 | 150 | 20 | 0.9 | 5000 | 80
P1J951ZF | Philips Day-Brite | Philips Day-Brite | FBX20LL50-(UNV120208240277)-N-LCA-(MD360MD360DEMLED55SWI) | Indoor Luminaires | High-Bay | High-Bay Luminaires for Commercial and Industrial Buildings | Premium | FALSE | [9 empty] | 41780 |  |  | Yes | Product Updated on 3/8/2017 | 4.1 | 20015 | 134.3 | 149 | 20 | 0.9 | 5000 | 80
PQQ4WGC3 | Philips Day-Brite | Philips Day-Brite | FBX20LL50-347-_-LCA | Indoor Luminaires | High-Bay | High-Bay Luminaires for Commercial and Industrial Buildings | Standard | FALSE | [9 empty] | 41780 |  |  | Yes | Product Updated on 3/8/2017 | 4.1 | 19094 | 127.3 | 150 | 20 | 0.9 | 5000 | 80
PHT8KB1S | Philips Day-Brite | Philips Day-Brite | FBX20LL50-(UNV120208240277)-_-LCA-(MD360MD360DEMLED55SWI) | Indoor Luminaires | High-Bay | High-Bay Luminaires for Commercial and Industrial Buildings | Standard | FALSE | [9 empty] | 41780 |  |  | Yes | Product Updated on 3/8/2017 | 4.1 | 19094 | 128.1 | 149 | 20 | 0.9 | 5000 | 80
PZC1UAMZ | Philips Day-Brite | Philips Day-Brite | FBX24LL50-(UNV120208240277)-A-LFA-(MD360MD360DEMLED55SWI) | Indoor Luminaires | High-Bay | High-Bay Luminaires for Commercial and Industrial Buildings | Standard | FALSE | [9 empty] | 41780 |  |  | Yes | Product Updated on 3/8/2017 | 4.1 | 21576 | 116.6 | 185 | 20 | 0.9 | 5000 | 80
P49BYVPM | Philips Day-Brite | Philips Day-Brite | FBX24LL50-347-A-LFA | Indoor Luminaires | High-Bay | High-Bay Luminaires for Commercial and Industrial Buildings | Standard | FALSE | [9 empty] | 41780 |  |  | Yes | Product Updated on 3/8/2017 | 4.1 | 21576 | 111.8 | 193 | 20 | 0.9 | 5000 | 80
PZUKUB41 | Philips Day-Brite | Philips Day-Brite | FBX20LL50-347-W-LCA | Indoor Luminaires | High-Bay | High-Bay Luminaires for Commercial and Industrial Buildings | Standard | FALSE | [9 empty] | 41780 |  |  | Yes | Product Updated on 3/8/2017 | 4.1 | 19459 | 129.7 | 150 | 20 | 0.9 | 5000 | 80
PRDZDZQM | Philips Day-Brite | Philips Day-Brite | FBX20LL50-(UNV120208240277)-W-LCA-(MD360MD360DEMLED55SWI) | Indoor Luminaires | High-Bay | High-Bay Luminaires for Commercial and Industrial Buildings | Standard | FALSE | [9 empty] | 41780 |  |  | Yes | Product Updated on 3/8/2017 | 4.1 | 19459 | 130.6 | 149 | 20 | 0.9 | 5000 | 80
PMT1UQD1 | Philips Day-Brite | Philips Day-Brite | FBX20LL50-(UNV120208240277)-N-LPA-(MD360MD360DEMLED55SWI) | Indoor Luminaires | High-Bay | High-Bay Luminaires for Commercial and Industrial Buildings | Standard | FALSE | [9 empty] | 41780 |  |  | Yes | Product Updated on 3/8/2017 | 4.1 | 19352 | 129.9 | 149 | 20 | 0.9 | 5000 | 80
P8XSHB7E | Philips Day-Brite | Philips Day-Brite | FBX20LL50-347-N-LPA | Indoor Luminaires | High-Bay | High-Bay Luminaires for Commercial and Industrial Buildings | Standard | FALSE | [9 empty] | 41780 |  |  | Yes | Product Updated on 3/8/2017 | 4.1 | 19352 | 129 | 150 | 20 | 0.9 | 5000 | 80
PQFCTXDW | Philips Day-Brite | Philips Day-Brite | FBX20LL50-(UNV120208240277)-M-LPA-(MD360MD360DEMLED55SWI) | Indoor Luminaires | High-Bay | High-Bay Luminaires for Commercial and Industrial Buildings | Standard | FALSE | [9 empty] | 41780 |  |  | Yes | Product Updated on 3/8/2017 | 4.1 | 19346 | 129.8 | 149 | 20 | 0.9 | 5000 | 80
P4JUZBQQ | Philips Day-Brite | Philips Day-Brite | FBX20LL50-347-M-LPA | Indoor Luminaires | High-Bay | High-Bay Luminaires for Commercial and Industrial Buildings | Standard | FALSE | [9 empty] | 41780 |  |  | Yes | Product Updated on 3/8/2017 | 4.1 | 19346 | 129 | 150 | 20 | 0.9 | 5000 | 80
P83YJ4HP | Philips Day-Brite | Philips Day-Brite | FBX24LL50-347-N-LFA | Indoor Luminaires | High-Bay | High-Bay Luminaires for Commercial and Industrial Buildings | Standard | FALSE | [9 empty] | 41780 |  |  | Yes | Product Updated on 3/8/2017 | 4.1 | 22764 | 118 | 193 | 20 | 0.9 | 5000 | 80
P2SAYRE6 | Philips Day-Brite | Philips Day-Brite | FBX24LL50-(UNV120208240277)-N-LFA-(MD360MD360DEMLED55SWI) | Indoor Luminaires | High-Bay | High-Bay Luminaires for Commercial and Industrial Buildings | Standard | FALSE | [9 empty] | 41780 |  |  | Yes | Product Updated on 3/8/2017 | 4.1 | 22764 | 123.1 | 185 | 20 | 0.9 | 5000 | 80
PRSCAT4T | Philips Day-Brite | Philips Day-Brite | FBX24LL50-347-M-LFA | Indoor Luminaires | High-Bay | High-Bay Luminaires for Commercial and Industrial Buildings | Standard | FALSE | [9 empty] | 41780 |  |  | Yes | Product Updated on 3/8/2017 | 4.1 | 22623 | 117.2 | 193 | 20 | 0.9 | 5000 | 80
PEAF5SBN | Philips Day-Brite | Philips Day-Brite | FBX24LL50-(UNV120208240277)-M-LFA-(MD360MD360DEMLED55SWI) | Indoor Luminaires | High-Bay | High-Bay Luminaires for Commercial and Industrial Buildings | Standard | FALSE | [9 empty] | 41780 |  |  | Yes | Product Updated on 3/8/2017 | 4.1 | 22623 | 122.3 | 185 | 20 | 0.9 | 5000 | 80
PJZ2ABV6 | Philips Day-Brite | Philips Day-Brite | FBX20LL50-347-_-LPA | Indoor Luminaires | High-Bay | High-Bay Luminaires for Commercial and Industrial Buildings | Standard | FALSE | [9 empty] | 41780 |  |  | Yes | Product Updated on 3/8/2017 | 4.1 | 18496 | 123.3 | 150 | 20 | 0.9 | 5000 | 80
P8H3TTN4 | Philips Day-Brite | Philips Day-Brite | FBX20LL50-(UNV120208240277)-_-LPA-(MD360MD360DEMLED55SWI) | Indoor Luminaires | High-Bay | High-Bay Luminaires for Commercial and Industrial Buildings | Standard | FALSE | [9 empty] | 41780 |  |  | Yes | Product Updated on 3/8/2017 | 4.1 | 18496 | 124.1 | 149 | 20 | 0.9 | 5000 | 80
P9EMYHPS | Philips Day-Brite | Philips Day-Brite | FBX24LL50-347-_-LFA | Indoor Luminaires | High-Bay | High-Bay Luminaires for Commercial and Industrial Buildings | Standard | FALSE | [9 empty] | 41780 |  |  | Yes | Product Updated on 3/8/2017 | 4.1 | 21819 | 113.1 | 193 | 20 | 0.9 | 5000 | 80
P89MT5NT | Philips Day-Brite | Philips Day-Brite | FBX24LL50-(UNV120208240277)-_-LFA-(MD360MD360DEMLED55SWI) | Indoor Luminaires | High-Bay | High-Bay Luminaires for Commercial and Industrial Buildings | Standard | FALSE | [9 empty] | 41780 |  |  | Yes | Product Updated on 3/8/2017 | 4.1 | 21819 | 117.9 | 185 | 20 | 0.9 | 5000 | 80
PQ8YFQQC | Philips Day-Brite | Philips Day-Brite | FBX20LL50-347-W-LPA | Indoor Luminaires | High-Bay | High-Bay Luminaires for Commercial and Industrial Buildings | Standard | FALSE | [9 empty] | 41780 |  |  | Yes | Product Updated on 3/8/2017 | 4.1 | 18896 | 126 | 150 | 20 | 0.9 | 5000 | 80
P3YY7WZP | Philips Day-Brite | Philips Day-Brite | FBX20LL50-(UNV120208240277)-W-LPA-(MD360MD360DEMLED55SWI) | Indoor Luminaires | High-Bay | High-Bay Luminaires for Commercial and Industrial Buildings | Standard | FALSE | [9 empty] | 41780 |  |  | No | Product Updated on 3/8/2017 | 4.1 | 18896 | 126.8 | 149 | 20 | 0.9 | 5000 | 80
PK9G7KE9 | Philips Day-Brite | Philips Day-Brite | FBX24LL50-(UNV120208240277)-W-LFA-(MD360MD360DEMLED55SWI) | Indoor Luminaires | High-Bay | High-Bay Luminaires for Commercial and Industrial Buildings | Standard | FALSE | [9 empty] | 41780 |  |  | Yes | Product Updated on 3/8/2017 | 4.1 | 21842 | 118.1 | 185 | 20 | 0.9 | 5000 | 80
P1J3FHR6 | Philips Day-Brite | Philips Day-Brite | FBX24LL50-347-W-LFA | Indoor Luminaires | High-Bay | High-Bay Luminaires for Commercial and Industrial Buildings | Standard | FALSE | [9 empty] | 41780 |  |  | Yes | Product Updated on 3/8/2017 | 4.1 | 21842 | 113.2 | 193 | 20 | 0.9 | 5000 | 80
PY5SSNTR | Philips Day-Brite | Philips Day-Brite | FBX20LL50-347-A-LFA | Indoor Luminaires | High-Bay | High-Bay Luminaires for Commercial and Industrial Buildings | Standard | FALSE | [9 empty] | 41780 |  |  | Yes | Product Updated on 3/8/2017 | 4.1 | 17503 | 116.7 | 150 | 20 | 0.9 | 5000 | 80
P84XR911 | Philips Day-Brite | Philips Day-Brite | FBX20LL50-(UNV120208240277)-A-LFA-(MD360MD360DEMLED55SWI) | Indoor Luminaires | High-Bay | High-Bay Luminaires for Commercial and Industrial Buildings | Standard | FALSE | [9 empty] | 41780 |  |  | Yes | Product Updated on 3/8/2017 | 4.1 | 17503 | 117.5 | 149 | 20 | 0.9 | 5000 | 80
PRNP5ZS7 | Philips Day-Brite | Philips Day-Brite | FBX20LL50-(UNV120208240277)-N-LFA-(MD360MD360DEMLED55SWI) | Indoor Luminaires | High-Bay | High-Bay Luminaires for Commercial and Industrial Buildings | Standard | FALSE | [9 empty] | 41780 |  |  | Yes | Product Updated on 3/8/2017 | 4.1 | 18682 | 125.4 | 149 | 20 | 0.9 | 5000 | 80
PJ4VA5A9 | Philips Day-Brite | Philips Day-Brite | FBX20LL50-347-N-LFA | Indoor Luminaires | High-Bay | High-Bay Luminaires for Commercial and Industrial Buildings | Standard | FALSE | [9 empty] | 41780 |  |  | Yes | Product Updated on 3/8/2017 | 4.1 | 18682 | 124.5 | 150 | 20 | 0.9 | 5000 | 80
PCZDDBFA | Philips Day-Brite | Philips Day-Brite | FBX20LL50-(UNV120208240277)-M-LFA-(MD360MD360DEMLED55SWI) | Indoor Luminaires | High-Bay | High-Bay Luminaires for Commercial and Industrial Buildings | Standard | FALSE | [9 empty] | 41780 |  |  | Yes | Product Updated on 3/8/2017 | 4.1 | 18537 | 124.4 | 149 | 20 | 0.9 | 5000 | 80
P9U1MS8W | Philips Day-Brite | Philips Day-Brite | FBX20LL50-347-M-LFA | Indoor Luminaires | High-Bay | High-Bay Luminaires for Commercial and Industrial Buildings | Standard | FALSE | [9 empty] | 41780 |  |  | Yes | Product Updated on 3/8/2017 | 4.1 | 18537 | 123.6 | 150 | 20 | 0.9 | 5000 | 80
PJ7KR1YT | Philips Day-Brite | Philips Day-Brite | FBX20LL50-(UNV120208240277)-_-LFA-(MD360MD360DEMLED55SWI) | Indoor Luminaires | High-Bay | High-Bay Luminaires for Commercial and Industrial Buildings | Standard | FALSE | [9 empty] | 41780 |  |  | Yes | Product Updated on 3/8/2017 | 4.1 | 17793 | 119.4 | 149 | 20 | 0.9 | 5000 | 80
P9E17YE9 | Philips Day-Brite | Philips Day-Brite | FBX20LL50-347-_-LFA | Indoor Luminaires | High-Bay | High-Bay Luminaires for Commercial and Industrial Buildings | Standard | FALSE | [9 empty] | 41780 |  |  | Yes | Product Updated on 3/8/2017 | 4.1 | 17793 | 118.6 | 150 | 20 | 0.9 | 5000 | 80
PRDHKS49 | Philips Day-Brite | Philips Day-Brite | FBX20LL50-(UNV120208240277)-W-LFA-(MD360MD360DEMLED55SWI) | Indoor Luminaires | High-Bay | High-Bay Luminaires for Commercial and Industrial Buildings | Standard | FALSE | [9 empty] | 41780 |  |  | Yes | Product Updated on 3/8/2017 | 4.1 | 17795 | 119.4 | 149 | 20 | 0.9 | 5000 | 80
PHEEK95V | Philips Day-Brite | Philips Day-Brite | FBX20LL50-347-W-LFA | Indoor Luminaires | High-Bay | High-Bay Luminaires for Commercial and Industrial Buildings | Standard | FALSE | [9 empty] | 41780 |  |  | Yes | Product Updated on 3/8/2017 | 4.1 | 17795 | 118.6 | 150 | 20 | 0.9 | 5000 | 80
PYQV6TC2 | Philips Day-Brite | Philips Day-Brite | FBX16LL50-(UNV120208240277)-M-(55) | Indoor Luminaires | High-Bay | High-Bay Luminaires for Commercial and Industrial Buildings | Premium | FALSE | [9 empty] | 41780 |  |  | No | Product Updated on 3/8/2017 | 4.1 | 16994 | 133.8 | 127 | 20 | 0.9 | 5000 | 80
P1P6D45G | Philips Day-Brite | Philips Day-Brite | FBX16LL50-347-M-(55) | Indoor Luminaires | High-Bay | High-Bay Luminaires for Commercial and Industrial Buildings | Standard | FALSE | [9 empty] | 41780 |  |  | No | Product Updated on 3/8/2017 | 4.1 | 16994 | 127.8 | 133 | 20 | 0.9 | 5000 | 80
PPQYPYK6 | Philips Day-Brite | Philips Day-Brite | FBX16LL50-347-A-(55) | Indoor Luminaires | High-Bay | High-Bay Luminaires for Commercial and Industrial Buildings | Standard | FALSE | [9 empty] | 41780 |  |  | No | Product Updated on 3/8/2017 | 4.1 | 17501 | 131.6 | 133 | 20 | 0.9 | 5000 | 80
PKZVVED2 | Philips Day-Brite | Philips Day-Brite | FBX16LL50-(UNV120208240277)-A-(55) | Indoor Luminaires | High-Bay | High-Bay Luminaires for Commercial and Industrial Buildings | Premium | FALSE | [9 empty] | 41780 |  |  | No | Product Updated on 3/8/2017 | 4.1 | 17501 | 137.8 | 127 | 20 | 0.9 | 5000 | 80
PQ84RGGM | Philips Day-Brite | Philips Day-Brite | FBX16LL50-(UNV120208240277)-W-(55) | Indoor Luminaires | High-Bay | High-Bay Luminaires for Commercial and Industrial Buildings | Premium | FALSE | [9 empty] | 41780 |  |  | No | Product Updated on 3/8/2017 | 4.1 | 17750 | 139.8 | 127 | 20 | 0.9 | 5000 | 80
P9F2DTAJ | Philips Day-Brite | Philips Day-Brite | FBX16LL50-347-W-(55) | Indoor Luminaires | High-Bay | High-Bay Luminaires for Commercial and Industrial Buildings | Premium | FALSE | [9 empty] | 41780 |  |  | No | Product Updated on 3/8/2017 | 4.1 | 17750 | 133.5 | 133 | 20 | 0.9 | 5000 | 80
PR3N61KV | Philips Day-Brite | Philips Day-Brite | FBX16LL50-(UNV120208240277)-N-(55) | Indoor Luminaires | High-Bay | High-Bay Luminaires for Commercial and Industrial Buildings | Premium | FALSE | [9 empty] | 41780 |  |  | No | Product Updated on 3/8/2017 | 4.1 | 17930 | 141.2 | 127 | 20 | 0.9 | 5000 | 80
PGWZCYP2 | Philips Day-Brite | Philips Day-Brite | FBX16LL50-347-N-(55) | Indoor Luminaires | High-Bay | High-Bay Luminaires for Commercial and Industrial Buildings | Premium | FALSE | [9 empty] | 41780 |  |  | No | Product Updated on 3/8/2017 | 4.1 | 17930 | 134.8 | 133 | 20 | 0.9 | 5000 | 80
PKJFWDYA | Philips Day-Brite | Philips Day-Brite | FBX16LL50-347-A-LCA-(55) | Indoor Luminaires | High-Bay | High-Bay Luminaires for Commercial and Industrial Buildings | Standard | FALSE | [9 empty] | 41780 |  |  | No | Product Updated on 3/8/2017 | 4.1 | 16843 | 126.6 | 133 | 20 | 0.9 | 5000 | 80
PHKFRJJ7 | Philips Day-Brite | Philips Day-Brite | FBX16LL50-(UNV120208240277)-A-LCA-(55) | Indoor Luminaires | High-Bay | High-Bay Luminaires for Commercial and Industrial Buildings | Standard | FALSE | [9 empty] | 41780 |  |  | No | Product Updated on 3/8/2017 | 4.1 | 16843 | 132.6 | 127 | 20 | 0.9 | 5000 | 80
P3KVC8U2 | Philips Day-Brite | Philips Day-Brite | FBX16LL50-(UNV120208240277)-M-LCA-(55) | Indoor Luminaires | High-Bay | High-Bay Luminaires for Commercial and Industrial Buildings | Standard | FALSE | [9 empty] | 41780 |  |  | No | Product Updated on 3/8/2017 | 4.1 | 16447 | 129.5 | 127 | 20 | 0.9 | 5000 | 80
P1K959E9 | Philips Day-Brite | Philips Day-Brite | FBX16LL50-347-M-LCA-(55) | Indoor Luminaires | High-Bay | High-Bay Luminaires for Commercial and Industrial Buildings | Standard | FALSE | [9 empty] | 41780 |  |  | No | Product Updated on 3/8/2017 | 4.1 | 16447 | 123.7 | 133 | 20 | 0.9 | 5000 | 80
PSHFGJFK | Philips Day-Brite | Philips Day-Brite | FBX16LL50-(UNV120208240277)-W-LCA-(55) | Indoor Luminaires | High-Bay | High-Bay Luminaires for Commercial and Industrial Buildings | Premium | FALSE | [9 empty] | 41780 |  |  | No | Product Updated on 3/8/2017 | 4.1 | 17132 | 134.9 | 127 | 20 | 0.9 | 5000 | 80
PCB5T42U | Philips Day-Brite | Philips Day-Brite | FBX16LL50-347-W-LCA-(55) | Indoor Luminaires | High-Bay | High-Bay Luminaires for Commercial and Industrial Buildings | Standard | FALSE | [9 empty] | 41780 |  |  | No | Product Updated on 3/8/2017 | 4.1 | 17132 | 128.8 | 133 | 20 | 0.9 | 5000 | 80
PCT6FHBM | Philips Day-Brite | Philips Day-Brite | FBX16LL50-(UNV120208240277)-_-LCA-(55) | Indoor Luminaires | High-Bay | High-Bay Luminaires for Commercial and Industrial Buildings | Premium | FALSE | [9 empty] | 41780 |  |  | No | Product Updated on 3/8/2017 | 4.1 | 17122 | 134.8 | 127 | 20 | 0.9 | 5000 | 80
PAS3MFNQ | Philips Day-Brite | Philips Day-Brite | FBX16LL50-347-_-LCA-(55) | Indoor Luminaires | High-Bay | High-Bay Luminaires for Commercial and Industrial Buildings | Standard | FALSE | [9 empty] | 41780 |  |  | No | Product Updated on 3/8/2017 | 4.1 | 17122 | 128.7 | 133 | 20 | 0.9 | 5000 | 80
PEJ21P7Y | Philips Day-Brite | Philips Day-Brite | FBX16LL50-347-N-LCA-(55) | Indoor Luminaires | High-Bay | High-Bay Luminaires for Commercial and Industrial Buildings | Standard | FALSE | [9 empty] | 41780 |  |  | No | Product Updated on 3/8/2017 | 4.1 | 17307 | 130.1 | 133 | 20 | 0.9 | 5000 | 80
P5WU2FEN | Philips Day-Brite | Philips Day-Brite | FBX16LL50-(UNV120208240277)-N-LCA-(55) | Indoor Luminaires | High-Bay | High-Bay Luminaires for Commercial and Industrial Buildings | Premium | FALSE | [9 empty] | 41780 |  |  | No | Product Updated on 3/8/2017 | 4.1 | 17307 | 136.3 | 127 | 20 | 0.9 | 5000 | 80
PXU9MZ3Z | Philips Day-Brite | Philips Day-Brite | FBX16LL50-347-M-LPA-(55) | Indoor Luminaires | High-Bay | High-Bay Luminaires for Commercial and Industrial Buildings | Standard | FALSE | [9 empty] | 41780 |  |  | No | Product Updated on 3/8/2017 | 4.1 | 15856 | 119.2 | 133 | 20 | 0.9 | 5000 | 80
PQAXCC5V | Philips Day-Brite | Philips Day-Brite | FBX16LL50-(UNV120208240277)-M-LPA-(55) | Indoor Luminaires | High-Bay | High-Bay Luminaires for Commercial and Industrial Buildings | Standard | FALSE | [9 empty] | 41780 |  |  | No | Product Updated on 3/8/2017 | 4.1 | 15856 | 124.8 | 127 | 20 | 0.9 | 5000 | 80
PA2K5RYV | Philips Day-Brite | Philips Day-Brite | FBX16LL50-347-N-LPA-(55) | Indoor Luminaires | High-Bay | High-Bay Luminaires for Commercial and Industrial Buildings | Standard | FALSE | [9 empty] | 41780 |  |  | No | Product Updated on 3/8/2017 | 4.1 | 16728 | 125.8 | 133 | 20 | 0.9 | 5000 | 80
P226DQDH | Philips Day-Brite | Philips Day-Brite | FBX16LL50-(UNV120208240277)-N-LPA-(55) | Indoor Luminaires | High-Bay | High-Bay Luminaires for Commercial and Industrial Buildings | Standard | FALSE | [9 empty] | 41780 |  |  | No | Product Updated on 3/8/2017 | 4.1 | 16728 | 131.7 | 127 | 20 | 0.9 | 5000 | 80
P6WBGGXS | Philips Day-Brite | Philips Day-Brite | FBX16LL50-347-A-LPA-(55) | Indoor Luminaires | High-Bay | High-Bay Luminaires for Commercial and Industrial Buildings | Standard | FALSE | [9 empty] | 41780 |  |  | No | Product Updated on 3/8/2017 | 4.1 | 16329 | 122.8 | 133 | 20 | 0.9 | 5000 | 80
P1H3HJNS | Philips Day-Brite | Philips Day-Brite | FBX16LL50-(UNV120208240277)-A-LPA-(55) | Indoor Luminaires | High-Bay | High-Bay Luminaires for Commercial and Industrial Buildings | Standard | FALSE | [9 empty] | 41780 |  |  | No | Product Updated on 3/8/2017 | 4.1 | 16329 | 128.6 | 127 | 20 | 0.9 | 5000 | 80
PY1K88BP | Philips Day-Brite | Philips Day-Brite | FBX16LL50-347-_-LPA-(55) | Indoor Luminaires | High-Bay | High-Bay Luminaires for Commercial and Industrial Buildings | Standard | FALSE | [9 empty] | 41780 |  |  | No | Product Updated on 3/8/2017 | 4.1 | 16585 | 124.7 | 133 | 20 | 0.9 | 5000 | 80
PUWGK6KS | Philips Day-Brite | Philips Day-Brite | FBX16LL50-(UNV120208240277)-_-LPA-(55) | Indoor Luminaires | High-Bay | High-Bay Luminaires for Commercial and Industrial Buildings | Standard | FALSE | [9 empty] | 41780 |  |  | No | Product Updated on 3/8/2017 | 4.1 | 16585 | 130.6 | 127 | 20 | 0.9 | 5000 | 80
PPBGPA9Z | Philips Day-Brite | Philips Day-Brite | FBX16LL50-(UNV120208240277)-W-LPA-(55) | Indoor Luminaires | High-Bay | High-Bay Luminaires for Commercial and Industrial Buildings | Standard | FALSE | [9 empty] | 41780 |  |  | No | Product Updated on 3/8/2017 | 4.1 | 16561 | 130.4 | 127 | 20 | 0.9 | 5000 | 80
P2GBERRW | Philips Day-Brite | Philips Day-Brite | FBX16LL50-347-W-LPA-(55) | Indoor Luminaires | High-Bay | High-Bay Luminaires for Commercial and Industrial Buildings | Standard | FALSE | [9 empty] | 41780 |  |  | No | Product Updated on 3/8/2017 | 4.1 | 16561 | 124.5 | 133 | 20 | 0.9 | 5000 | 80
P6WV5Y5V | Philips Day-Brite | Philips Day-Brite | FBX16LL50-(UNV120208240277)-N-LFA-(55) | Indoor Luminaires | High-Bay | High-Bay Luminaires for Commercial and Industrial Buildings | Standard | FALSE | [9 empty] | 41780 |  |  | No | Product Updated on 3/8/2017 | 4.1 | 15619 | 123 | 127 | 20 | 0.9 | 5000 | 80
PESANE8P | Philips Day-Brite | Philips Day-Brite | FBX16LL50-(UNV120208240277)-M-LFA-(55) | Indoor Luminaires | High-Bay | High-Bay Luminaires for Commercial and Industrial Buildings | Standard | FALSE | [9 empty] | 41780 |  |  | No | Product Updated on 3/8/2017 | 4.1 | 15368 | 121 | 127 | 20 | 0.9 | 5000 | 80
P9QYSXP5 | Philips Day-Brite | Philips Day-Brite | FBX16LL50-(UNV120208240277)-_-LFA-(55) | Indoor Luminaires | High-Bay | High-Bay Luminaires for Commercial and Industrial Buildings | Standard | FALSE | [9 empty] | 41780 |  |  | No | Product Updated on 3/8/2017 | 4.1 | 16075 | 126.6 | 127 | 20 | 0.9 | 5000 | 80
PFFGY3HW | Philips Day-Brite | Philips Day-Brite | FBX16LL50-(UNV120208240277)-A-LFA-(55) | Indoor Luminaires | High-Bay | High-Bay Luminaires for Commercial and Industrial Buildings | Standard | FALSE | [9 empty] | 41780 |  |  | No | Product Updated on 3/8/2017 | 4.1 | 15778 | 124.2 | 127 | 20 | 0.9 | 5000 | 80
P5RW83AU | Philips Day-Brite | Philips Day-Brite | FBX16LL50-(UNV120208240277)-W-LFA-(55) | Indoor Luminaires | High-Bay | High-Bay Luminaires for Commercial and Industrial Buildings | Standard | FALSE | [9 empty] | 41780 |  |  | No | Product Updated on 3/8/2017 | 4.1 | 16011 | 126.1 | 127 | 20 | 0.9 | 5000 | 80
PND32CRP | Philips Day-Brite | Philips Day-Brite | FBX12LL50-347-A-(55) | Indoor Luminaires | High-Bay | High-Bay Luminaires for Commercial and Industrial Buildings | Standard | FALSE | [9 empty] | 41780 |  |  | Yes | Product Updated on 3/8/2017 | 4.1 | 12021 | 126.5 | 95 | 20 | 0.9 | 5000 | 80
PAXTSVPC | Philips Day-Brite | Philips Day-Brite | FBX12LL50-(UNV120208240277)-A-(MD360MD360DEMLED55SWI) | Indoor Luminaires | High-Bay | High-Bay Luminaires for Commercial and Industrial Buildings | Standard | FALSE | [9 empty] | 41780 |  |  | Yes | Product Updated on 3/8/2017 | 4.1 | 12021 | 125.2 | 96 | 20 | 0.9 | 5000 | 80
PFDRVP6G | Philips Day-Brite | Philips Day-Brite | FBX12LL50-(UNV120208240277)-A-LCA-(MD360MD360DEMLED55SWI) | Indoor Luminaires | High-Bay | High-Bay Luminaires for Commercial and Industrial Buildings | Standard | FALSE | [9 empty] | 41780 |  |  | Yes | Product Updated on 3/8/2017 | 4.1 | 11548 | 120.3 | 96 | 20 | 0.9 | 5000 | 80
PBSPQFGF | Philips Day-Brite | Philips Day-Brite | FBX12LL50-347-A-LCA-(55) | Indoor Luminaires | High-Bay | High-Bay Luminaires for Commercial and Industrial Buildings | Standard | FALSE | [9 empty] | 41780 |  |  | Yes | Product Updated on 3/8/2017 | 4.1 | 11548 | 121.6 | 95 | 20 | 0.9 | 5000 | 80
PMK1MKVA | Philips Day-Brite | Philips Day-Brite | FBX12LL50-(UNV120208240277)-A-LPA-(MD360MD360DEMLED55SWI) | Indoor Luminaires | High-Bay | High-Bay Luminaires for Commercial and Industrial Buildings | Standard | FALSE | [9 empty] | 41780 |  |  | Yes | Product Updated on 3/8/2017 | 4.1 | 11216 | 116.8 | 96 | 20 | 0.9 | 5000 | 80
PB6BGDFV | Philips Day-Brite | Philips Day-Brite | FBX12LL50-347-A-LPA-(55) | Indoor Luminaires | High-Bay | High-Bay Luminaires for Commercial and Industrial Buildings | Standard | FALSE | [9 empty] | 41780 |  |  | Yes | Product Updated on 3/8/2017 | 4.1 | 11216 | 118.1 | 95 | 20 | 0.9 | 5000 | 80
PN3EJ4BC | Philips Day-Brite | Philips Day-Brite | FBX12LL50-(UNV120208240277)-N-(MD360MD360DEMLED55SWI) | Indoor Luminaires | High-Bay | High-Bay Luminaires for Commercial and Industrial Buildings | Standard | FALSE | [9 empty] | 41780 |  |  | Yes | Product Updated on 3/8/2017 | 4.1 | 12434 | 129.5 | 96 | 20 | 0.9 | 5000 | 80
PH1U9J4G | Philips Day-Brite | Philips Day-Brite | FBX12LL50-347-N-(55) | Indoor Luminaires | High-Bay | High-Bay Luminaires for Commercial and Industrial Buildings | Standard | FALSE | [9 empty] | 41780 |  |  | Yes | Product Updated on 3/8/2017 | 4.1 | 12434 | 130.9 | 95 | 20 | 0.9 | 5000 | 80
PD322TTD | Philips Day-Brite | Philips Day-Brite | FBX12LL50-(UNV120208240277)-M-(MD360MD360DEMLED55SWI) | Indoor Luminaires | High-Bay | High-Bay Luminaires for Commercial and Industrial Buildings | Standard | FALSE | [9 empty] | 41780 |  |  | Yes | Product Updated on 3/8/2017 | 4.1 | 12212 | 127.2 | 96 | 20 | 0.9 | 5000 | 80
P4SH7R93 | Philips Day-Brite | Philips Day-Brite | FBX12LL50-347-M-(55) | Indoor Luminaires | High-Bay | High-Bay Luminaires for Commercial and Industrial Buildings | Standard | FALSE | [9 empty] | 41780 |  |  | Yes | Product Updated on 3/8/2017 | 4.1 | 12212 | 128.5 | 95 | 20 | 0.9 | 5000 | 80
PGBWECS9 | Philips Day-Brite | Philips Day-Brite | FBX12LL50-347-W-(55) | Indoor Luminaires | High-Bay | High-Bay Luminaires for Commercial and Industrial Buildings | Standard | FALSE | [9 empty] | 41780 |  |  | Yes | Product Updated on 3/8/2017 | 4.1 | 12272 | 129.2 | 95 | 20 | 0.9 | 5000 | 80
PESVC6RH | Philips Day-Brite | Philips Day-Brite | FBX12LL50-(UNV120208240277)-W-(MD360MD360DEMLED55SWI) | Indoor Luminaires | High-Bay | High-Bay Luminaires for Commercial and Industrial Buildings | Standard | FALSE | [9 empty] | 41780 |  |  | Yes | Product Updated on 3/8/2017 | 4.1 | 12272 | 127.8 | 96 | 20 | 0.9 | 5000 | 80
PKY35PDB | Philips Day-Brite | Philips Day-Brite | FBX12LL50-(UNV120208240277)-N-LCA-(MD360MD360DEMLED55SWI) | Indoor Luminaires | High-Bay | High-Bay Luminaires for Commercial and Industrial Buildings | Standard | FALSE | [9 empty] | 41780 |  |  | Yes | Product Updated on 3/8/2017 | 4.1 | 12010 | 125.1 | 96 | 20 | 0.9 | 5000 | 80
P9ETZGPH | Philips Day-Brite | Philips Day-Brite | FBX12LL50-347-N-LCA-(55) | Indoor Luminaires | High-Bay | High-Bay Luminaires for Commercial and Industrial Buildings | Standard | FALSE | [9 empty] | 41780 |  |  | Yes | Product Updated on 3/8/2017 | 4.1 | 12010 | 126.4 | 95 | 20 | 0.9 | 5000 | 80
PVD7TMN1 | Philips Day-Brite | Philips Day-Brite | FBX12LL50-(UNV120208240277)-M-LCA-(MD360MD360DEMLED55SWI) | Indoor Luminaires | High-Bay | High-Bay Luminaires for Commercial and Industrial Buildings | Standard | FALSE | [9 empty] | 41780 |  |  | Yes | Product Updated on 3/8/2017 | 4.1 | 11806 | 123 | 96 | 20 | 0.9 | 5000 | 80
PGER892E | Philips Day-Brite | Philips Day-Brite | FBX12LL50-347-M-LCA-(55) | Indoor Luminaires | High-Bay | High-Bay Luminaires for Commercial and Industrial Buildings | Standard | FALSE | [9 empty] | 41780 |  |  | Yes | Product Updated on 3/8/2017 | 4.1 | 11806 | 124.3 | 95 | 20 | 0.9 | 5000 | 80
PQ691873 | Philips Day-Brite | Philips Day-Brite | FBX12LL50-347-W-LCA-(55) | Indoor Luminaires | High-Bay | High-Bay Luminaires for Commercial and Industrial Buildings | Standard | FALSE | [9 empty] | 41780 |  |  | Yes | Product Updated on 3/8/2017 | 4.1 | 11829 | 124.5 | 95 | 20 | 0.9 | 5000 | 80
PM2HTMYW | Philips Day-Brite | Philips Day-Brite | FBX12LL50-(UNV120208240277)-W-LCA-(MD360MD360DEMLED55SWI) | Indoor Luminaires | High-Bay | High-Bay Luminaires for Commercial and Industrial Buildings | Standard | FALSE | [9 empty] | 41780 |  |  | Yes | Product Updated on 3/8/2017 | 4.1 | 11829 | 123.2 | 96 | 20 | 0.9 | 5000 | 80
PEM7GBRE | Philips Day-Brite | Philips Day-Brite | FBX12LL50-347-_-LCA-(55) | Indoor Luminaires | High-Bay | High-Bay Luminaires for Commercial and Industrial Buildings | Standard | FALSE | [9 empty] | 41780 |  |  | Yes | Product Updated on 3/8/2017 | 4.1 | 11792 | 124.1 | 95 | 20 | 0.9 | 5000 | 80
PEHXPCZR | Philips Day-Brite | Philips Day-Brite | FBX12LL50-(UNV120208240277)-_-LCA-(MD360MD360DEMLED55SWI) | Indoor Luminaires | High-Bay | High-Bay Luminaires for Commercial and Industrial Buildings | Standard | FALSE | [9 empty] | 41780 |  |  | Yes | Product Updated on 3/8/2017 | 4.1 | 11792 | 122.8 | 96 | 20 | 0.9 | 5000 | 80
PS91TN6T | Philips Day-Brite | Philips Day-Brite | FBX12LL50-347-N-LPA-(55) | Indoor Luminaires | High-Bay | High-Bay Luminaires for Commercial and Industrial Buildings | Standard | FALSE | [9 empty] | 41780 |  |  | Yes | Product Updated on 3/8/2017 | 4.1 | 11601 | 122.1 | 95 | 20 | 0.9 | 5000 | 80
PMX3NWAW | Philips Day-Brite | Philips Day-Brite | FBX12LL50-(UNV120208240277)-N-LPA-(MD360MD360DEMLED55SWI) | Indoor Luminaires | High-Bay | High-Bay Luminaires for Commercial and Industrial Buildings | Standard | FALSE | [9 empty] | 41780 |  |  | Yes | Product Updated on 3/8/2017 | 4.1 | 11601 | 120.8 | 96 | 20 | 0.9 | 5000 | 80
PSYKGRXY | Philips Day-Brite | Philips Day-Brite | FBX12LL50-(UNV120208240277)-M-LPA-(MD360MD360DEMLED55SWI) | Indoor Luminaires | High-Bay | High-Bay Luminaires for Commercial and Industrial Buildings | Standard | FALSE | [9 empty] | 41780 |  |  | Yes | Product Updated on 3/8/2017 | 4.1 | 11394 | 118.7 | 96 | 20 | 0.9 | 5000 | 80
PKKFKM7K | Philips Day-Brite | Philips Day-Brite | FBX12LL50-347-M-LPA-(55) | Indoor Luminaires | High-Bay | High-Bay Luminaires for Commercial and Industrial Buildings | Standard | FALSE | [9 empty] | 41780 |  |  | Yes | Product Updated on 3/8/2017 | 4.1 | 11394 | 119.9 | 95 | 20 | 0.9 | 5000 | 80
PX7TXWVU | Philips Day-Brite | Philips Day-Brite | FBX12LL50-(UNV120208240277)-_-LPA-(MD360MD360DEMLED55SWI) | Indoor Luminaires | High-Bay | High-Bay Luminaires for Commercial and Industrial Buildings | Standard | FALSE | [9 empty] | 41780 |  |  | Yes | Product Updated on 3/8/2017 | 4.1 | 11456 | 119.3 | 96 | 20 | 0.9 | 5000 | 80
PEWWRT3B | Philips Day-Brite | Philips Day-Brite | FBX12LL50-347-_-LPA-(55) | Indoor Luminaires | High-Bay | High-Bay Luminaires for Commercial and Industrial Buildings | Standard | FALSE | [9 empty] | 41780 |  |  | Yes | Product Updated on 3/8/2017 | 4.1 | 11456 | 120.6 | 95 | 20 | 0.9 | 5000 | 80
PR4CW8A2 | Philips Day-Brite | Philips Day-Brite | FBX12LL50-347-W-LPA-(55) | Indoor Luminaires | High-Bay | High-Bay Luminaires for Commercial and Industrial Buildings | Standard | FALSE | [9 empty] | 41780 |  |  | Yes | Product Updated on 3/8/2017 | 4.1 | 11449 | 120.5 | 95 | 20 | 0.9 | 5000 | 80
P1RDYRJA | Philips Day-Brite | Philips Day-Brite | FBX12LL50-(UNV120208240277)-W-LPA-(MD360MD360DEMLED55SWI) | Indoor Luminaires | High-Bay | High-Bay Luminaires for Commercial and Industrial Buildings | Standard | FALSE | [9 empty] | 41780 |  |  | No | Product Updated on 3/8/2017 | 4.1 | 11449 | 119.3 | 96 | 20 | 0.9 | 5000 | 80
PXQ4NQE7 | Philips Day-Brite | Philips Day-Brite | FBX12LL50-(UNV120208240277)-A-LFA-(MD360MD360DEMLED55SWI) | Indoor Luminaires | High-Bay | High-Bay Luminaires for Commercial and Industrial Buildings | Standard | FALSE | [9 empty] | 41780 |  |  | Yes | Product Updated on 3/8/2017 | 4.1 | 10909 | 113.6 | 96 | 20 | 0.9 | 5000 | 80
PRKKJGRD | Philips Day-Brite | Philips Day-Brite | FBX12LL50-347-A-LFA-(55) | Indoor Luminaires | High-Bay | High-Bay Luminaires for Commercial and Industrial Buildings | Standard | FALSE | [9 empty] | 41780 |  |  | No | Product Updated on 3/8/2017 | 4.1 | 10909 | 114.8 | 95 | 20 | 0.9 | 5000 | 80
PM74D2GQ | Philips Day-Brite | Philips Day-Brite | FBX12LL50-(UNV120208240277)-N-LFA-(MD360MD360DEMLED55SWI) | Indoor Luminaires | High-Bay | High-Bay Luminaires for Commercial and Industrial Buildings | Standard | FALSE | [9 empty] | 41780 |  |  | Yes | Product Updated on 3/8/2017 | 4.1 | 10921 | 113.8 | 96 | 20 | 0.9 | 5000 | 80
PE5MGZ9K | Philips Day-Brite | Philips Day-Brite | FBX12LL50-347-N-LFA-(55) | Indoor Luminaires | High-Bay | High-Bay Luminaires for Commercial and Industrial Buildings | Standard | FALSE | [9 empty] | 41780 |  |  | Yes | Product Updated on 3/8/2017 | 4.1 | 10639 | 112 | 95 | 20 | 0.9 | 5000 | 80
P79CU889 | Philips Day-Brite | Philips Day-Brite | FBX12LL50-(UNV120208240277)-M-LFA-(MD360MD360DEMLED55SWI) | Indoor Luminaires | High-Bay | High-Bay Luminaires for Commercial and Industrial Buildings | Standard | FALSE | [9 empty] | 41780 |  |  | Yes | Product Updated on 3/8/2017 | 4.1 | 10732 | 111.8 | 96 | 20 | 0.9 | 5000 | 80
P2QCSW4Z | Philips Day-Brite | Philips Day-Brite | FBX12LL50-347-M-LFA-(55) | Indoor Luminaires | High-Bay | High-Bay Luminaires for Commercial and Industrial Buildings | Standard | FALSE | [9 empty] | 41780 |  |  | No | Product Updated on 3/8/2017 | 4.1 | 10732 | 113 | 95 | 20 | 0.9 | 5000 | 80
PFH3TY49 | Philips Day-Brite | Philips Day-Brite | FBX12LL50-347-_-LFA-(55) | Indoor Luminaires | High-Bay | High-Bay Luminaires for Commercial and Industrial Buildings | Standard | FALSE | [9 empty] | 41780 |  |  | Yes | Product Updated on 3/8/2017 | 4.1 | 11143 | 117.3 | 95 | 20 | 0.9 | 5000 | 80
P6AQX75F | Philips Day-Brite | Philips Day-Brite | FBX12LL50-(UNV120208240277)-_-LFA-(MD360MD360DEMLED55SWI) | Indoor Luminaires | High-Bay | High-Bay Luminaires for Commercial and Industrial Buildings | Standard | FALSE | [9 empty] | 41780 |  |  | Yes | Product Updated on 3/8/2017 | 4.1 | 11143 | 116.1 | 96 | 20 | 0.9 | 5000 | 80
PKKYV57F | Philips Day-Brite | Philips Day-Brite | FBX12LL50-(UNV120208240277)-W-LFA-(MD360MD360DEMLED55SWI) | Indoor Luminaires | High-Bay | High-Bay Luminaires for Commercial and Industrial Buildings | Standard | FALSE | [9 empty] | 41780 |  |  | Yes | Product Updated on 3/8/2017 | 4.1 | 11066 | 115.3 | 96 | 20 | 0.9 | 5000 | 80
PJU2PQSF | Philips Day-Brite | Philips Day-Brite | FBX12LL50-347-W-LFA-(55) | Indoor Luminaires | High-Bay | High-Bay Luminaires for Commercial and Industrial Buildings | Standard | FALSE | [9 empty] | 41780 |  |  | Yes | Product Updated on 3/8/2017 | 4.1 | 11066 | 116.5 | 95 | 20 | 0.9 | 5000 | 80
PJ4TZ2SU | Philips Day-Brite | Philips Day-Brite | FBX45LL40-(UNV120208240277)-A-(MD360MD360DEMLED55) | Indoor Luminaires | High-Bay | High-Bay Luminaires for Commercial and Industrial Buildings | Premium | FALSE | [9 empty] | 41780 |  |  | Yes | Product Updated on 3/8/2017 | 4.1 | 45621 | 135.8 | 336 | 20 | 0.9 | 4000 | 80
PBA1RDD2 | Philips Day-Brite | Philips Day-Brite | FBX45LL40-347-A | Indoor Luminaires | High-Bay | High-Bay Luminaires for Commercial and Industrial Buildings | Standard | FALSE | [9 empty] | 41780 |  |  | No | Product Updated on 3/8/2017 | 4.1 | 45621 | 132.2 | 345 | 20 | 0.9 | 4000 | 80
P6US798J | Philips Day-Brite | Philips Day-Brite | FBX45LL40-(UNV120208240277)-A-LCA-(MD360MD360DEMLED55) | Indoor Luminaires | High-Bay | High-Bay Luminaires for Commercial and Industrial Buildings | Standard | FALSE | [9 empty] | 41780 |  |  | Yes | Product Updated on 3/8/2017 | 4.1 | 43869 | 130.6 | 336 | 20 | 0.9 | 4000 | 80
PWQ7NN3Q | Philips Day-Brite | Philips Day-Brite | FBX45LL40-347-A-LCA | Indoor Luminaires | High-Bay | High-Bay Luminaires for Commercial and Industrial Buildings | Standard | FALSE | [9 empty] | 41780 |  |  | No | Product Updated on 3/8/2017 | 4.1 | 43869 | 127.2 | 345 | 20 | 0.9 | 4000 | 80
PZ4TY6P1 | Philips Day-Brite | Philips Day-Brite | FBX45LL40-(UNV120208240277)-M-(MD360MD360DEMLED55) | Indoor Luminaires | High-Bay | High-Bay Luminaires for Commercial and Industrial Buildings | Premium | FALSE | [9 empty] | 41780 |  |  | Yes | Product Updated on 3/8/2017 | 4.1 | 46147 | 137.3 | 336 | 20 | 0.9 | 4000 | 80
PVXAUFS1 | Philips Day-Brite | Philips Day-Brite | FBX45LL40-(UNV120208240277)-W-(MD360MD360DEMLED55) | Indoor Luminaires | High-Bay | High-Bay Luminaires for Commercial and Industrial Buildings | Premium | FALSE | [9 empty] | 41780 |  |  | Yes | Product Updated on 3/8/2017 | 4.1 | 45731 | 136.1 | 336 | 20 | 0.9 | 4000 | 80
PTPZ5W7G | Philips Day-Brite | Philips Day-Brite | FBX45LL40-(UNV120208240277)-N-(MD360MD360DEMLED55) | Indoor Luminaires | High-Bay | High-Bay Luminaires for Commercial and Industrial Buildings | Standard | FALSE | [9 empty] | 41780 |  |  | Yes | Product Updated on 3/8/2017 | 4.1 | 43028 | 128.1 | 336 | 20 | 0.9 | 4000 | 80
PW9XHBE5 | Philips Day-Brite | Philips Day-Brite | FBX45LL40-347-M | Indoor Luminaires | High-Bay | High-Bay Luminaires for Commercial and Industrial Buildings | Premium | FALSE | [9 empty] | 41780 |  |  | No | Product Updated on 3/8/2017 | 4.1 | 46147 | 133.8 | 345 | 20 | 0.9 | 4000 | 80
PW3UXCTA | Philips Day-Brite | Philips Day-Brite | FBX45LL40-347-N | Indoor Luminaires | High-Bay | High-Bay Luminaires for Commercial and Industrial Buildings | Standard | FALSE | [9 empty] | 41780 |  |  | No | Product Updated on 3/8/2017 | 4.1 | 43028 | 124.7 | 345 | 20 | 0.9 | 4000 | 80
PJZTKEXA | Philips Day-Brite | Philips Day-Brite | FBX45LL40-(UNV120208240277)-M-LCA-(MD360MD360DEMLED55) | Indoor Luminaires | High-Bay | High-Bay Luminaires for Commercial and Industrial Buildings | Premium | FALSE | [9 empty] | 41780 |  |  | Yes | Product Updated on 3/8/2017 | 4.1 | 44780 | 133.3 | 336 | 20 | 0.9 | 4000 | 80
P18474AD | Philips Day-Brite | Philips Day-Brite | FBX45LL40-347-W | Indoor Luminaires | High-Bay | High-Bay Luminaires for Commercial and Industrial Buildings | Standard | FALSE | [9 empty] | 41780 |  |  | No | Product Updated on 3/8/2017 | 4.1 | 45731 | 132.6 | 345 | 20 | 0.9 | 4000 | 80
PM3RTZ4D | Philips Day-Brite | Philips Day-Brite | FBX45LL40-(UNV120208240277)-W-LCA-(MD360MD360DEMLED55) | Indoor Luminaires | High-Bay | High-Bay Luminaires for Commercial and Industrial Buildings | Standard | FALSE | [9 empty] | 41780 |  |  | Yes | Product Updated on 3/8/2017 | 4.1 | 44148 | 131.4 | 336 | 20 | 0.9 | 4000 | 80
PGP76RAH | Philips Day-Brite | Philips Day-Brite | FBX45LL40-347-A-LPA | Indoor Luminaires | High-Bay | High-Bay Luminaires for Commercial and Industrial Buildings | Standard | FALSE | [9 empty] | 41780 |  |  | No | Product Updated on 3/8/2017 | 4.1 | 42564 | 123.4 | 345 | 20 | 0.9 | 4000 | 80
P18HCVTZ | Philips Day-Brite | Philips Day-Brite | FBX45LL40-(UNV120208240277)-N-LCA-(MD360MD360DEMLED55) | Indoor Luminaires | High-Bay | High-Bay Luminaires for Commercial and Industrial Buildings | Standard | FALSE | [9 empty] | 41780 |  |  | Yes | Product Updated on 3/8/2017 | 4.1 | 44465 | 132.3 | 336 | 20 | 0.9 | 4000 | 80
PAME966X | Philips Day-Brite | Philips Day-Brite | FBX45LL40-(UNV120208240277)-A-LPA-(MD360MD360DEMLED55) | Indoor Luminaires | High-Bay | High-Bay Luminaires for Commercial and Industrial Buildings | Standard | FALSE | [9 empty] | 41780 |  |  | Yes | Product Updated on 3/8/2017 | 4.1 | 42564 | 126.7 | 336 | 20 | 0.9 | 4000 | 80
PADHGCWG | Philips Day-Brite | Philips Day-Brite | FBX45LL40-(UNV120208240277)-_-LCA-(MD360MD360DEMLED55) | Indoor Luminaires | High-Bay | High-Bay Luminaires for Commercial and Industrial Buildings | Standard | FALSE | [9 empty] | 41780 |  |  | Yes | Product Updated on 3/8/2017 | 4.1 | 43884 | 130.6 | 336 | 20 | 0.9 | 4000 | 80
P1D2KVPZ | Philips Day-Brite | Philips Day-Brite | FBX45LL40-347-M-LCA | Indoor Luminaires | High-Bay | High-Bay Luminaires for Commercial and Industrial Buildings | Standard | FALSE | [9 empty] | 41780 |  |  | No | Product Updated on 3/8/2017 | 4.1 | 44780 | 129.8 | 345 | 20 | 0.9 | 4000 | 80
PQJDMXVM | Philips Day-Brite | Philips Day-Brite | FBX45LL40-347-N-LCA | Indoor Luminaires | High-Bay | High-Bay Luminaires for Commercial and Industrial Buildings | Standard | FALSE | [9 empty] | 41780 |  |  | No | Product Updated on 3/8/2017 | 4.1 | 44465 | 128.9 | 345 | 20 | 0.9 | 4000 | 80
P624GPYE | Philips Day-Brite | Philips Day-Brite | FBX45LL40-347-_-LCA | Indoor Luminaires | High-Bay | High-Bay Luminaires for Commercial and Industrial Buildings | Standard | FALSE | [9 empty] | 41780 |  |  | No | Product Updated on 3/8/2017 | 4.1 | 43884 | 127.2 | 345 | 20 | 0.9 | 4000 | 80
PKHYT5YN | Philips Day-Brite | Philips Day-Brite | FBX45LL40-347-W-LCA | Indoor Luminaires | High-Bay | High-Bay Luminaires for Commercial and Industrial Buildings | Standard | FALSE | [9 empty] | 41780 |  |  | No | Product Updated on 3/8/2017 | 4.1 | 44148 | 128 | 345 | 20 | 0.9 | 4000 | 80
PFH6YMGJ | Philips Day-Brite | Philips Day-Brite | FBX45LL40-(UNV120208240277)-M-LPA-(MD360MD360DEMLED55) | Indoor Luminaires | High-Bay | High-Bay Luminaires for Commercial and Industrial Buildings | Standard | FALSE | [9 empty] | 41780 |  |  | Yes | Product Updated on 3/8/2017 | 4.1 | 43055 | 128.1 | 336 | 20 | 0.9 | 4000 | 80
PVS8APTU | Philips Day-Brite | Philips Day-Brite | FBX45LL40-(UNV120208240277)-N-LPA-(MD360MD360DEMLED55) | Indoor Luminaires | High-Bay | High-Bay Luminaires for Commercial and Industrial Buildings | Standard | FALSE | [9 empty] | 41780 |  |  | Yes | Product Updated on 3/8/2017 | 4.1 | 40145 | 119.5 | 336 | 20 | 0.9 | 4000 | 80
P26GKBZ3 | Philips Day-Brite | Philips Day-Brite | FBX45LL40-347-N-LPA | Indoor Luminaires | High-Bay | High-Bay Luminaires for Commercial and Industrial Buildings | Standard | FALSE | [9 empty] | 41780 |  |  | No | Product Updated on 3/8/2017 | 4.1 | 40145 | 116.4 | 345 | 20 | 0.9 | 4000 | 80
P3JYQDM4 | Philips Day-Brite | Philips Day-Brite | FBX45LL40-347-M-LPA | Indoor Luminaires | High-Bay | High-Bay Luminaires for Commercial and Industrial Buildings | Standard | FALSE | [9 empty] | 41780 |  |  | No | Product Updated on 3/8/2017 | 4.1 | 43055 | 124.8 | 345 | 20 | 0.9 | 4000 | 80
PCVEB6YW | Philips Day-Brite | Philips Day-Brite | FBX45LL40-(UNV120208240277)-_-LPA-(MD360MD360DEMLED55) | Indoor Luminaires | High-Bay | High-Bay Luminaires for Commercial and Industrial Buildings | Standard | FALSE | [9 empty] | 41780 |  |  | Yes | Product Updated on 3/8/2017 | 4.1 | 42484 | 126.4 | 336 | 20 | 0.9 | 4000 | 80
P4AVX4D8 | Philips Day-Brite | Philips Day-Brite | FBX45LL40-(UNV120208240277)-W-LPA-(MD360MD360DEMLED55) | Indoor Luminaires | High-Bay | High-Bay Luminaires for Commercial and Industrial Buildings | Standard | FALSE | [9 empty] | 41780 |  |  | No | Product Updated on 3/8/2017 | 4.1 | 42667 | 127 | 336 | 20 | 0.9 | 4000 | 80
PVQV9VC3 | Philips Day-Brite | Philips Day-Brite | FBX45LL40-347-_-LPA | Indoor Luminaires | High-Bay | High-Bay Luminaires for Commercial and Industrial Buildings | Standard | FALSE | [9 empty] | 41780 |  |  | No | Product Updated on 3/8/2017 | 4.1 | 42484 | 123.1 | 345 | 20 | 0.9 | 4000 | 80
P1Y5UUQ4 | Philips Day-Brite | Philips Day-Brite | FBX45LL40-347-W-LPA | Indoor Luminaires | High-Bay | High-Bay Luminaires for Commercial and Industrial Buildings | Standard | FALSE | [9 empty] | 41780 |  |  | Yes | Product Updated on 3/8/2017 | 4.1 | 42667 | 123.7 | 345 | 20 | 0.9 | 4000 | 80
P87A84FM | Philips Day-Brite | Philips Day-Brite | FBX36LL40-347-A | Indoor Luminaires | High-Bay | High-Bay Luminaires for Commercial and Industrial Buildings | Premium | FALSE | [9 empty] | 41780 |  |  | No | Product Updated on 3/8/2017 | 4.1 | 37201 | 137.8 | 270 | 20 | 0.9 | 4000 | 80
P6JBQJM3 | Philips Day-Brite | Philips Day-Brite | FBX36LL40-(UNV120208240277)-A-(MD360MD360DEMLED55SWI) | Indoor Luminaires | High-Bay | High-Bay Luminaires for Commercial and Industrial Buildings | Premium | FALSE | [9 empty] | 41780 |  |  | Yes | Product Updated on 3/8/2017 | 4.1 | 37201 | 137.8 | 270 | 20 | 0.9 | 4000 | 80
PBWKKE8S | Philips Day-Brite | Philips Day-Brite | FBX45LL40-347-A-LFA | Indoor Luminaires | High-Bay | High-Bay Luminaires for Commercial and Industrial Buildings | Standard | FALSE | [9 empty] | 41780 |  |  | No | Product Updated on 3/8/2017 | 4.1 | 40560 | 117.6 | 345 | 20 | 0.9 | 4000 | 80
P8Q7FHMQ | Philips Day-Brite | Philips Day-Brite | FBX45LL40-(UNV120208240277)-A-LFA-(MD360MD360DEMLED55) | Indoor Luminaires | High-Bay | High-Bay Luminaires for Commercial and Industrial Buildings | Standard | FALSE | [9 empty] | 41780 |  |  | Yes | Product Updated on 3/8/2017 | 4.1 | 40560 | 120.7 | 336 | 20 | 0.9 | 4000 | 80
P1P5DZPF | Philips Day-Brite | Philips Day-Brite | FBX45LL40-(UNV120208240277)-N-LFA-(MD360MD360DEMLED55) | Indoor Luminaires | High-Bay | High-Bay Luminaires for Commercial and Industrial Buildings | Standard | FALSE | [9 empty] | 41780 |  |  | Yes | Product Updated on 3/8/2017 | 4.1 | 42203 | 125.6 | 336 | 20 | 0.9 | 4000 | 80
P41XA6SD | Philips Day-Brite | Philips Day-Brite | FBX45LL40-(UNV120208240277)-M-LFA-(MD360MD360DEMLED55) | Indoor Luminaires | High-Bay | High-Bay Luminaires for Commercial and Industrial Buildings | Standard | FALSE | [9 empty] | 41780 |  |  | Yes | Product Updated on 3/8/2017 | 4.1 | 42124 | 125.4 | 336 | 20 | 0.9 | 4000 | 80
PKJBTG1H | Philips Day-Brite | Philips Day-Brite | FBX36LL40-(UNV120208240277)-A-LCA-(MD360MD360DEMLED55SWI) | Indoor Luminaires | High-Bay | High-Bay Luminaires for Commercial and Industrial Buildings | Standard | FALSE | [9 empty] | 41780 |  |  | Yes | Product Updated on 3/8/2017 | 4.1 | 35805 | 132.6 | 270 | 20 | 0.9 | 4000 | 80
PEVTKQ7V | Philips Day-Brite | Philips Day-Brite | FBX36LL40-347-A-LCA | Indoor Luminaires | High-Bay | High-Bay Luminaires for Commercial and Industrial Buildings | Standard | FALSE | [9 empty] | 41780 |  |  | No | Product Updated on 3/8/2017 | 4.1 | 35805 | 132.6 | 270 | 20 | 0.9 | 4000 | 80
PTUAVV2Q | Philips Day-Brite | Philips Day-Brite | FBX45LL40-347-N-LFA | Indoor Luminaires | High-Bay | High-Bay Luminaires for Commercial and Industrial Buildings | Standard | FALSE | [9 empty] | 41780 |  |  | No | Product Updated on 3/8/2017 | 4.1 | 42203 | 122.3 | 345 | 20 | 0.9 | 4000 | 80
P3WBZF9T | Philips Day-Brite | Philips Day-Brite | FBX45LL40-347-M-LFA | Indoor Luminaires | High-Bay | High-Bay Luminaires for Commercial and Industrial Buildings | Standard | FALSE | [9 empty] | 41780 |  |  | No | Product Updated on 3/8/2017 | 4.1 | 42124 | 122.1 | 345 | 20 | 0.9 | 4000 | 80
P3Q8K8QQ | Philips Day-Brite | Philips Day-Brite | FBX45LL40-(UNV120208240277)-W-LFA-(MD360MD360DEMLED55) | Indoor Luminaires | High-Bay | High-Bay Luminaires for Commercial and Industrial Buildings | Standard | FALSE | [9 empty] | 41780 |  |  | Yes | Product Updated on 3/8/2017 | 4.1 | 41142 | 122.4 | 336 | 20 | 0.9 | 4000 | 80
P7PHUA42 | Philips Day-Brite | Philips Day-Brite | FBX45LL40-(UNV120208240277)-_-LFA-(MD360MD360DEMLED55) | Indoor Luminaires | High-Bay | High-Bay Luminaires for Commercial and Industrial Buildings | Standard | FALSE | [9 empty] | 41780 |  |  | Yes | Product Updated on 3/8/2017 | 4.1 | 41115 | 122.4 | 336 | 20 | 0.9 | 4000 | 80
PVX9NAWA | Philips Day-Brite | Philips Day-Brite | FBX36LL40-347-M | Indoor Luminaires | High-Bay | High-Bay Luminaires for Commercial and Industrial Buildings | Premium | FALSE | [9 empty] | 41780 |  |  | No | Product Updated on 3/8/2017 | 4.1 | 37748 | 139.8 | 270 | 20 | 0.9 | 4000 | 80
P4MK7TX7 | Philips Day-Brite | Philips Day-Brite | FBX36LL40-(UNV120208240277)-M-(MD360MD360DEMLED55SWI) | Indoor Luminaires | High-Bay | High-Bay Luminaires for Commercial and Industrial Buildings | Premium | FALSE | [9 empty] | 41780 |  |  | Yes | Product Updated on 3/8/2017 | 4.1 | 37748 | 139.8 | 270 | 20 | 0.9 | 4000 | 80
PMGUPB8P | Philips Day-Brite | Philips Day-Brite | FBX45LL40-347-_-LFA | Indoor Luminaires | High-Bay | High-Bay Luminaires for Commercial and Industrial Buildings | Standard | FALSE | [9 empty] | 41780 |  |  | No | Product Updated on 3/8/2017 | 4.1 | 41115 | 119.2 | 345 | 20 | 0.9 | 4000 | 80
PN7NTQGK | Philips Day-Brite | Philips Day-Brite | FBX45LL40-347-W-LFA | Indoor Luminaires | High-Bay | High-Bay Luminaires for Commercial and Industrial Buildings | Standard | FALSE | [9 empty] | 41780 |  |  | No | Product Updated on 3/8/2017 | 4.1 | 41142 | 119.3 | 345 | 20 | 0.9 | 4000 | 80
PK4VDMM5 | Philips Day-Brite | Philips Day-Brite | FBX36LL40-(UNV120208240277)-W-(MD360MD360DEMLED55SWI) | Indoor Luminaires | High-Bay | High-Bay Luminaires for Commercial and Industrial Buildings | Premium | FALSE | [9 empty] | 41780 |  |  | Yes | Product Updated on 3/8/2017 | 4.1 | 37440 | 138.7 | 270 | 20 | 0.9 | 4000 | 80
PGBSJV77 | Philips Day-Brite | Philips Day-Brite | FBX36LL40-347-W | Indoor Luminaires | High-Bay | High-Bay Luminaires for Commercial and Industrial Buildings | Premium | FALSE | [9 empty] | 41780 |  |  | No | Product Updated on 3/8/2017 | 4.1 | 37440 | 138.7 | 270 | 20 | 0.9 | 4000 | 80
PV3K3MPS | Philips Day-Brite | Philips Day-Brite | FBX36LL40-(UNV120208240277)-N-(MD360MD360DEMLED55SWI) | Indoor Luminaires | High-Bay | High-Bay Luminaires for Commercial and Industrial Buildings | Premium | FALSE | [9 empty] | 41780 |  |  | Yes | Product Updated on 3/8/2017 | 4.1 | 37632 | 139.4 | 270 | 20 | 0.9 | 4000 | 80
PJWUH5QU | Philips Day-Brite | Philips Day-Brite | FBX36LL40-347-N | Indoor Luminaires | High-Bay | High-Bay Luminaires for Commercial and Industrial Buildings | Premium | FALSE | [9 empty] | 41780 |  |  | No | Product Updated on 3/8/2017 | 4.1 | 37632 | 139.4 | 270 | 20 | 0.9 | 4000 | 80
PRMJTKUC | Philips Day-Brite | Philips Day-Brite | FBX36LL40-(UNV120208240277)-M-LCA-(MD360MD360DEMLED55SWI) | Indoor Luminaires | High-Bay | High-Bay Luminaires for Commercial and Industrial Buildings | Premium | FALSE | [9 empty] | 41780 |  |  | Yes | Product Updated on 3/8/2017 | 4.1 | 36615 | 135.6 | 270 | 20 | 0.9 | 4000 | 80
PGWCXYK3 | Philips Day-Brite | Philips Day-Brite | FBX36LL40-347-M-LCA | Indoor Luminaires | High-Bay | High-Bay Luminaires for Commercial and Industrial Buildings | Premium | FALSE | [9 empty] | 41780 |  |  | No | Product Updated on 3/8/2017 | 4.1 | 36615 | 135.6 | 270 | 20 | 0.9 | 4000 | 80
PU8Z8FW1 | Philips Day-Brite | Philips Day-Brite | FBX36LL40-(UNV120208240277)-W-LCA-(MD360MD360DEMLED55SWI) | Indoor Luminaires | High-Bay | High-Bay Luminaires for Commercial and Industrial Buildings | Premium | FALSE | [9 empty] | 41780 |  |  | Yes | Product Updated on 3/8/2017 | 4.1 | 36045 | 133.5 | 270 | 20 | 0.9 | 4000 | 80
P9UQ45HS | Philips Day-Brite | Philips Day-Brite | FBX36LL40-347-W-LCA | Indoor Luminaires | High-Bay | High-Bay Luminaires for Commercial and Industrial Buildings | Premium | FALSE | [9 empty] | 41780 |  |  | No | Product Updated on 3/8/2017 | 4.1 | 36045 | 133.5 | 270 | 20 | 0.9 | 4000 | 80
P7T7PMVX | Philips Day-Brite | Philips Day-Brite | FBX36LL40-347-N-LCA | Indoor Luminaires | High-Bay | High-Bay Luminaires for Commercial and Industrial Buildings | Premium | FALSE | [9 empty] | 41780 |  |  | No | Product Updated on 3/8/2017 | 4.1 | 36471 | 135.1 | 270 | 20 | 0.9 | 4000 | 80
P72VZDKN | Philips Day-Brite | Philips Day-Brite | FBX36LL40-(UNV120208240277)-N-LCA-(MD360MD360DEMLED55SWI) | Indoor Luminaires | High-Bay | High-Bay Luminaires for Commercial and Industrial Buildings | Premium | FALSE | [9 empty] | 41780 |  |  | Yes | Product Updated on 3/8/2017 | 4.1 | 36471 | 135.1 | 270 | 20 | 0.9 | 4000 | 80
PMYHDR9P | Philips Day-Brite | Philips Day-Brite | FBX36LL40-(UNV120208240277)-A-LPA-(MD360MD360DEMLED55SWI) | Indoor Luminaires | High-Bay | High-Bay Luminaires for Commercial and Industrial Buildings | Standard | FALSE | [9 empty] | 41780 |  |  | Yes | Product Updated on 3/8/2017 | 4.1 | 34709 | 128.6 | 270 | 20 | 0.9 | 4000 | 80
P5YPQWM6 | Philips Day-Brite | Philips Day-Brite | FBX36LL40-347-A-LPA | Indoor Luminaires | High-Bay | High-Bay Luminaires for Commercial and Industrial Buildings | Standard | FALSE | [9 empty] | 41780 |  |  | No | Product Updated on 3/8/2017 | 4.1 | 34709 | 128.6 | 270 | 20 | 0.9 | 4000 | 80
P9EWAR4X | Philips Day-Brite | Philips Day-Brite | FBX36LL40-347-_-LCA | Indoor Luminaires | High-Bay | High-Bay Luminaires for Commercial and Industrial Buildings | Standard | FALSE | [9 empty] | 41780 |  |  | No | Product Updated on 3/8/2017 | 4.1 | 35847 | 132.8 | 270 | 20 | 0.9 | 4000 | 80
P4ZNY2XM | Philips Day-Brite | Philips Day-Brite | FBX36LL40-(UNV120208240277)-_-LCA-(MD360MD360DEMLED55SWI) | Indoor Luminaires | High-Bay | High-Bay Luminaires for Commercial and Industrial Buildings | Standard | FALSE | [9 empty] | 41780 |  |  | Yes | Product Updated on 3/8/2017 | 4.1 | 35847 | 132.8 | 270 | 20 | 0.9 | 4000 | 80
PX4FFK7X | Philips Day-Brite | Philips Day-Brite | FBX36LL40-(UNV120208240277)-N-LPA-(MD360MD360DEMLED55SWI) | Indoor Luminaires | High-Bay | High-Bay Luminaires for Commercial and Industrial Buildings | Standard | FALSE | [9 empty] | 41780 |  |  | Yes | Product Updated on 3/8/2017 | 4.1 | 35111 | 130 | 270 | 20 | 0.9 | 4000 | 80
PV75A1XV | Philips Day-Brite | Philips Day-Brite | FBX36LL40-347-N-LPA | Indoor Luminaires | High-Bay | High-Bay Luminaires for Commercial and Industrial Buildings | Standard | FALSE | [9 empty] | 41780 |  |  | No | Product Updated on 3/8/2017 | 4.1 | 35111 | 130 | 270 | 20 | 0.9 | 4000 | 80
PGASMPKV | Philips Day-Brite | Philips Day-Brite | FBX36LL40-(UNV120208240277)-M-LPA-(MD360MD360DEMLED55SWI) | Indoor Luminaires | High-Bay | High-Bay Luminaires for Commercial and Industrial Buildings | Standard | FALSE | [9 empty] | 41780 |  |  | Yes | Product Updated on 3/8/2017 | 4.1 | 35219 | 130.4 | 270 | 20 | 0.9 | 4000 | 80
P9Q762AC | Philips Day-Brite | Philips Day-Brite | FBX36LL40-347-M-LPA | Indoor Luminaires | High-Bay | High-Bay Luminaires for Commercial and Industrial Buildings | Standard | FALSE | [9 empty] | 41780 |  |  | No | Product Updated on 3/8/2017 | 4.1 | 35219 | 130.4 | 270 | 20 | 0.9 | 4000 | 80
PJHK281Y | Philips Day-Brite | Philips Day-Brite | FBX36LL40-(UNV120208240277)-_-LPA-(MD360MD360DEMLED55SWI) | Indoor Luminaires | High-Bay | High-Bay Luminaires for Commercial and Industrial Buildings | Standard | FALSE | [9 empty] | 41780 |  |  | Yes | Product Updated on 3/8/2017 | 4.1 | 34616 | 128.2 | 270 | 20 | 0.9 | 4000 | 80
PCCNXY6N | Philips Day-Brite | Philips Day-Brite | FBX36LL40-347-_-LPA | Indoor Luminaires | High-Bay | High-Bay Luminaires for Commercial and Industrial Buildings | Standard | FALSE | [9 empty] | 41780 |  |  | No | Product Updated on 3/8/2017 | 4.1 | 34616 | 128.2 | 270 | 20 | 0.9 | 4000 | 80
PV628TWY | Philips Day-Brite | Philips Day-Brite | FBX36LL40-347-W-LPA | Indoor Luminaires | High-Bay | High-Bay Luminaires for Commercial and Industrial Buildings | Standard | FALSE | [9 empty] | 41780 |  |  | Yes | Product Updated on 3/8/2017 | 4.1 | 34932 | 129.4 | 270 | 20 | 0.9 | 4000 | 80
P9YAWB78 | Philips Day-Brite | Philips Day-Brite | FBX36LL40-(UNV120208240277)-W-LPA-(MD360MD360DEMLED55SWI) | Indoor Luminaires | High-Bay | High-Bay Luminaires for Commercial and Industrial Buildings | Standard | FALSE | [9 empty] | 41780 |  |  | No | Product Updated on 3/8/2017 | 4.1 | 34932 | 129.4 | 270 | 20 | 0.9 | 4000 | 80
P4C7Z2DM | Philips Day-Brite | Philips Day-Brite | FBX36LL40-347-A-LFA | Indoor Luminaires | High-Bay | High-Bay Luminaires for Commercial and Industrial Buildings | Standard | FALSE | [9 empty] | 41780 |  |  | No | Product Updated on 3/8/2017 | 4.1 | 32980 | 122.1 | 270 | 20 | 0.9 | 4000 | 80
P3BKKXMN | Philips Day-Brite | Philips Day-Brite | FBX36LL40-(UNV120208240277)-A-LFA-(MD360MD360DEMLED55SWI) | Indoor Luminaires | High-Bay | High-Bay Luminaires for Commercial and Industrial Buildings | Standard | FALSE | [9 empty] | 41780 |  |  | Yes | Product Updated on 3/8/2017 | 4.1 | 32980 | 122.1 | 270 | 20 | 0.9 | 4000 | 80
PZB3M3JX | Philips Day-Brite | Philips Day-Brite | FBX36LL40-(UNV120208240277)-N-LFA-(MD360MD360DEMLED55SWI) | Indoor Luminaires | High-Bay | High-Bay Luminaires for Commercial and Industrial Buildings | Standard | FALSE | [9 empty] | 41780 |  |  | Yes | Product Updated on 3/8/2017 | 4.1 | 34410 | 127.4 | 270 | 20 | 0.9 | 4000 | 80
PS5BD4TR | Philips Day-Brite | Philips Day-Brite | FBX36LL40-347-N-LFA | Indoor Luminaires | High-Bay | High-Bay Luminaires for Commercial and Industrial Buildings | Standard | FALSE | [9 empty] | 41780 |  |  | No | Product Updated on 3/8/2017 | 4.1 | 34410 | 127.4 | 270 | 20 | 0.9 | 4000 | 80
PYBQ7JYR | Philips Day-Brite | Philips Day-Brite | FBX36LL40-(UNV120208240277)-M-LFA-(MD360MD360DEMLED55SWI) | Indoor Luminaires | High-Bay | High-Bay Luminaires for Commercial and Industrial Buildings | Standard | FALSE | [9 empty] | 41780 |  |  | Yes | Product Updated on 3/8/2017 | 4.1 | 34304 | 127.1 | 270 | 20 | 0.9 | 4000 | 80
PQCSUVVH | Philips Day-Brite | Philips Day-Brite | FBX36LL40-347-M-LFA | Indoor Luminaires | High-Bay | High-Bay Luminaires for Commercial and Industrial Buildings | Standard | FALSE | [9 empty] | 41780 |  |  | No | Product Updated on 3/8/2017 | 4.1 | 34304 | 127.1 | 270 | 20 | 0.9 | 4000 | 80
PUUFJAWT | Philips Day-Brite | Philips Day-Brite | FBX36LL40-347-W-LFA | Indoor Luminaires | High-Bay | High-Bay Luminaires for Commercial and Industrial Buildings | Standard | FALSE | [9 empty] | 41780 |  |  | No | Product Updated on 3/8/2017 | 4.1 | 33435 | 123.8 | 270 | 20 | 0.9 | 4000 | 80
PK5HFNDS | Philips Day-Brite | Philips Day-Brite | FBX36LL40-(UNV120208240277)-W-LFA-(MD360MD360DEMLED55SWI) | Indoor Luminaires | High-Bay | High-Bay Luminaires for Commercial and Industrial Buildings | Standard | FALSE | [9 empty] | 41780 |  |  | Yes | Product Updated on 3/8/2017 | 4.1 | 33435 | 123.8 | 270 | 20 | 0.9 | 4000 | 80
PP7D8EA6 | Philips Day-Brite | Philips Day-Brite | FBX36LL40-(UNV120208240277)-_-LFA-(MD360MD360DEMLED55SWI) | Indoor Luminaires | High-Bay | High-Bay Luminaires for Commercial and Industrial Buildings | Standard | FALSE | [9 empty] | 41780 |  |  | Yes | Product Updated on 3/8/2017 | 4.1 | 33549 | 124.3 | 270 | 20 | 0.9 | 4000 | 80
P89V28TF | Philips Day-Brite | Philips Day-Brite | FBX36LL40-347-_-LFA | Indoor Luminaires | High-Bay | High-Bay Luminaires for Commercial and Industrial Buildings | Standard | FALSE | [9 empty] | 41780 |  |  | No | Product Updated on 3/8/2017 | 4.1 | 33549 | 124.3 | 270 | 20 | 0.9 | 4000 | 80
PZPPWCQA | Philips Day-Brite | Philips Day-Brite | FBX24LL40-347-A | Indoor Luminaires | High-Bay | High-Bay Luminaires for Commercial and Industrial Buildings | Standard | FALSE | [9 empty] | 41780 |  |  | Yes | Product Updated on 3/8/2017 | 4.1 | 24158 | 125.2 | 193 | 20 | 0.9 | 4000 | 80
PTM7CBVG | Philips Day-Brite | Philips Day-Brite | FBX24LL40-(UNV120208240277)-A-(MD360MD360DEMLED55SWI) | Indoor Luminaires | High-Bay | High-Bay Luminaires for Commercial and Industrial Buildings | Standard | FALSE | [9 empty] | 41780 |  |  | Yes | Product Updated on 3/8/2017 | 4.1 | 24158 | 130.6 | 185 | 20 | 0.9 | 4000 | 80
PQH6XG4S | Philips Day-Brite | Philips Day-Brite | FBX24LL40-(UNV120208240277)-A-LCA-(MD360MD360DEMLED55SWI) | Indoor Luminaires | High-Bay | High-Bay Luminaires for Commercial and Industrial Buildings | Standard | FALSE | [9 empty] | 41780 |  |  | Yes | Product Updated on 3/8/2017 | 4.1 | 23251 | 125.7 | 185 | 20 | 0.9 | 4000 | 80
PHEYRQR1 | Philips Day-Brite | Philips Day-Brite | FBX24LL40-347-A-LCA | Indoor Luminaires | High-Bay | High-Bay Luminaires for Commercial and Industrial Buildings | Standard | FALSE | [9 empty] | 41780 |  |  | Yes | Product Updated on 3/8/2017 | 4.1 | 23251 | 120.5 | 193 | 20 | 0.9 | 4000 | 80
PZFNGFP1 | Philips Day-Brite | Philips Day-Brite | FBX24LL40-(UNV120208240277)-M-(MD360MD360DEMLED55SWI) | Indoor Luminaires | High-Bay | High-Bay Luminaires for Commercial and Industrial Buildings | Premium | FALSE | [9 empty] | 41780 |  |  | Yes | Product Updated on 3/8/2017 | 4.1 | 24917 | 134.7 | 185 | 20 | 0.9 | 4000 | 80
PUC9U2RK | Philips Day-Brite | Philips Day-Brite | FBX24LL40-347-M | Indoor Luminaires | High-Bay | High-Bay Luminaires for Commercial and Industrial Buildings | Standard | FALSE | [9 empty] | 41780 |  |  | Yes | Product Updated on 3/8/2017 | 4.1 | 24917 | 129.1 | 193 | 20 | 0.9 | 4000 | 80
PM1RAVBZ | Philips Day-Brite | Philips Day-Brite | FBX24LL40-(UNV120208240277)-N-(MD360MD360DEMLED55SWI) | Indoor Luminaires | High-Bay | High-Bay Luminaires for Commercial and Industrial Buildings | Premium | FALSE | [9 empty] | 41780 |  |  | Yes | Product Updated on 3/8/2017 | 4.1 | 24888 | 134.5 | 185 | 20 | 0.9 | 4000 | 80
PHGP9HQY | Philips Day-Brite | Philips Day-Brite | FBX24LL40-347-N | Indoor Luminaires | High-Bay | High-Bay Luminaires for Commercial and Industrial Buildings | Standard | FALSE | [9 empty] | 41780 |  |  | Yes | Product Updated on 3/8/2017 | 4.1 | 24888 | 129 | 193 | 20 | 0.9 | 4000 | 80
PVD224S2 | Philips Day-Brite | Philips Day-Brite | FBX20LL40-347-A | Indoor Luminaires | High-Bay | High-Bay Luminaires for Commercial and Industrial Buildings | Premium | FALSE | [9 empty] | 41780 |  |  | Yes | Product Updated on 3/8/2017 | 4.1 | 20307 | 135.4 | 150 | 20 | 0.9 | 4000 | 80
PG6HVFDH | Philips Day-Brite | Philips Day-Brite | FBX20LL40-(UNV120208240277)-A-(MD360MD360DEMLED55SWI) | Indoor Luminaires | High-Bay | High-Bay Luminaires for Commercial and Industrial Buildings | Premium | FALSE | [9 empty] | 41780 |  |  | Yes | Product Updated on 3/8/2017 | 4.1 | 20307 | 133.9512 | 151.6 | 20 | 0.9 | 4000 | 80
PUZ8KTVM | Philips Day-Brite | Philips Day-Brite | FBX24LL40-347-W | Indoor Luminaires | High-Bay | High-Bay Luminaires for Commercial and Industrial Buildings | Standard | FALSE | [9 empty] | 41780 |  |  | Yes | Product Updated on 3/8/2017 | 4.1 | 24554 | 127.2 | 193 | 20 | 0.9 | 4000 | 80
PT7QBAW9 | Philips Day-Brite | Philips Day-Brite | FBX24LL40-(UNV120208240277)-W-(MD360MD360DEMLED55SWI) | Indoor Luminaires | High-Bay | High-Bay Luminaires for Commercial and Industrial Buildings | Standard | FALSE | [9 empty] | 41780 |  |  | Yes | Product Updated on 3/8/2017 | 4.1 | 24554 | 132.7 | 185 | 20 | 0.9 | 4000 | 80
PPAGXAAF | Philips Day-Brite | Philips Day-Brite | FBX24LL40-(UNV120208240277)-A-LPA-(MD360MD360DEMLED55SWI) | Indoor Luminaires | High-Bay | High-Bay Luminaires for Commercial and Industrial Buildings | Standard | FALSE | [9 empty] | 41780 |  |  | Yes | Product Updated on 3/8/2017 | 4.1 | 22539 | 121.8 | 185 | 20 | 0.9 | 4000 | 80
PAEGGDGV | Philips Day-Brite | Philips Day-Brite | FBX24LL40-347-A-LPA | Indoor Luminaires | High-Bay | High-Bay Luminaires for Commercial and Industrial Buildings | Standard | FALSE | [9 empty] | 41780 |  |  | Yes | Product Updated on 3/8/2017 | 4.1 | 22539 | 116.8 | 193 | 20 | 0.9 | 4000 | 80
PVXAE8SN | Philips Day-Brite | Philips Day-Brite | FBX24LL40-347-M-LCA | Indoor Luminaires | High-Bay | High-Bay Luminaires for Commercial and Industrial Buildings | Standard | FALSE | [9 empty] | 41780 |  |  | Yes | Product Updated on 3/8/2017 | 4.1 | 24128 | 125 | 193 | 20 | 0.9 | 4000 | 80
PKSYX5PT | Philips Day-Brite | Philips Day-Brite | FBX24LL40-(UNV120208240277)-M-LCA-(MD360MD360DEMLED55SWI) | Indoor Luminaires | High-Bay | High-Bay Luminaires for Commercial and Industrial Buildings | Standard | FALSE | [9 empty] | 41780 |  |  | Yes | Product Updated on 3/8/2017 | 4.1 | 24128 | 130.4 | 185 | 20 | 0.9 | 4000 | 80
PBY7XARZ | Philips Day-Brite | Philips Day-Brite | FBX24LL40-347-N-LCA | Indoor Luminaires | High-Bay | High-Bay Luminaires for Commercial and Industrial Buildings | Standard | FALSE | [9 empty] | 41780 |  |  | Yes | Product Updated on 3/8/2017 | 4.1 | 24088 | 124.8 | 193 | 20 | 0.9 | 4000 | 80
PBTQBQ1W | Philips Day-Brite | Philips Day-Brite | FBX24LL40-(UNV120208240277)-N-LCA-(MD360MD360DEMLED55SWI) | Indoor Luminaires | High-Bay | High-Bay Luminaires for Commercial and Industrial Buildings | Standard | FALSE | [9 empty] | 41780 |  |  | Yes | Product Updated on 3/8/2017 | 4.1 | 24088 | 130.2 | 185 | 20 | 0.9 | 4000 | 80
PHXP1YRW | Philips Day-Brite | Philips Day-Brite | FBX24LL40-(UNV120208240277)-_-LCA-(MD360MD360DEMLED55SWI) | Indoor Luminaires | High-Bay | High-Bay Luminaires for Commercial and Industrial Buildings | Standard | FALSE | [9 empty] | 41780 |  |  | Yes | Product Updated on 3/8/2017 | 4.1 | 23170 | 125.2 | 185 | 20 | 0.9 | 4000 | 80
P98BXHNT | Philips Day-Brite | Philips Day-Brite | FBX24LL40-347-_-LCA | Indoor Luminaires | High-Bay | High-Bay Luminaires for Commercial and Industrial Buildings | Standard | FALSE | [9 empty] | 41780 |  |  | Yes | Product Updated on 3/8/2017 | 4.1 | 23170 | 120.1 | 193 | 20 | 0.9 | 4000 | 80
PQWFZBZ4 | Philips Day-Brite | Philips Day-Brite | FBX24LL40-347-W-LCA | Indoor Luminaires | High-Bay | High-Bay Luminaires for Commercial and Industrial Buildings | Standard | FALSE | [9 empty] | 41780 |  |  | Yes | Product Updated on 3/8/2017 | 4.1 | 23594 | 122.2 | 193 | 20 | 0.9 | 4000 | 80
P1HWKM3S | Philips Day-Brite | Philips Day-Brite | FBX24LL40-(UNV120208240277)-W-LCA-(MD360MD360DEMLED55SWI) | Indoor Luminaires | High-Bay | High-Bay Luminaires for Commercial and Industrial Buildings | Standard | FALSE | [9 empty] | 41780 |  |  | Yes | Product Updated on 3/8/2017 | 4.1 | 23594 | 127.5 | 185 | 20 | 0.9 | 4000 | 80
PVJZ9G97 | Philips Day-Brite | Philips Day-Brite | FBX20LL40-(UNV120208240277)-A-LCA-(MD360MD360DEMLED55SWI) | Indoor Luminaires | High-Bay | High-Bay Luminaires for Commercial and Industrial Buildings | Standard | FALSE | [9 empty] | 41780 |  |  | Yes | Product Updated on 3/8/2017 | 4.1 | 19559 | 129.0171 | 151.6 | 20 | 0.9 | 4000 | 80
PQGSDB95 | Philips Day-Brite | Philips Day-Brite | FBX20LL40-347-A-LCA | Indoor Luminaires | High-Bay | High-Bay Luminaires for Commercial and Industrial Buildings | Standard | FALSE | [9 empty] | 41780 |  |  | Yes | Product Updated on 3/8/2017 | 4.1 | 19559 | 130.4 | 150 | 20 | 0.9 | 4000 | 80
P3JS7H79 | Philips Day-Brite | Philips Day-Brite | FBX24LL40-347-N-LPA | Indoor Luminaires | High-Bay | High-Bay Luminaires for Commercial and Industrial Buildings | Standard | FALSE | [9 empty] | 41780 |  |  | Yes | Product Updated on 3/8/2017 | 4.1 | 23221 | 120.3 | 193 | 20 | 0.9 | 4000 | 80
P31S974M | Philips Day-Brite | Philips Day-Brite | FBX24LL40-(UNV120208240277)-N-LPA-(MD360MD360DEMLED55SWI) | Indoor Luminaires | High-Bay | High-Bay Luminaires for Commercial and Industrial Buildings | Standard | FALSE | [9 empty] | 41780 |  |  | Yes | Product Updated on 3/8/2017 | 4.1 | 23221 | 125.5 | 185 | 20 | 0.9 | 4000 | 80
PVUKVR8Z | Philips Day-Brite | Philips Day-Brite | FBX24LL40-347-M-LPA | Indoor Luminaires | High-Bay | High-Bay Luminaires for Commercial and Industrial Buildings | Standard | FALSE | [9 empty] | 41780 |  |  | Yes | Product Updated on 3/8/2017 | 4.1 | 23248 | 120.5 | 193 | 20 | 0.9 | 4000 | 80
PNYR3END | Philips Day-Brite | Philips Day-Brite | FBX24LL40-(UNV120208240277)-M-LPA-(MD360MD360DEMLED55SWI) | Indoor Luminaires | High-Bay | High-Bay Luminaires for Commercial and Industrial Buildings | Standard | FALSE | [9 empty] | 41780 |  |  | Yes | Product Updated on 3/8/2017 | 4.1 | 23248 | 125.7 | 185 | 20 | 0.9 | 4000 | 80
PJJS4GJZ | Philips Day-Brite | Philips Day-Brite | FBX24LL40-(UNV120208240277)-_-LPA-(MD360MD360DEMLED55SWI) | Indoor Luminaires | High-Bay | High-Bay Luminaires for Commercial and Industrial Buildings | Standard | FALSE | [9 empty] | 41780 |  |  | Yes | Product Updated on 3/8/2017 | 4.1 | 22493 | 121.6 | 185 | 20 | 0.9 | 4000 | 80
P7EGPAQC | Philips Day-Brite | Philips Day-Brite | FBX24LL40-347-_-LPA | Indoor Luminaires | High-Bay | High-Bay Luminaires for Commercial and Industrial Buildings | Standard | FALSE | [9 empty] | 41780 |  |  | Yes | Product Updated on 3/8/2017 | 4.1 | 22493 | 116.5 | 193 | 20 | 0.9 | 4000 | 80
PTZKPUGT | Philips Day-Brite | Philips Day-Brite | FBX24LL40-(UNV120208240277)-W-LPA-(MD360MD360DEMLED55SWI) | Indoor Luminaires | High-Bay | High-Bay Luminaires for Commercial and Industrial Buildings | Standard | FALSE | [9 empty] | 41780 |  |  | No | Product Updated on 3/8/2017 | 4.1 | 22909 | 123.8 | 185 | 20 | 0.9 | 4000 | 80
P5MD9FVR | Philips Day-Brite | Philips Day-Brite | FBX24LL40-347-W-LPA | Indoor Luminaires | High-Bay | High-Bay Luminaires for Commercial and Industrial Buildings | Standard | FALSE | [9 empty] | 41780 |  |  | Yes | Product Updated on 3/8/2017 | 4.1 | 22909 | 118.7 | 193 | 20 | 0.9 | 4000 | 80
PJC9C8U5 | Philips Day-Brite | Philips Day-Brite | FBX20LL40-(UNV120208240277)-M-(MD360MD360DEMLED55SWI) | Indoor Luminaires | High-Bay | High-Bay Luminaires for Commercial and Industrial Buildings | Premium | FALSE | [9 empty] | 41780 |  |  | Yes | Product Updated on 3/8/2017 | 4.1 | 20530 | 135.4222 | 151.6 | 20 | 0.9 | 4000 | 80
P9D4QMMQ | Philips Day-Brite | Philips Day-Brite | FBX20LL40-347-M | Indoor Luminaires | High-Bay | High-Bay Luminaires for Commercial and Industrial Buildings | Premium | FALSE | [9 empty] | 41780 |  |  | Yes | Product Updated on 3/8/2017 | 4.1 | 20530 | 136.9 | 150 | 20 | 0.9 | 4000 | 80
PW1WU6HR | Philips Day-Brite | Philips Day-Brite | FBX20LL40-347-N | Indoor Luminaires | High-Bay | High-Bay Luminaires for Commercial and Industrial Buildings | Premium | FALSE | [9 empty] | 41780 |  |  | Yes | Product Updated on 3/8/2017 | 4.1 | 20536 | 136.9 | 150 | 20 | 0.9 | 4000 | 80
PS95U47K | Philips Day-Brite | Philips Day-Brite | FBX20LL40-(UNV120208240277)-N-(MD360MD360DEMLED55SWI) | Indoor Luminaires | High-Bay | High-Bay Luminaires for Commercial and Industrial Buildings | Premium | FALSE | [9 empty] | 41780 |  |  | Yes | Product Updated on 3/8/2017 | 4.1 | 20536 | 135.4617 | 151.6 | 20 | 0.9 | 4000 | 80
PNPJZWKM | Philips Day-Brite | Philips Day-Brite | FBX20LL40-(UNV120208240277)-A-LPA-(MD360MD360DEMLED55SWI) | Indoor Luminaires | High-Bay | High-Bay Luminaires for Commercial and Industrial Buildings | Standard | FALSE | [9 empty] | 41780 |  |  | Yes | Product Updated on 3/8/2017 | 4.1 | 18946 | 124.9736 | 151.6 | 20 | 0.9 | 4000 | 80
P6TBEKWT | Philips Day-Brite | Philips Day-Brite | FBX20LL40-347-A-LPA | Indoor Luminaires | High-Bay | High-Bay Luminaires for Commercial and Industrial Buildings | Standard | FALSE | [9 empty] | 41780 |  |  | Yes | Product Updated on 3/8/2017 | 4.1 | 18946 | 126.3 | 150 | 20 | 0.9 | 4000 | 80
PYDPD295 | Philips Day-Brite | Philips Day-Brite | FBX20LL40-(UNV120208240277)-W-(MD360MD360DEMLED55SWI) | Indoor Luminaires | High-Bay | High-Bay Luminaires for Commercial and Industrial Buildings | Standard | FALSE | [9 empty] | 41780 |  |  | Yes | Product Updated on 3/8/2017 | 4.1 | 20052 | 132.2691 | 151.6 | 20 | 0.9 | 4000 | 80
PVP2QG1P | Philips Day-Brite | Philips Day-Brite | FBX20LL40-347-W | Indoor Luminaires | High-Bay | High-Bay Luminaires for Commercial and Industrial Buildings | Premium | FALSE | [9 empty] | 41780 |  |  | Yes | Product Updated on 3/8/2017 | 4.1 | 20052 | 133.7 | 150 | 20 | 0.9 | 4000 | 80
PN5ACGPG | Philips Day-Brite | Philips Day-Brite | FBX20LL40-(UNV120208240277)-M-LCA-(MD360MD360DEMLED55SWI) | Indoor Luminaires | High-Bay | High-Bay Luminaires for Commercial and Industrial Buildings | Standard | FALSE | [9 empty] | 41780 |  |  | Yes | Product Updated on 3/8/2017 | 4.1 | 19905 | 131.2995 | 151.6 | 20 | 0.9 | 4000 | 80
P9MCK41G | Philips Day-Brite | Philips Day-Brite | FBX20LL40-347-M-LCA | Indoor Luminaires | High-Bay | High-Bay Luminaires for Commercial and Industrial Buildings | Standard | FALSE | [9 empty] | 41780 |  |  | Yes | Product Updated on 3/8/2017 | 4.1 | 19905 | 132.7 | 150 | 20 | 0.9 | 4000 | 80
PF16JRCU | Philips Day-Brite | Philips Day-Brite | FBX20LL40-(UNV120208240277)-N-LCA-(MD360MD360DEMLED55SWI) | Indoor Luminaires | High-Bay | High-Bay Luminaires for Commercial and Industrial Buildings | Premium | TRUE | [9 empty] | 41780 |  |  | Yes | Product Updated on 3/8/2017 | 4.1 | 19730 | 130.1451 | 151.6 | 20 | 0.9 | 4000 | 80
PCYY1XRC | Philips Day-Brite | Philips Day-Brite | FBX20LL40-347-N-LCA | Indoor Luminaires | High-Bay | High-Bay Luminaires for Commercial and Industrial Buildings | Standard | FALSE | [9 empty] | 41780 |  |  | Yes | Product Updated on 3/8/2017 | 4.1 | 19817 | 132.1 | 150 | 20 | 0.9 | 4000 | 80
PBHDVHMX | Philips Day-Brite | Philips Day-Brite | FBX20LL40-(UNV120208240277)-_-LCA-(MD360MD360DEMLED55SWI) | Indoor Luminaires | High-Bay | High-Bay Luminaires for Commercial and Industrial Buildings | Standard | FALSE | [9 empty] | 41780 |  |  | Yes | Product Updated on 3/8/2017 | 4.1 | 18905 | 124.7032 | 151.6 | 20 | 0.9 | 4000 | 80
PADC5EMT | Philips Day-Brite | Philips Day-Brite | FBX20LL40-347-_-LCA | Indoor Luminaires | High-Bay | High-Bay Luminaires for Commercial and Industrial Buildings | Standard | FALSE | [9 empty] | 41780 |  |  | Yes | Product Updated on 3/8/2017 | 4.1 | 18905 | 126 | 150 | 20 | 0.9 | 4000 | 80
PJVYDQ8E | Philips Day-Brite | Philips Day-Brite | FBX24LL40-347-A-LFA | Indoor Luminaires | High-Bay | High-Bay Luminaires for Commercial and Industrial Buildings | Standard | FALSE | [9 empty] | 41780 |  |  | Yes | Product Updated on 3/8/2017 | 4.1 | 21362 | 110.7 | 193 | 20 | 0.9 | 4000 | 80
P774NPEM | Philips Day-Brite | Philips Day-Brite | FBX24LL40-(UNV120208240277)-A-LFA-(MD360MD360DEMLED55SWI) | Indoor Luminaires | High-Bay | High-Bay Luminaires for Commercial and Industrial Buildings | Standard | FALSE | [9 empty] | 41780 |  |  | Yes | Product Updated on 3/8/2017 | 4.1 | 21362 | 115.5 | 185 | 20 | 0.9 | 4000 | 80
PWS27S1H | Philips Day-Brite | Philips Day-Brite | FBX20LL40-347-W-LCA | Indoor Luminaires | High-Bay | High-Bay Luminaires for Commercial and Industrial Buildings | Standard | FALSE | [9 empty] | 41780 |  |  | Yes | Product Updated on 3/8/2017 | 4.1 | 19266 | 128.4 | 150 | 20 | 0.9 | 4000 | 80
P6ETPS6J | Philips Day-Brite | Philips Day-Brite | FBX20LL40-(UNV120208240277)-W-LCA-(MD360MD360DEMLED55SWI) | Indoor Luminaires | High-Bay | High-Bay Luminaires for Commercial and Industrial Buildings | Standard | FALSE | [9 empty] | 41780 |  |  | Yes | Product Updated on 3/8/2017 | 4.1 | 19266 | 127.0844 | 151.6 | 20 | 0.9 | 4000 | 80
PW92R939 | Philips Day-Brite | Philips Day-Brite | FBX20LL40-(UNV120208240277)-N-LPA-(MD360MD360DEMLED55SWI) | Indoor Luminaires | High-Bay | High-Bay Luminaires for Commercial and Industrial Buildings | Standard | FALSE | [9 empty] | 41780 |  |  | Yes | Product Updated on 3/8/2017 | 4.1 | 19160 | 126.3852 | 151.6 | 20 | 0.9 | 4000 | 80
P5SCVVG1 | Philips Day-Brite | Philips Day-Brite | FBX20LL40-347-N-LPA | Indoor Luminaires | High-Bay | High-Bay Luminaires for Commercial and Industrial Buildings | Standard | FALSE | [9 empty] | 41780 |  |  | Yes | Product Updated on 3/8/2017 | 4.1 | 19160 | 127.7 | 150 | 20 | 0.9 | 4000 | 80
PJQ6Y525 | Philips Day-Brite | Philips Day-Brite | FBX20LL40-(UNV120208240277)-M-LPA-(MD360MD360DEMLED55SWI) | Indoor Luminaires | High-Bay | High-Bay Luminaires for Commercial and Industrial Buildings | Standard | FALSE | [9 empty] | 41780 |  |  | Yes | Product Updated on 3/8/2017 | 4.1 | 19154 | 126.3457 | 151.6 | 20 | 0.9 | 4000 | 80
PHUQY6DZ | Philips Day-Brite | Philips Day-Brite | FBX20LL40-347-M-LPA | Indoor Luminaires | High-Bay | High-Bay Luminaires for Commercial and Industrial Buildings | Standard | FALSE | [9 empty] | 41780 |  |  | Yes | Product Updated on 3/8/2017 | 4.1 | 19154 | 127.7 | 150 | 20 | 0.9 | 4000 | 80
PRE1T146 | Philips Day-Brite | Philips Day-Brite | FBX24LL40-(UNV120208240277)-N-LFA-(MD360MD360DEMLED55SWI) | Indoor Luminaires | High-Bay | High-Bay Luminaires for Commercial and Industrial Buildings | Standard | FALSE | [9 empty] | 41780 |  |  | Yes | Product Updated on 3/8/2017 | 4.1 | 22539 | 121.8 | 185 | 20 | 0.9 | 4000 | 80
P7Y8SR2D | Philips Day-Brite | Philips Day-Brite | FBX24LL40-347-N-LFA | Indoor Luminaires | High-Bay | High-Bay Luminaires for Commercial and Industrial Buildings | Standard | FALSE | [9 empty] | 41780 |  |  | Yes | Product Updated on 3/8/2017 | 4.1 | 22539 | 116.8 | 193 | 20 | 0.9 | 4000 | 80
PTHREACN | Philips Day-Brite | Philips Day-Brite | FBX24LL40-(UNV120208240277)-M-LFA-(MD360MD360DEMLED55SWI) | Indoor Luminaires | High-Bay | High-Bay Luminaires for Commercial and Industrial Buildings | Standard | FALSE | [9 empty] | 41780 |  |  | Yes | Product Updated on 3/8/2017 | 4.1 | 22399 | 121.1 | 185 | 20 | 0.9 | 4000 | 80
P6M8ZF8Y | Philips Day-Brite | Philips Day-Brite | FBX24LL40-347-M-LFA | Indoor Luminaires | High-Bay | High-Bay Luminaires for Commercial and Industrial Buildings | Standard | FALSE | [9 empty] | 41780 |  |  | Yes | Product Updated on 3/8/2017 | 4.1 | 22399 | 116.1 | 193 | 20 | 0.9 | 4000 | 80
PR78FNSC | Philips Day-Brite | Philips Day-Brite | FBX20LL40-(UNV120208240277)-_-LPA-(MD360MD360DEMLED55SWI) | Indoor Luminaires | High-Bay | High-Bay Luminaires for Commercial and Industrial Buildings | Standard | FALSE | [9 empty] | 41780 |  |  | Yes | Product Updated on 3/8/2017 | 4.1 | 18313 | 120.7982 | 151.6 | 20 | 0.9 | 4000 | 80
PNZC2HXU | Philips Day-Brite | Philips Day-Brite | FBX20LL40-347-_-LPA | Indoor Luminaires | High-Bay | High-Bay Luminaires for Commercial and Industrial Buildings | Standard | FALSE | [9 empty] | 41780 |  |  | Yes | Product Updated on 3/8/2017 | 4.1 | 18313 | 122.1 | 150 | 20 | 0.9 | 4000 | 80
PVA9QEXZ | Philips Day-Brite | Philips Day-Brite | FBX24LL40-347-_-LFA | Indoor Luminaires | High-Bay | High-Bay Luminaires for Commercial and Industrial Buildings | Standard | FALSE | [9 empty] | 41780 |  |  | Yes | Product Updated on 3/8/2017 | 4.1 | 21603 | 111.9 | 193 | 20 | 0.9 | 4000 | 80
P71DDN4U | Philips Day-Brite | Philips Day-Brite | FBX24LL40-(UNV120208240277)-_-LFA-(MD360MD360DEMLED55SWI) | Indoor Luminaires | High-Bay | High-Bay Luminaires for Commercial and Industrial Buildings | Standard | FALSE | [9 empty] | 41780 |  |  | Yes | Product Updated on 3/8/2017 | 4.1 | 21603 | 116.8 | 185 | 20 | 0.9 | 4000 | 80
PDQ756D1 | Philips Day-Brite | Philips Day-Brite | FBX20LL40-347-W-LPA | Indoor Luminaires | High-Bay | High-Bay Luminaires for Commercial and Industrial Buildings | Standard | FALSE | [9 empty] | 41780 |  |  | Yes | Product Updated on 3/8/2017 | 4.1 | 18709 | 124.7 | 150 | 20 | 0.9 | 4000 | 80
P6YGWY86 | Philips Day-Brite | Philips Day-Brite | FBX20LL40-(UNV120208240277)-W-LPA-(MD360MD360DEMLED55SWI) | Indoor Luminaires | High-Bay | High-Bay Luminaires for Commercial and Industrial Buildings | Standard | FALSE | [9 empty] | 41780 |  |  | No | Product Updated on 3/8/2017 | 4.1 | 18709 | 123.4103 | 151.6 | 20 | 0.9 | 4000 | 80
PZADWM17 | Philips Day-Brite | Philips Day-Brite | FBX24LL40-(UNV120208240277)-W-LFA-(MD360MD360DEMLED55SWI) | Indoor Luminaires | High-Bay | High-Bay Luminaires for Commercial and Industrial Buildings | Standard | FALSE | [9 empty] | 41780 |  |  | Yes | Product Updated on 3/8/2017 | 4.1 | 21626 | 116.9 | 185 | 20 | 0.9 | 4000 | 80
PYACFT8X | Philips Day-Brite | Philips Day-Brite | FBX24LL40-347-W-LFA | Indoor Luminaires | High-Bay | High-Bay Luminaires for Commercial and Industrial Buildings | Standard | FALSE | [9 empty] | 41780 |  |  | Yes | Product Updated on 3/8/2017 | 4.1 | 21626 | 112.1 | 193 | 20 | 0.9 | 4000 | 80
PBRUMV2Q | Philips Day-Brite | Philips Day-Brite | FBX20LL40-347-A-LFA | Indoor Luminaires | High-Bay | High-Bay Luminaires for Commercial and Industrial Buildings | Standard | FALSE | [9 empty] | 41780 |  |  | Yes | Product Updated on 3/8/2017 | 4.1 | 17330 | 115.5 | 150 | 20 | 0.9 | 4000 | 80
P7XUKZXK | Philips Day-Brite | Philips Day-Brite | FBX20LL40-(UNV120208240277)-A-LFA-(MD360MD360DEMLED55SWI) | Indoor Luminaires | High-Bay | High-Bay Luminaires for Commercial and Industrial Buildings | Standard | FALSE | [9 empty] | 41780 |  |  | Yes | Product Updated on 3/8/2017 | 4.1 | 17330 | 114.314 | 151.6 | 20 | 0.9 | 4000 | 80
PERA1AHV | Philips Day-Brite | Philips Day-Brite | FBX20LL40-347-N-LFA | Indoor Luminaires | High-Bay | High-Bay Luminaires for Commercial and Industrial Buildings | Standard | FALSE | [9 empty] | 41780 |  |  | Yes | Product Updated on 3/8/2017 | 4.1 | 18497 | 123.3 | 150 | 20 | 0.9 | 4000 | 80
P2TGSHD6 | Philips Day-Brite | Philips Day-Brite | FBX20LL40-(UNV120208240277)-N-LFA-(MD360MD360DEMLED55SWI) | Indoor Luminaires | High-Bay | High-Bay Luminaires for Commercial and Industrial Buildings | Standard | FALSE | [9 empty] | 41780 |  |  | Yes | Product Updated on 3/8/2017 | 4.1 | 18497 | 122.0119 | 151.6 | 20 | 0.9 | 4000 | 80
PR3J7EKT | Philips Day-Brite | Philips Day-Brite | FBX20LL40-(UNV120208240277)-M-LFA-(MD360MD360DEMLED55SWI) | Indoor Luminaires | High-Bay | High-Bay Luminaires for Commercial and Industrial Buildings | Standard | FALSE | [9 empty] | 41780 |  |  | Yes | Product Updated on 3/8/2017 | 4.1 | 18353 | 121.062 | 151.6 | 20 | 0.9 | 4000 | 80
PKYUBZAM | Philips Day-Brite | Philips Day-Brite | FBX20LL40-347-M-LFA | Indoor Luminaires | High-Bay | High-Bay Luminaires for Commercial and Industrial Buildings | Standard | FALSE | [9 empty] | 41780 |  |  | Yes | Product Updated on 3/8/2017 | 4.1 | 18353 | 122.4 | 150 | 20 | 0.9 | 4000 | 80
PXSEYCY6 | Philips Day-Brite | Philips Day-Brite | FBX20LL40-347-_-LFA | Indoor Luminaires | High-Bay | High-Bay Luminaires for Commercial and Industrial Buildings | Standard | FALSE | [9 empty] | 41780 |  |  | Yes | Product Updated on 3/8/2017 | 4.1 | 17617 | 117.4 | 150 | 20 | 0.9 | 4000 | 80
P2ZSJEEH | Philips Day-Brite | Philips Day-Brite | FBX20LL40-(UNV120208240277)-_-LFA-(MD360MD360DEMLED55SWI) | Indoor Luminaires | High-Bay | High-Bay Luminaires for Commercial and Industrial Buildings | Standard | FALSE | [9 empty] | 41780 |  |  | Yes | Product Updated on 3/8/2017 | 4.1 | 17617 | 116.2071 | 151.6 | 20 | 0.9 | 4000 | 80
PBPYZH9S | Philips Day-Brite | Philips Day-Brite | FBX20LL40-(UNV120208240277)-W-LFA-(MD360MD360DEMLED55SWI) | Indoor Luminaires | High-Bay | High-Bay Luminaires for Commercial and Industrial Buildings | Standard | FALSE | [9 empty] | 41780 |  |  | Yes | Product Updated on 3/8/2017 | 4.1 | 17619 | 116.2203 | 151.6 | 20 | 0.9 | 4000 | 80
PA6MBVJD | Philips Day-Brite | Philips Day-Brite | FBX20LL40-347-W-LFA | Indoor Luminaires | High-Bay | High-Bay Luminaires for Commercial and Industrial Buildings | Standard | FALSE | [9 empty] | 41780 |  |  | Yes | Product Updated on 3/8/2017 | 4.1 | 17619 | 117.5 | 150 | 20 | 0.9 | 4000 | 80
PSW46TTK | Philips Day-Brite | Philips Day-Brite | FBX16LL40-(UNV120208240277)-M-(55) | Indoor Luminaires | High-Bay | High-Bay Luminaires for Commercial and Industrial Buildings | Standard | FALSE | [9 empty] | 41780 |  |  | No | Product Updated on 3/8/2017 | 4.1 | 16826 | 132.5 | 127 | 20 | 0.9 | 4000 | 80
PCK8HBUZ | Philips Day-Brite | Philips Day-Brite | FBX16LL40-347-M-(55) | Indoor Luminaires | High-Bay | High-Bay Luminaires for Commercial and Industrial Buildings | Standard | FALSE | [9 empty] | 41780 |  |  | No | Product Updated on 3/8/2017 | 4.1 | 16826 | 126.5 | 133 | 20 | 0.9 | 4000 | 80
PQ8D8PN1 | Philips Day-Brite | Philips Day-Brite | FBX16LL40-(UNV120208240277)-A-(55) | Indoor Luminaires | High-Bay | High-Bay Luminaires for Commercial and Industrial Buildings | Premium | FALSE | [9 empty] | 41780 |  |  | No | Product Updated on 3/8/2017 | 4.1 | 17328 | 136.4 | 127 | 20 | 0.9 | 4000 | 80
PPERFD34 | Philips Day-Brite | Philips Day-Brite | FBX16LL40-347-A-(55) | Indoor Luminaires | High-Bay | High-Bay Luminaires for Commercial and Industrial Buildings | Standard | FALSE | [9 empty] | 41780 |  |  | No | Product Updated on 3/8/2017 | 4.1 | 17328 | 130.3 | 133 | 20 | 0.9 | 4000 | 80
PAYBN65V | Philips Day-Brite | Philips Day-Brite | FBX16LL40-347-W-(55) | Indoor Luminaires | High-Bay | High-Bay Luminaires for Commercial and Industrial Buildings | Standard | FALSE | [9 empty] | 41780 |  |  | No | Product Updated on 3/8/2017 | 4.1 | 17574 | 132.1 | 133 | 20 | 0.9 | 4000 | 80
P8BBARTE | Philips Day-Brite | Philips Day-Brite | FBX16LL40-(UNV120208240277)-W-(55) | Indoor Luminaires | High-Bay | High-Bay Luminaires for Commercial and Industrial Buildings | Premium | FALSE | [9 empty] | 41780 |  |  | No | Product Updated on 3/8/2017 | 4.1 | 17574 | 138.4 | 127 | 20 | 0.9 | 4000 | 80
P5HYVF16 | Philips Day-Brite | Philips Day-Brite | FBX16LL40-347-N-(55) | Indoor Luminaires | High-Bay | High-Bay Luminaires for Commercial and Industrial Buildings | Premium | FALSE | [9 empty] | 41780 |  |  | No | Product Updated on 3/8/2017 | 4.1 | 17752 | 133.5 | 133 | 20 | 0.9 | 4000 | 80
P15RG7H1 | Philips Day-Brite | Philips Day-Brite | FBX16LL40-(UNV120208240277)-N-(55) | Indoor Luminaires | High-Bay | High-Bay Luminaires for Commercial and Industrial Buildings | Premium | FALSE | [9 empty] | 41780 |  |  | No | Product Updated on 3/8/2017 | 4.1 | 17752 | 139.8 | 127 | 20 | 0.9 | 4000 | 80
PQU3397G | Philips Day-Brite | Philips Day-Brite | FBX16LL40-347-A-LCA-(55) | Indoor Luminaires | High-Bay | High-Bay Luminaires for Commercial and Industrial Buildings | Standard | FALSE | [9 empty] | 41780 |  |  | No | Product Updated on 3/8/2017 | 4.1 | 16676 | 125.4 | 133 | 20 | 0.9 | 4000 | 80
PGTTDRGZ | Philips Day-Brite | Philips Day-Brite | FBX16LL40-(UNV120208240277)-A-LCA-(55) | Indoor Luminaires | High-Bay | High-Bay Luminaires for Commercial and Industrial Buildings | Standard | FALSE | [9 empty] | 41780 |  |  | No | Product Updated on 3/8/2017 | 4.1 | 16676 | 131.3 | 127 | 20 | 0.9 | 4000 | 80
PWUD1WBN | Philips Day-Brite | Philips Day-Brite | FBX16LL40-347-M-LCA-(55) | Indoor Luminaires | High-Bay | High-Bay Luminaires for Commercial and Industrial Buildings | Standard | FALSE | [9 empty] | 41780 |  |  | No | Product Updated on 3/8/2017 | 4.1 | 16284 | 122.4 | 133 | 20 | 0.9 | 4000 | 80
P6N8UMB6 | Philips Day-Brite | Philips Day-Brite | FBX16LL40-(UNV120208240277)-M-LCA-(55) | Indoor Luminaires | High-Bay | High-Bay Luminaires for Commercial and Industrial Buildings | Standard | FALSE | [9 empty] | 41780 |  |  | No | Product Updated on 3/8/2017 | 4.1 | 16284 | 128.2 | 127 | 20 | 0.9 | 4000 | 80
PWE7J5XH | Philips Day-Brite | Philips Day-Brite | FBX16LL40-347-W-LCA-(55) | Indoor Luminaires | High-Bay | High-Bay Luminaires for Commercial and Industrial Buildings | Standard | FALSE | [9 empty] | 41780 |  |  | No | Product Updated on 3/8/2017 | 4.1 | 16962 | 127.5 | 133 | 20 | 0.9 | 4000 | 80
PSSMQ3FS | Philips Day-Brite | Philips Day-Brite | FBX16LL40-(UNV120208240277)-W-LCA-(55) | Indoor Luminaires | High-Bay | High-Bay Luminaires for Commercial and Industrial Buildings | Premium | FALSE | [9 empty] | 41780 |  |  | No | Product Updated on 3/8/2017 | 4.1 | 16962 | 133.6 | 127 | 20 | 0.9 | 4000 | 80
PXQBSVD8 | Philips Day-Brite | Philips Day-Brite | FBX16LL40-347-_-LCA-(55) | Indoor Luminaires | High-Bay | High-Bay Luminaires for Commercial and Industrial Buildings | Standard | FALSE | [9 empty] | 41780 |  |  | No | Product Updated on 3/8/2017 | 4.1 | 16952 | 127.5 | 133 | 20 | 0.9 | 4000 | 80
P14R67Z2 | Philips Day-Brite | Philips Day-Brite | FBX16LL40-(UNV120208240277)-_-LCA-(55) | Indoor Luminaires | High-Bay | High-Bay Luminaires for Commercial and Industrial Buildings | Premium | FALSE | [9 empty] | 41780 |  |  | No | Product Updated on 3/8/2017 | 4.1 | 16952 | 133.5 | 127 | 20 | 0.9 | 4000 | 80
PCRW5R3M | Philips Day-Brite | Philips Day-Brite | FBX16LL40-347-N-LCA-(55) | Indoor Luminaires | High-Bay | High-Bay Luminaires for Commercial and Industrial Buildings | Standard | FALSE | [9 empty] | 41780 |  |  | No | Product Updated on 3/8/2017 | 4.1 | 17136 | 128.8 | 133 | 20 | 0.9 | 4000 | 80
P7ZH8ZPG | Philips Day-Brite | Philips Day-Brite | FBX16LL40-(UNV120208240277)-N-LCA-(55) | Indoor Luminaires | High-Bay | High-Bay Luminaires for Commercial and Industrial Buildings | Premium | FALSE | [9 empty] | 41780 |  |  | No | Product Updated on 3/8/2017 | 4.1 | 17136 | 134.9 | 127 | 20 | 0.9 | 4000 | 80
PFSNZ11G | Philips Day-Brite | Philips Day-Brite | FBX16LL40-347-M-LPA-(55) | Indoor Luminaires | High-Bay | High-Bay Luminaires for Commercial and Industrial Buildings | Standard | FALSE | [9 empty] | 41780 |  |  | No | Product Updated on 3/8/2017 | 4.1 | 15699 | 118 | 133 | 20 | 0.9 | 4000 | 80
P5X24SC2 | Philips Day-Brite | Philips Day-Brite | FBX16LL40-(UNV120208240277)-M-LPA-(55) | Indoor Luminaires | High-Bay | High-Bay Luminaires for Commercial and Industrial Buildings | Standard | FALSE | [9 empty] | 41780 |  |  | No | Product Updated on 3/8/2017 | 4.1 | 15699 | 123.6 | 127 | 20 | 0.9 | 4000 | 80
PFHBFQXX | Philips Day-Brite | Philips Day-Brite | FBX16LL40-(UNV120208240277)-N-LPA-(55) | Indoor Luminaires | High-Bay | High-Bay Luminaires for Commercial and Industrial Buildings | Standard | FALSE | [9 empty] | 41780 |  |  | No | Product Updated on 3/8/2017 | 4.1 | 16563 | 130.4 | 127 | 20 | 0.9 | 4000 | 80
P4T7BJD3 | Philips Day-Brite | Philips Day-Brite | FBX16LL40-347-N-LPA-(55) | Indoor Luminaires | High-Bay | High-Bay Luminaires for Commercial and Industrial Buildings | Standard | FALSE | [9 empty] | 41780 |  |  | No | Product Updated on 3/8/2017 | 4.1 | 16563 | 124.5 | 133 | 20 | 0.9 | 4000 | 80
PXGHSGRT | Philips Day-Brite | Philips Day-Brite | FBX16LL40-(UNV120208240277)-A-LPA-(55) | Indoor Luminaires | High-Bay | High-Bay Luminaires for Commercial and Industrial Buildings | Standard | FALSE | [9 empty] | 41780 |  |  | No | Product Updated on 3/8/2017 | 4.1 | 16167 | 127.3 | 127 | 20 | 0.9 | 4000 | 80
P1DSXAW5 | Philips Day-Brite | Philips Day-Brite | FBX16LL40-347-A-LPA-(55) | Indoor Luminaires | High-Bay | High-Bay Luminaires for Commercial and Industrial Buildings | Standard | FALSE | [9 empty] | 41780 |  |  | No | Product Updated on 3/8/2017 | 4.1 | 16167 | 121.6 | 133 | 20 | 0.9 | 4000 | 80
PXF8H5BY | Philips Day-Brite | Philips Day-Brite | FBX16LL40-347-_-LPA-(55) | Indoor Luminaires | High-Bay | High-Bay Luminaires for Commercial and Industrial Buildings | Standard | FALSE | [9 empty] | 41780 |  |  | No | Product Updated on 3/8/2017 | 4.1 | 16421 | 123.5 | 133 | 20 | 0.9 | 4000 | 80
P8NS2BTH | Philips Day-Brite | Philips Day-Brite | FBX16LL40-(UNV120208240277)-_-LPA-(55) | Indoor Luminaires | High-Bay | High-Bay Luminaires for Commercial and Industrial Buildings | Standard | FALSE | [9 empty] | 41780 |  |  | No | Product Updated on 3/8/2017 | 4.1 | 16421 | 129.3 | 127 | 20 | 0.9 | 4000 | 80
PBJX534U | Philips Day-Brite | Philips Day-Brite | FBX16LL40-347-W-LPA-(55) | Indoor Luminaires | High-Bay | High-Bay Luminaires for Commercial and Industrial Buildings | Standard | FALSE | [9 empty] | 41780 |  |  | No | Product Updated on 3/8/2017 | 4.1 | 16397 | 123.3 | 133 | 20 | 0.9 | 4000 | 80
P2K8T4TU | Philips Day-Brite | Philips Day-Brite | FBX16LL40-(UNV120208240277)-W-LPA-(55) | Indoor Luminaires | High-Bay | High-Bay Luminaires for Commercial and Industrial Buildings | Standard | FALSE | [9 empty] | 41780 |  |  | No | Product Updated on 3/8/2017 | 4.1 | 16397 | 129.1 | 127 | 20 | 0.9 | 4000 | 80
PE6R69JJ | Philips Day-Brite | Philips Day-Brite | FBX16LL40-(UNV120208240277)-N-LFA-(55) | Indoor Luminaires | High-Bay | High-Bay Luminaires for Commercial and Industrial Buildings | Standard | FALSE | [9 empty] | 41780 |  |  | No | Product Updated on 3/8/2017 | 4.1 | 15464 | 121.8 | 127 | 20 | 0.9 | 4000 | 80
PPBARBA5 | Philips Day-Brite | Philips Day-Brite | FBX16LL40-(UNV120208240277)-M-LFA-(55) | Indoor Luminaires | High-Bay | High-Bay Luminaires for Commercial and Industrial Buildings | Standard | FALSE | [9 empty] | 41780 |  |  | No | Product Updated on 3/8/2017 | 4.1 | 15216 | 119.8 | 127 | 20 | 0.9 | 4000 | 80
PD6VE7JZ | Philips Day-Brite | Philips Day-Brite | FBX16LL40-(UNV120208240277)-_-LFA-(55) | Indoor Luminaires | High-Bay | High-Bay Luminaires for Commercial and Industrial Buildings | Standard | FALSE | [9 empty] | 41780 |  |  | No | Product Updated on 3/8/2017 | 4.1 | 15916 | 125.3 | 127 | 20 | 0.9 | 4000 | 80
PCT4AHAE | Philips Day-Brite | Philips Day-Brite | FBX16LL40-(UNV120208240277)-A-LFA-(55) | Indoor Luminaires | High-Bay | High-Bay Luminaires for Commercial and Industrial Buildings | Standard | FALSE | [9 empty] | 41780 |  |  | No | Product Updated on 3/8/2017 | 4.1 | 15622 | 123 | 127 | 20 | 0.9 | 4000 | 80
PN3SNWYZ | Philips Day-Brite | Philips Day-Brite | FBX16LL40-(UNV120208240277)-W-LFA-(55) | Indoor Luminaires | High-Bay | High-Bay Luminaires for Commercial and Industrial Buildings | Standard | FALSE | [9 empty] | 41780 |  |  | No | Product Updated on 3/8/2017 | 4.1 | 15852 | 124.8 | 127 | 20 | 0.9 | 4000 | 80
PY276A1N | Philips Day-Brite | Philips Day-Brite | FBX12LL40-(UNV120208240277)-A-(MD360MD360DEMLED55SWI) | Indoor Luminaires | High-Bay | High-Bay Luminaires for Commercial and Industrial Buildings | Standard | FALSE | [9 empty] | 41780 |  |  | Yes | Product Updated on 3/8/2017 | 4.1 | 11902 | 124 | 96 | 20 | 0.9 | 4000 | 80
PK1V8RUS | Philips Day-Brite | Philips Day-Brite | FBX12LL40-347-A-(55) | Indoor Luminaires | High-Bay | High-Bay Luminaires for Commercial and Industrial Buildings | Standard | FALSE | [9 empty] | 41780 |  |  | Yes | Product Updated on 3/8/2017 | 4.1 | 11902 | 125.3 | 95 | 20 | 0.9 | 4000 | 80
PKFH6X1H | Philips Day-Brite | Philips Day-Brite | FBX12LL40-347-A-LCA-(55) | Indoor Luminaires | High-Bay | High-Bay Luminaires for Commercial and Industrial Buildings | Standard | FALSE | [9 empty] | 41780 |  |  | Yes | Product Updated on 3/8/2017 | 4.1 | 11434 | 120.4 | 95 | 20 | 0.9 | 4000 | 80
PKCT13Q7 | Philips Day-Brite | Philips Day-Brite | FBX12LL40-(UNV120208240277)-A-LCA-(MD360MD360DEMLED55SWI) | Indoor Luminaires | High-Bay | High-Bay Luminaires for Commercial and Industrial Buildings | Standard | FALSE | [9 empty] | 41780 |  |  | Yes | Product Updated on 3/8/2017 | 4.1 | 11434 | 119.1 | 96 | 20 | 0.9 | 4000 | 80
P9JDN7QY | Philips Day-Brite | Philips Day-Brite | FBX12LL40-347-A-LPA-(55) | Indoor Luminaires | High-Bay | High-Bay Luminaires for Commercial and Industrial Buildings | Standard | FALSE | [9 empty] | 41780 |  |  | Yes | Product Updated on 3/8/2017 | 4.1 | 11105 | 116.9 | 95 | 20 | 0.9 | 4000 | 80
P41WWJMH | Philips Day-Brite | Philips Day-Brite | FBX12LL40-(UNV120208240277)-A-LPA-(MD360MD360DEMLED55SWI) | Indoor Luminaires | High-Bay | High-Bay Luminaires for Commercial and Industrial Buildings | Standard | FALSE | [9 empty] | 41780 |  |  | Yes | Product Updated on 3/8/2017 | 4.1 | 11105 | 115.7 | 96 | 20 | 0.9 | 4000 | 80
PRSWUE35 | Philips Day-Brite | Philips Day-Brite | FBX12LL40-347-N-(55) | Indoor Luminaires | High-Bay | High-Bay Luminaires for Commercial and Industrial Buildings | Standard | FALSE | [9 empty] | 41780 |  |  | Yes | Product Updated on 3/8/2017 | 4.1 | 12311 | 129.6 | 95 | 20 | 0.9 | 4000 | 80
PAMK1QE3 | Philips Day-Brite | Philips Day-Brite | FBX12LL40-(UNV120208240277)-N-(MD360MD360DEMLED55SWI) | Indoor Luminaires | High-Bay | High-Bay Luminaires for Commercial and Industrial Buildings | Standard | FALSE | [9 empty] | 41780 |  |  | Yes | Product Updated on 3/8/2017 | 4.1 | 12311 | 128.2 | 96 | 20 | 0.9 | 4000 | 80
PS94M1HV | Philips Day-Brite | Philips Day-Brite | FBX12LL40-(UNV120208240277)-M-(MD360MD360DEMLED55SWI) | Indoor Luminaires | High-Bay | High-Bay Luminaires for Commercial and Industrial Buildings | Standard | FALSE | [9 empty] | 41780 |  |  | Yes | Product Updated on 3/8/2017 | 4.1 | 12091 | 125.9 | 96 | 20 | 0.9 | 4000 | 80
PR9FSMD3 | Philips Day-Brite | Philips Day-Brite | FBX12LL40-347-M-(55) | Indoor Luminaires | High-Bay | High-Bay Luminaires for Commercial and Industrial Buildings | Standard | FALSE | [9 empty] | 41780 |  |  | Yes | Product Updated on 3/8/2017 | 4.1 | 12091 | 127.3 | 95 | 20 | 0.9 | 4000 | 80
PPPP7T12 | Philips Day-Brite | Philips Day-Brite | FBX12LL40-(UNV120208240277)-W-(MD360MD360DEMLED55SWI) | Indoor Luminaires | High-Bay | High-Bay Luminaires for Commercial and Industrial Buildings | Standard | FALSE | [9 empty] | 41780 |  |  | Yes | Product Updated on 3/8/2017 | 4.1 | 12150 | 126.6 | 96 | 20 | 0.9 | 4000 | 80
P2FQ58T9 | Philips Day-Brite | Philips Day-Brite | FBX12LL40-347-W-(55) | Indoor Luminaires | High-Bay | High-Bay Luminaires for Commercial and Industrial Buildings | Standard | FALSE | [9 empty] | 41780 |  |  | Yes | Product Updated on 3/8/2017 | 4.1 | 12150 | 127.9 | 95 | 20 | 0.9 | 4000 | 80
PGCQKWQ4 | Philips Day-Brite | Philips Day-Brite | FBX12LL40-347-N-LCA-(55) | Indoor Luminaires | High-Bay | High-Bay Luminaires for Commercial and Industrial Buildings | Standard | FALSE | [9 empty] | 41780 |  |  | Yes | Product Updated on 3/8/2017 | 4.1 | 11891 | 125.2 | 95 | 20 | 0.9 | 4000 | 80
PDZPBFNS | Philips Day-Brite | Philips Day-Brite | FBX12LL40-(UNV120208240277)-N-LCA-(MD360MD360DEMLED55SWI) | Indoor Luminaires | High-Bay | High-Bay Luminaires for Commercial and Industrial Buildings | Standard | FALSE | [9 empty] | 41780 |  |  | Yes | Product Updated on 3/8/2017 | 4.1 | 11891 | 123.9 | 96 | 20 | 0.9 | 4000 | 80
PQ4SVNHA | Philips Day-Brite | Philips Day-Brite | FBX12LL40-347-M-LCA-(55) | Indoor Luminaires | High-Bay | High-Bay Luminaires for Commercial and Industrial Buildings | Standard | FALSE | [9 empty] | 41780 |  |  | Yes | Product Updated on 3/8/2017 | 4.1 | 11689 | 123 | 95 | 20 | 0.9 | 4000 | 80
P2X1S613 | Philips Day-Brite | Philips Day-Brite | FBX12LL40-(UNV120208240277)-M-LCA-(MD360MD360DEMLED55SWI) | Indoor Luminaires | High-Bay | High-Bay Luminaires for Commercial and Industrial Buildings | Standard | FALSE | [9 empty] | 41780 |  |  | Yes | Product Updated on 3/8/2017 | 4.1 | 11689 | 121.8 | 96 | 20 | 0.9 | 4000 | 80
PN6BHQEV | Philips Day-Brite | Philips Day-Brite | FBX12LL40-347-W-LCA-(55) | Indoor Luminaires | High-Bay | High-Bay Luminaires for Commercial and Industrial Buildings | Standard | FALSE | [9 empty] | 41780 |  |  | Yes | Product Updated on 3/8/2017 | 4.1 | 11712 | 123.3 | 95 | 20 | 0.9 | 4000 | 80
PKQ1SW99 | Philips Day-Brite | Philips Day-Brite | FBX12LL40-(UNV120208240277)-W-LCA-(MD360MD360DEMLED55SWI) | Indoor Luminaires | High-Bay | High-Bay Luminaires for Commercial and Industrial Buildings | Standard | FALSE | [9 empty] | 41780 |  |  | Yes | Product Updated on 3/8/2017 | 4.1 | 11712 | 122 | 96 | 20 | 0.9 | 4000 | 80
PJTVXSWD | Philips Day-Brite | Philips Day-Brite | FBX12LL40-(UNV120208240277)-_-LCA-(MD360MD360DEMLED55SWI) | Indoor Luminaires | High-Bay | High-Bay Luminaires for Commercial and Industrial Buildings | Standard | FALSE | [9 empty] | 41780 |  |  | Yes | Product Updated on 3/8/2017 | 4.1 | 11675 | 121.6 | 96 | 20 | 0.9 | 4000 | 80
PCFPRB7Z | Philips Day-Brite | Philips Day-Brite | FBX12LL40-347-_-LCA-(55) | Indoor Luminaires | High-Bay | High-Bay Luminaires for Commercial and Industrial Buildings | Standard | FALSE | [9 empty] | 41780 |  |  | Yes | Product Updated on 3/8/2017 | 4.1 | 11675 | 122.9 | 95 | 20 | 0.9 | 4000 | 80
PPMN71ZE | Philips Day-Brite | Philips Day-Brite | FBX12LL40-347-N-LPA-(55) | Indoor Luminaires | High-Bay | High-Bay Luminaires for Commercial and Industrial Buildings | Standard | FALSE | [9 empty] | 41780 |  |  | Yes | Product Updated on 3/8/2017 | 4.1 | 11486 | 120.9 | 95 | 20 | 0.9 | 4000 | 80
P9HEM8C6 | Philips Day-Brite | Philips Day-Brite | FBX12LL40-(UNV120208240277)-N-LPA-(MD360MD360DEMLED55SWI) | Indoor Luminaires | High-Bay | High-Bay Luminaires for Commercial and Industrial Buildings | Standard | FALSE | [9 empty] | 41780 |  |  | Yes | Product Updated on 3/8/2017 | 4.1 | 11486 | 119.6 | 96 | 20 | 0.9 | 4000 | 80
PVVR8415 | Philips Day-Brite | Philips Day-Brite | FBX12LL40-(UNV120208240277)-M-LPA-(MD360MD360DEMLED55SWI) | Indoor Luminaires | High-Bay | High-Bay Luminaires for Commercial and Industrial Buildings | Standard | FALSE | [9 empty] | 41780 |  |  | Yes | Product Updated on 3/8/2017 | 4.1 | 11281 | 117.5 | 96 | 20 | 0.9 | 4000 | 80
PKG9BSEK | Philips Day-Brite | Philips Day-Brite | FBX12LL40-347-M-LPA-(55) | Indoor Luminaires | High-Bay | High-Bay Luminaires for Commercial and Industrial Buildings | Standard | FALSE | [9 empty] | 41780 |  |  | Yes | Product Updated on 3/8/2017 | 4.1 | 11281 | 118.7 | 95 | 20 | 0.9 | 4000 | 80
PPR9KUYY | Philips Day-Brite | Philips Day-Brite | FBX12LL40-(UNV120208240277)-_-LPA-(MD360MD360DEMLED55SWI) | Indoor Luminaires | High-Bay | High-Bay Luminaires for Commercial and Industrial Buildings | Standard | FALSE | [9 empty] | 41780 |  |  | Yes | Product Updated on 3/8/2017 | 4.1 | 11342 | 118.2 | 96 | 20 | 0.9 | 4000 | 80
PHXHUE27 | Philips Day-Brite | Philips Day-Brite | FBX12LL40-347-_-LPA-(55) | Indoor Luminaires | High-Bay | High-Bay Luminaires for Commercial and Industrial Buildings | Standard | FALSE | [9 empty] | 41780 |  |  | Yes | Product Updated on 3/8/2017 | 4.1 | 11342 | 119.4 | 95 | 20 | 0.9 | 4000 | 80
PYAMQPDC | Philips Day-Brite | Philips Day-Brite | FBX12LL40-347-W-LPA-(55) | Indoor Luminaires | High-Bay | High-Bay Luminaires for Commercial and Industrial Buildings | Standard | FALSE | [9 empty] | 41780 |  |  | Yes | Product Updated on 3/8/2017 | 4.1 | 11336 | 119.3 | 95 | 20 | 0.9 | 4000 | 80
P7CHZWDA | Philips Day-Brite | Philips Day-Brite | FBX12LL40-(UNV120208240277)-W-LPA-(MD360MD360DEMLED55SWI) | Indoor Luminaires | High-Bay | High-Bay Luminaires for Commercial and Industrial Buildings | Standard | FALSE | [9 empty] | 41780 |  |  | No | Product Updated on 3/8/2017 | 4.1 | 11336 | 118.1 | 96 | 20 | 0.9 | 4000 | 80
PJNAUCK2 | Philips Day-Brite | Philips Day-Brite | FBX12LL40-347-A-LFA-(55) | Indoor Luminaires | High-Bay | High-Bay Luminaires for Commercial and Industrial Buildings | Standard | FALSE | [9 empty] | 41780 |  |  | No | Product Updated on 3/8/2017 | 4.1 | 10801 | 113.7 | 95 | 20 | 0.9 | 4000 | 80
PH5P4W58 | Philips Day-Brite | Philips Day-Brite | FBX12LL40-(UNV120208240277)-A-LFA-(MD360MD360DEMLED55SWI) | Indoor Luminaires | High-Bay | High-Bay Luminaires for Commercial and Industrial Buildings | Standard | FALSE | [9 empty] | 41780 |  |  | Yes | Product Updated on 3/8/2017 | 4.1 | 10801 | 112.5 | 96 | 20 | 0.9 | 4000 | 80
PTU81C2F | Philips Day-Brite | Philips Day-Brite | FBX12LL40-347-N-LFA-(55) | Indoor Luminaires | High-Bay | High-Bay Luminaires for Commercial and Industrial Buildings | Standard | FALSE | [9 empty] | 41780 |  |  | No | Product Updated on 3/8/2017 | 4.1 | 10813 | 113.8 | 95 | 20 | 0.9 | 4000 | 80
PHYN1EE1 | Philips Day-Brite | Philips Day-Brite | FBX12LL40-(UNV120208240277)-N-LFA-(MD360MD360DEMLED55SWI) | Indoor Luminaires | High-Bay | High-Bay Luminaires for Commercial and Industrial Buildings | Standard | FALSE | [9 empty] | 41780 |  |  | Yes | Product Updated on 3/8/2017 | 4.1 | 10813 | 112.6 | 96 | 20 | 0.9 | 4000 | 80
PC2NR7NE | Philips Day-Brite | Philips Day-Brite | FBX12LL40-(UNV120208240277)-M-LFA-(MD360MD360DEMLED55SWI) | Indoor Luminaires | High-Bay | High-Bay Luminaires for Commercial and Industrial Buildings | Standard | TRUE | 10626.9 | 121.31 | 87.6 | 22 | 0.91 | 4017 | 82.5357 | 5 | 50000 | 41780 |  |  | Yes | Product Updated on 3/8/2017 | 4.1 | 10626 | 110.7 | 96 | 20 | 0.9 | 4000 | 80
P362AAZ9 | Philips Day-Brite | Philips Day-Brite | FBX12LL40-347-M-LFA-(55) | Indoor Luminaires | High-Bay | High-Bay Luminaires for Commercial and Industrial Buildings | Standard | FALSE | [9 empty] | 41780 |  |  | No | Product Updated on 3/8/2017 | 4.1 | 10626 | 111.9 | 95 | 20 | 0.9 | 4000 | 80
PM9EYX17 | Philips Day-Brite | Philips Day-Brite | FBX12LL40-347-_-LFA-(55) | Indoor Luminaires | High-Bay | High-Bay Luminaires for Commercial and Industrial Buildings | Standard | FALSE | [9 empty] | 41780 |  |  | Yes | Product Updated on 3/8/2017 | 4.1 | 11033 | 116.1 | 95 | 20 | 0.9 | 4000 | 80
PDFJCJMK | Philips Day-Brite | Philips Day-Brite | FBX12LL40-(UNV120208240277)-_-LFA-(MD360MD360DEMLED55SWI) | Indoor Luminaires | High-Bay | High-Bay Luminaires for Commercial and Industrial Buildings | Standard | FALSE | [9 empty] | 41780 |  |  | Yes | Product Updated on 3/8/2017 | 4.1 | 11033 | 114.9 | 96 | 20 | 0.9 | 4000 | 80
PC8P2AXN | Philips Day-Brite | Philips Day-Brite | FBX12LL40-(UNV120208240277)-W-LFA-(MD360MD360DEMLED55SWI) | Indoor Luminaires | High-Bay | High-Bay Luminaires for Commercial and Industrial Buildings | Standard | FALSE | [9 empty] | 41780 |  |  | Yes | Product Updated on 3/8/2017 | 4.1 | 10956 | 114.1 | 96 | 20 | 0.9 | 4000 | 80
P4MZPJE2 | Philips Day-Brite | Philips Day-Brite | FBX12LL40-347-W-LFA-(55) | Indoor Luminaires | High-Bay | High-Bay Luminaires for Commercial and Industrial Buildings | Standard | FALSE | [9 empty] | 41780 |  |  | Yes | Product Updated on 3/8/2017 | 4.1 | 10956 | 115.3 | 95 | 20 | 0.9 | 4000 | 80
P00001FV4 | Aimlite Lighting Products | AimLite | H2L170HXXXX | Indoor Luminaires | High-Bay | High-Bay Luminaires for Commercial and Industrial Buildings | Standard | FALSE |  |  |  | 2.1 |  |  |  | 7 | 50000 | 41780 | Not Yet Verified | Not Yet Verified | NotYetVerified |  | 3 | 19320 | 115 | 168 |  | 0.95 | 5000 | 80
P00001FV6 | Aimlite Lighting Products | AimLite | H2L250HXXXX | Indoor Luminaires | High-Bay | High-Bay Luminaires for Commercial and Industrial Buildings | Standard | FALSE | [9 empty] | 41780 | Not Yet Verified | Not Yet Verified | NotYetVerified |  | 3 | 26549 | 109.3 | 250 |  | 0.95 | 5000 | 80
P00001FV5 | Aimlite Lighting Products | AimLite | H2L210HXXXX | Indoor Luminaires | High-Bay | High-Bay Luminaires for Commercial and Industrial Buildings | Standard | FALSE | [9 empty] | 41780 | Not Yet Verified | Not Yet Verified | NotYetVerified |  | 3 | 23408 | 112 | 209 |  | 0.95 | 5000 | 80
P00001JYA | The Straits Lighting Company LLC | STRAITS LIGHTING | SL901HB-17-200W-347V-50K | Indoor Luminaires | High-Bay | High-Bay Luminaires for Commercial and Industrial Buildings | Standard | TRUE | 16268 | 79.01 | 205.89 | 15.29 | 0.982 | 4929 | 78 | 5 | 36300 | 41779 |  |  | NotYetVerified |  | 3 | 17000 | 80 | 200 |  | 0.95 | 5000 | 80
P00001JY9 | The Straits Lighting Company LLC | STRAITS LIGHTING | SL901HB-17-150W-347V-50K | Indoor Luminaires | High-Bay | High-Bay Luminaires for Commercial and Industrial Buildings | Standard | TRUE | 12948 | 86.36 | 149.9 | 15.4 | 0.9749 | 5386 | 75 | 5 | 50000 | 41779 |  |  | NotYetVerified |  | 3 | 13000 | 82 | 158 |  | 0.95 | 5000 | 80
P00001JY3 | The Straits Lighting Company LLC | STRAITS LIGHTING | SL901HB-17-150W-277V-47K | Indoor Luminaires | High-Bay | High-Bay Luminaires for Commercial and Industrial Buildings | Standard | TRUE | 12302 | 81.19 | 151.52 | 10.13 | 0.952 | 4905 | 80 | 5 | 50000 | 41779 |  |  | NotYetVerified |  | 3 |  |  | 150 |  |  | 4700
P00001JY6 | The Straits Lighting Company LLC | STRAITS LIGHTING | SL901HB-17-200W-277V-47K | Indoor Luminaires | High-Bay | High-Bay Luminaires for Commercial and Industrial Buildings | Standard | TRUE | 15795 | 79.51 | 198.66 | 17.83 | 0.946 | 5084 | 78 | 5 | 50000 | 41779 |  |  | NotYetVerified |  | 3 | 16000 | 80 | 200 |  | 0.95 | 4700 | 80
P00001JY8 | The Straits Lighting Company LLC | STRAITS LIGHTING | SL901HB-17-200W-277V-55K | Indoor Luminaires | High-Bay | High-Bay Luminaires for Commercial and Industrial Buildings | Standard | FALSE | [9 empty] | 41779 |  |  | NotYetVerified |  | 3 | 16000 | 80 | 200 |  | 0.95 | 5500 | 80
P00001JY7 | The Straits Lighting Company LLC | STRAITS LIGHTING | SL901HB-17-200W-277V-50K | Indoor Luminaires | High-Bay | High-Bay Luminaires for Commercial and Industrial Buildings | Standard | FALSE | [9 empty] | 41779 |  |  | NotYetVerified |  | 3 | 16000 | 80 | 200 |  | 0.95 | 5000 | 80
P00001K7K | Aqualuma LLC | Aqualuma | AQHBx15540CA-US-5020 [Excludes Wall-Mount Option] | Indoor Luminaires | High-Bay | High-Bay Luminaires for Commercial and Industrial Buildings | Standard | TRUE | 15852.58 | 101 | 156.67 | 15 | 0.92 | 3854 | 82 | 5 | 100000 | 41778 |  |  | NotYetVerified |  | 3 | 15852 | 101 | 156 | 7 | 0.99 | 3854 | 82
P00001K7J | Aqualuma LLC | Aqualuma | AQHBx09040CA-US-5020 [Excludes Wall-Mount Option] | Indoor Luminaires | High-Bay | High-Bay Luminaires for Commercial and Industrial Buildings | Standard | TRUE | 10197.48 | 111 | 92.11 | 15 | 0.92 | 3815 | 82 | 5 | 100000 | 41778 |  |  | NotYetVerified |  | 3 | 10197 | 111 | 92.11 | 10 | 0.99 | 3815 | 82
P00001K7L | Aqualuma LLC | Aqualuma | AQHBx12540CA-US-5020 [Excludes Wall-Mount Option] | Indoor Luminaires | High-Bay | High-Bay Luminaires for Commercial and Industrial Buildings | Standard | FALSE | [9 empty] | 41778 | Not Yet Verified | Not Yet Verified | NotYetVerified |  | 3 | 13451 | 106 | 127.02 | 8 | 0.99 | 3837 | 82
P00001GPT | EnvirOasis LLC | Envirotech Lighting | ENV-LED-HB-L3-L51 (115W) | Indoor Luminaires | High-Bay | High-Bay Luminaires for Commercial and Industrial Buildings | Standard | TRUE | 11145 | 96.6 | 115.41 | 17.6 | 0.915 | 5091 | 86.2 | 7 | 50000 | 41775 |  |  | NotYetVerified |  | 3 | 11421 | 92 | 124 |  | 0.99 | 5000 | 80
P00001GPU | Enercon Inc. | Envirotech Lighting | ENV-LED-HB-L3-L51 (115W) | Indoor Luminaires | High-Bay | High-Bay Luminaires for Commercial and Industrial Buildings | Standard | TRUE | 11145 | 96.6 | 115.41 | 17.6 | 0.915 | 5091 | 86.2 | 5 | 50000 | 41775 |  |  | NotYetVerified |  | 3 | 10942 | 95 | 115.3 |  | 0.96 | 5000 | 80
P000005X8 | Carolina Product Solutions LLC. | CPS | CPS-CL-EM-60W | Indoor Luminaires | High-Bay | Low-Bay Luminaires for Commercial and Industrial Buildings | Standard | TRUE | 5972.4 | 105.28 | 56.73 | 17.74 | 0.911 | 5622 | 71.6 | 5 | 50000 | 41775 |  |  | NotYetVerified |  | 3 | 6000 | 100 | 60 |  | 0.986 | 5700 | 70
P00001GPS | EnvirOasis LLC | Envirotech Lighting | ENV-LED-HB-L3-H51 (166W) | Indoor Luminaires | High-Bay | High-Bay Luminaires for Commercial and Industrial Buildings | Standard | FALSE | [9 empty] | 41775 |  |  | NotYetVerified |  | 3 | 17510 | 105 | 166.8 | 12 | 0.96 | 5000 | 80
P00001GPQ | EnvirOasis LLC | Envirotech Lighting | ENV-LED-HB-L2-H51 (111W) | Indoor Luminaires | High-Bay | High-Bay Luminaires for Commercial and Industrial Buildings | Standard | FALSE | [9 empty] | 41775 |  |  | NotYetVerified |  | 3 | 11673 | 105 | 111.2 | 12 | 0.96 | 5000 | 80
P00001GPR | EnvirOasis LLC | Envirotech Lighting | ENV-LED-HB-L3-H51 (170W) | Indoor Luminaires | High-Bay | High-Bay Luminaires for Commercial and Industrial Buildings | Standard | FALSE | [9 empty] | 41775 |  |  | NotYetVerified |  | 3 | 17510 | 103 | 170.1 | 7 | 0.99 | 5000 | 80
P00001GPP | EnvirOasis LLC | Envirotech Lighting | ENV-LED-HB-L2-H51 (113W) | Indoor Luminaires | High-Bay | High-Bay Aisle Luminaires | Standard | FALSE | [9 empty] | 41775 |  |  | NotYetVerified |  | 3 | 11673 | 103 | 113.4 | 7 | 0.99 | 5000 | 80
P00001JXL | Enercon Inc. | Enercon Inc. | HL3L51 (115W) | Indoor Luminaires | High-Bay | High-Bay Luminaires for Commercial and Industrial Buildings | Standard | TRUE | 11145 | 96.6 | 115.41 | 17.6 | 0.915 | 5091 | 86.2 | 7 | 50000 | 41773 |  |  | NotYetVerified |  | 3 | 11421 | 92 | 124 |  | 0.99 | 5000 | 80
P00001JXA | Enercon Inc. | Enercon Inc. | HL3L51 (115W) | Indoor Luminaires | High-Bay | High-Bay Luminaires for Commercial and Industrial Buildings | Standard | TRUE | 11145 | 96.6 | 115.41 | 17.6 | 0.915 | 5091 | 86.2 | 5 | 50000 | 41773 |  |  | NotYetVerified |  | 3 | 10942 | 95 | 115.3 |  | 0.96 | 5000 | 80
P00001GPO | EnvirOasis LLC | Envirotech Lighting | ENV-LED-HB-L3-H51 (166W) | Indoor Luminaires | High-Bay | High-Bay Aisle Luminaires | Standard | FALSE | [9 empty] | 41773 |  |  | NotYetVerified |  | 3 | 17510 | 105 | 166.8 | 12 | 0.96 | 5000 | 80
P00001GPM | EnvirOasis LLC | Envirotech Lighting | ENV-LED-HB-L2-H51 (111W) | Indoor Luminaires | High-Bay | High-Bay Aisle Luminaires | Standard | FALSE | [9 empty] | 41773 |  |  | NotYetVerified |  | 3 | 11673 | 105 | 111.2 | 12 | 0.96 | 5000 | 80
P00001GPN | EnvirOasis LLC | Envirotech Lighting | ENV-LED-HB-L3-H51 (170W) | Indoor Luminaires | High-Bay | High-Bay Aisle Luminaires | Standard | FALSE | [9 empty] | 41773 |  |  | NotYetVerified |  | 3 | 17510 | 103 | 170.1 | 7 | 0.99 | 5000 | 80
P00001GPL | EnvirOasis LLC | Envirotech Lighting | ENV-LED-HB-L2-H51 (113W) | Indoor Luminaires | High-Bay | High-Bay Luminaires for Commercial and Industrial Buildings | Standard | FALSE | [9 empty] | 41773 |  |  | NotYetVerified |  | 3 | 11673 | 103 | 113.4 | 7 | 0.99 | 5000 | 80
P00001JXK | Enercon Inc. | Enercon Inc. | HL3H51 (166W) | Indoor Luminaires | High-Bay | High-Bay Aisle Luminaires | Standard | FALSE | [9 empty] | 41773 |  |  | NotYetVerified |  | 3 | 17510 | 105 | 166.8 | 12 | 0.96 | 5000 | 80
P00001JXJ | Enercon Inc. | Enercon Inc. | HL3H51 (166W) | Indoor Luminaires | High-Bay | High-Bay Luminaires for Commercial and Industrial Buildings | Standard | FALSE | [9 empty] | 41773 |  |  | NotYetVerified |  | 3 | 17510 | 105 | 166.8 | 12 | 0.96 | 5000 | 80
P00001JXG | Enercon Inc. | Enercon Inc. | HL2H51 (111W) | Indoor Luminaires | High-Bay | High-Bay Luminaires for Commercial and Industrial Buildings | Standard | FALSE | [9 empty] | 41773 |  |  | NotYetVerified |  | 3 | 11673 | 105 | 111.2 | 12 | 0.96 | 5000 | 80
P00001JXF | Enercon Inc. | Enercon Inc. | HL2H51 (111W) | Indoor Luminaires | High-Bay | High-Bay Aisle Luminaires | Standard | FALSE | [9 empty] | 41773 |  |  | NotYetVerified |  | 3 | 11673 | 105 | 111.2 | 12 | 0.96 | 5000 | 80
P00001JXI | Enercon Inc. | Enercon Inc. | HL3H51 (170W) | Indoor Luminaires | High-Bay | High-Bay Aisle Luminaires | Standard | FALSE | [9 empty] | 41773 |  |  | NotYetVerified |  | 3 | 17510 | 103 | 170.1 | 7 | 0.99 | 5000 | 80
P00001JXH | Enercon Inc. | Enercon Inc. | HL3H51 (170W) | Indoor Luminaires | High-Bay | High-Bay Luminaires for Commercial and Industrial Buildings | Standard | FALSE | [9 empty] | 41773 |  |  | NotYetVerified |  | 3 | 17510 | 103 | 170.1 | 7 | 0.99 | 5000 | 80
P00001JXC | Enercon Inc. | Enercon Inc. | HL2H51 (113W) | Indoor Luminaires | High-Bay | High-Bay Luminaires for Commercial and Industrial Buildings | Standard | FALSE | [9 empty] | 41773 |  |  | NotYetVerified |  | 3 | 11673 | 103 | 113.4 | 7 | 0.99 | 5000 | 80
P00001JXB | Enercon Inc. | Enercon Inc. | HL2H51 (113W) | Indoor Luminaires | High-Bay | High-Bay Aisle Luminaires | Standard | FALSE | [9 empty] | 41773 |  |  | NotYetVerified |  | 3 | 11673 | 103 | 113.4 | 7 | 0.99 | 5000 | 80
P00001JXE | Enercon Inc. | Enercon Inc. | HL3L51 (117W) | Indoor Luminaires | High-Bay | High-Bay Aisle Luminaires | Standard | FALSE | [9 empty] | 41773 |  |  | NotYetVerified |  | 3 | 10942 | 93 | 117.3 | 7 | 0.99 | 5000 | 80
P00001JXD | Enercon Inc. | Enercon Inc. | HL3L51 (117W) | Indoor Luminaires | High-Bay | High-Bay Luminaires for Commercial and Industrial Buildings | Standard | FALSE | [9 empty] | 41773 |  |  | NotYetVerified |  | 3 | 10942 | 93 | 117.3 | 7 | 0.99 | 5000 | 80
P00001K56 | Starus Lighting | Starus Lighting | CL-60-3000K | Indoor Luminaires | High-Bay | Low-Bay Luminaires for Commercial and Industrial Buildings | Standard | TRUE | 4882 | 85.71 | 56.96 | 14.85 | 0.9631 | 3186 | 73 | 5 |  | 41772 |  |  | NotYetVerified |  | 3 | 4882 |  | 60 |  |  | 3000
P00001K57 | Starus Lighting | Starus Lighting | HB-120-3000K | Indoor Luminaires | High-Bay | High-Bay Luminaires for Commercial and Industrial Buildings | Standard | TRUE | 11604 | 96.6 | 120.1 | 11.67 | 0.9378 | 3146 | 73.5 | 5 | 50000 | 41772 |  |  | NotYetVerified |  | 3 | 11604 | 96.6 | 120 | 11.67 | 0.9378 | 3000 | 70
P00001K4O | Starus Lighting | Starus Lighting | HB-120-3000K | Indoor Luminaires | High-Bay | High-Bay Aisle Luminaires | Standard | TRUE | 11604 | 96.6 | 120.1 | 11.67 | 0.9378 | 3146 | 73.5 | 5 | 50000 | 41772 |  |  | NotYetVerified |  | 3 |  |  | 120 |  |  | 3000
P00001K52 | Starus Lighting | Starus Lighting | CL-100-3000K | Indoor Luminaires | High-Bay | Low-Bay Luminaires for Commercial and Industrial Buildings | Standard | TRUE | 8494 | 85.94 | 98.84 | 14.61 | 0.9371 | 3206 | 73 | 5 |  | 41772 |  |  | NotYetVerified |  | 3 | 8494 |  | 100 |  |  | 3000
P00001K4Q | Starus Lighting | Starus Lighting | CL-120-3000K | Indoor Luminaires | High-Bay | High-Bay Luminaires for Commercial and Industrial Buildings | Standard | TRUE | 10581 | 87.85 | 120.4 | 12.42 | 0.935 | 3194 | 73 | 5 |  | 41772 |  |  | NotYetVerified |  | 3 | 10581 |  | 120 |  |  | 3000
P00001K4U | Starus Lighting | Starus Lighting | CL-150-3000K | Indoor Luminaires | High-Bay | High-Bay Luminaires for Commercial and Industrial Buildings | Standard | TRUE | 13028 | 86.69 | 150.3 | 14.91 | 0.9113 | 3193 | 73 | 5 |  | 41772 |  |  | NotYetVerified |  | 3 | 13028 |  | 150 |  |  | 3000
P00001K4Y | Starus Lighting | Starus Lighting | CL-200-3000K | Indoor Luminaires | High-Bay | High-Bay Luminaires for Commercial and Industrial Buildings | Standard | TRUE | 16808 | 85.52 | 196.5 | 14.91 | 0.8788 | 3213 | 73 | 5 |  | 41772 |  |  | NotYetVerified |  | 3 | 16808 |  | 200 |  |  | 3000
P00001K58 | Starus Lighting | Starus Lighting | HB-120-4500K | Indoor Luminaires | High-Bay | High-Bay Luminaires for Commercial and Industrial Buildings | Standard | FALSE | [9 empty] | 41772 |  |  | NotYetVerified |  | 3 | 13014.5 | 109.36 | 120 | 11.67 | 0.9378 | 4500 | 75
P00001BT6 | US LED | DG1 | DG1-2-1-35-1-1-PUE-UNV1-4100-1 | Indoor Luminaires | High-Bay | High-Bay Luminaires for Commercial and Industrial Buildings | Standard | TRUE | 10034 | 105 | 95.6 | 4.25 | 0.967 | 3350 | 82 | 5 | 50000 | 41771 |  |  | NotYetVerified |  | 3 | 10034 | 105 | 95.6 | 4.25 | 0.967 | 3500 | 80
P00001BTH | US LED | DG1 | DG1-2-1-50-2-2-PUE-UNV1-4100-2 | Indoor Luminaires | High-Bay | High-Bay Luminaires for Commercial and Industrial Buildings | Standard | FALSE | [9 empty] | 41771 |  |  | NotYetVerified |  | 3 | 10942 | 112.6 | 97.1 | 4.48 | 0.97 | 4930 | 82
P00001BTE | US LED | DG1 | DG1-2-1-50-2-1-PUE-UNV1-4100-1 | Indoor Luminaires | High-Bay | High-Bay Luminaires for Commercial and Industrial Buildings | Standard | FALSE | [9 empty] | 41771 |  |  | NotYetVerified |  | 3 | 10942 | 112.6 | 97.1 | 4.48 | 0.97 | 4930 | 82
P00001BTB | US LED | DG1 | DG1-2-1-50-1-2-PUE-UNV1-4100-2 | Indoor Luminaires | High-Bay | High-Bay Luminaires for Commercial and Industrial Buildings | Standard | FALSE | [9 empty] | 41771 |  |  | NotYetVerified |  | 3 | 10942 | 112.6 | 97.1 | 4.48 | 0.97 | 4930 | 82
P00001BT8 | US LED | DG1 | DG1-2-1-50-1-1-PUE-UNV1-4100-1 | Indoor Luminaires | High-Bay | High-Bay Luminaires for Commercial and Industrial Buildings | Standard | FALSE | [9 empty] | 41771 |  |  | NotYetVerified |  | 3 | 10942 | 112.6 | 97.1 | 4.48 | 0.97 | 4930 | 82
P00001BTG | US LED | DG1 | DG1-2-1-40-2-2-PUE-UNV1-4100-2 | Indoor Luminaires | High-Bay | High-Bay Luminaires for Commercial and Industrial Buildings | Standard | FALSE | [9 empty] | 41771 |  |  | NotYetVerified |  | 3 | 10743 | 110.5 | 97.2 | 4.07 | 0.969 | 3890 | 82
P00001BTD | US LED | DG1 | DG1-2-1-40-2-1-PUE-UNV1-4100-1 | Indoor Luminaires | High-Bay | High-Bay Luminaires for Commercial and Industrial Buildings | Standard | FALSE | [9 empty] | 41771 |  |  | NotYetVerified |  | 3 | 10743 | 110.5 | 97.2 | 4.07 | 0.969 | 3890 | 82
P00001BTA | US LED | DG1 | DG1-2-1-40-1-2-PUE-UNV1-4100-2 | Indoor Luminaires | High-Bay | High-Bay Luminaires for Commercial and Industrial Buildings | Standard | FALSE | [9 empty] | 41771 |  |  | NotYetVerified |  | 3 | 10743 | 110.5 | 97.2 | 4.07 | 0.969 | 3890 | 82
P00001BT7 | US LED | DG1 | DG1-2-1-40-1-1-PUE-UNV1-4100-1 | Indoor Luminaires | High-Bay | High-Bay Luminaires for Commercial and Industrial Buildings | Standard | FALSE | [9 empty] | 41771 |  |  | NotYetVerified |  | 3 | 10743 | 110.5 | 97.2 | 4.07 | 0.969 | 3890 | 82
P00001BTF | US LED | DG1 | DG1-2-1-35-2-2-PUE-UNV1-4100-2 | Indoor Luminaires | High-Bay | High-Bay Luminaires for Commercial and Industrial Buildings | Standard | FALSE | [9 empty] | 41771 |  |  | NotYetVerified |  | 3 | 10034 | 105 | 95.6 | 4.25 | 0.967 | 3350 | 82
P00001BTC | US LED | DG1 | DG1-2-1-35-2-1-PUE-UNV1-4100-1 | Indoor Luminaires | High-Bay | High-Bay Luminaires for Commercial and Industrial Buildings | Standard | FALSE | [9 empty] | 41771 |  |  | NotYetVerified |  | 3 | 10034 | 105 | 95.6 | 4.25 | 0.967 | 3350 | 82
P00001BT9 | US LED | DG1 | DG1-2-1-35-1-2-PUE-UNV1-4100-2 | Indoor Luminaires | High-Bay | High-Bay Luminaires for Commercial and Industrial Buildings | Standard | FALSE | [9 empty] | 41771 |  |  | NotYetVerified |  | 3 | 10034 | 105 | 95.6 | 4.25 | 0.967 | 3350 | 82
P00000YLU | KMW Inc. | GigaTera | SE160-A5008##$%% | Indoor Luminaires | High-Bay | High-Bay Luminaires for Commercial and Industrial Buildings | Standard | TRUE | 20978 | 127.25 | 164.85 | 11.34 | 0.952 | 5172 | 84 | 5 | 50000 | 41768 |  |  | NotYetVerified |  | 3 | 19000 | 125 | 160 |  | 0.9 | 5000 | 80
P00000YLS | KMW Inc. | GigaTera | SE160-A3008##$%% | Indoor Luminaires | High-Bay | High-Bay Luminaires for Commercial and Industrial Buildings | Standard | TRUE | 18520 | 113.15 | 163.68 | 11.29 | 0.952 | 3166 | 83 | 5 | 50000 | 41768 |  |  | NotYetVerified |  | 3 | 19000 | 125 | 160 |  | 0.9 | 3000 | 80
P00000YLR | KMW Inc. | GigaTera | SE130-A5008##$%% | Indoor Luminaires | High-Bay | High-Bay Luminaires for Commercial and Industrial Buildings | Standard | TRUE | 17699 | 130.97 | 135.13 | 10.46 | 0.928 | 5154 | 83 | 5 | 50000 | 41768 |  |  | NotYetVerified |  | 3 | 15500 | 125 | 130 |  | 0.9 | 5000 | 80
P00000YLP | KMW Inc. | GigaTera | SE130-A3008##$%% | Indoor Luminaires | High-Bay | High-Bay Luminaires for Commercial and Industrial Buildings | Standard | TRUE | 15580 | 116.73 | 133.47 | 10.78 | 0.925 | 3174 | 83 | 5 | 50000 | 41768 |  |  | NotYetVerified |  | 3 | 15500 | 125 | 130 |  | 0.9 | 3000 | 80
P00001JLU | Artmark Associate Inc | Artmark LED | ARTHB150W50 | Indoor Luminaires | High-Bay | High-Bay Luminaires for Commercial and Industrial Buildings | Standard | TRUE | 14316 | 101.19 | 141.5 | 15.76 | 0.91 | 5023 | 72.5 | 5 | 35000 | 41768 |  |  | NotYetVerified |  | 3 |  |  | 150 |  |  | 5000
P000016U4 | Precision Paragon [P2] | Precision Paragon | LVT-2X4-HL-F-[blankUL]-50K | Indoor Luminaires | High-Bay | High-Bay Luminaires for Commercial and Industrial Buildings | Standard | FALSE | [9 empty] | 41768 |  |  | NotYetVerified | Product updated 9/1/2016 | 3 | 21500 | 100 | 212 |  |  | 5000 | 84
P00000YLT | KMW Inc. | GigaTera | SE160-A4008##$%% | Indoor Luminaires | High-Bay | High-Bay Luminaires for Commercial and Industrial Buildings | Standard | FALSE | [9 empty] | 41768 |  |  | NotYetVerified |  | 3 | 19000 | 125 | 160 |  | 0.9 | 4000 | 80
P00000YLQ | KMW Inc. | GigaTera | SE130-A4008##$%% | Indoor Luminaires | High-Bay | High-Bay Luminaires for Commercial and Industrial Buildings | Standard | FALSE | [9 empty] | 41768 |  |  | NotYetVerified |  | 3 | 15500 | 125 | 130 |  | 0.9 | 4000 | 80
P00000PZH | DECO Lighting | DECO Lighting | DHBX-LED24050UNVPR20 | Indoor Luminaires | High-Bay | High-Bay Luminaires for Commercial and Industrial Buildings | Standard | TRUE | 22924.8 | 81.42 | 281.57 | 13.3 | 0.98 | 5890 | 70.1 | 10 | 675000 | 41767 |  |  | NotYetVerified |  | 3
P0000118M | Mule Lighting Inc. | LEDalux | LX-BLHT250USD4820 | Indoor Luminaires | High-Bay | High-Bay Luminaires for Commercial and Industrial Buildings | Standard | TRUE | 23920 | 92.05 | 259.87 | 15.25 | 0.95 | 5894 | 87 | 5 | 47000 | 41767 |  |  | NotYetVerified |  | 3 | 21890 | 88 | 250 |  | 0.95 | 5500 | 70
P00001JTQ | CHAINZONE TECHNOLGY (FOSHAN)CO.LTD | Chainzone | CZ-HB-120U(4000K) | Indoor Luminaires | High-Bay | High-Bay Luminaires for Commercial and Industrial Buildings | Standard | TRUE | 9417.2 | 78.66 | 120.1 | 10.59 | 0.944 | 4024 | 79.2 | 5 | 50000 | 41767 |  |  | NotYetVerified |  | 3 | 9417 | 78.6 | 120.1 |  |  | 4000 | 80
P0000118L | Mule Lighting Inc. | LEDalux | LX-BLHT110UAB4810 | Indoor Luminaires | High-Bay | High-Bay Luminaires for Commercial and Industrial Buildings | Standard | TRUE | 11924 | 100 | 119.24 | 13 | 0.94 | 5404 | 86 | 5 | 48000 | 41767 |  |  | NotYetVerified |  | 3 | 11240 | 97 | 110 |  | 0.95 | 5500 | 70
P0000118H | Mule Lighting Inc. | LEDalux | LX-BLHT110USD4810 | Indoor Luminaires | High-Bay | High-Bay Luminaires for Commercial and Industrial Buildings | Standard | TRUE | 11924 | 100 | 119.2 | 13 | 0.94 | 5404 | 86 | 5 | 48000 | 41767 |  |  | NotYetVerified |  | 3 | 11240 | 97 | 116 |  | 0.95 | 5500 | 70
P00001JWN | JIANGSU SUN&MOON LIGHTING CO.LTD | Xinyue | HB180/200-UL-3000K | Indoor Luminaires | High-Bay | High-Bay Luminaires for Commercial and Industrial Buildings | Standard | TRUE | 15718.9 | 82.6 | 190.36 | 12.68 | 0.94 | 3187 | 81.8 | 5 | 36000 | 41767 |  |  | NotYetVerified |  | 3 |  |  | 200 |  |  | 3000
P00001JTY | CHAINZONE TECHNOLGY (FOSHAN)CO.LTD | Chainzone | CZ-HB-150U(4000K) | Indoor Luminaires | High-Bay | High-Bay Luminaires for Commercial and Industrial Buildings | Standard | TRUE | 11832 | 79.13 | 149.5 | 10.61 | 0.938 | 4082 | 79.4 | 5 | 50000 | 41767 |  |  | NotYetVerified |  | 3 | 11832 | 79.13 | 150 | 10.61 | 0.938 | 4000 | 80
P00000YLJ | KMW Inc. | GigaTera | SE080-A3013##$%% | Indoor Luminaires | High-Bay | High-Bay Luminaires for Commercial and Industrial Buildings | Standard | TRUE | 9408 | 111.46 | 84.41 | 11.82 | 0.937 | 3135 | 83 | 5 | 50000 | 41767 |  |  | NotYetVerified |  | 3 | 9500 | 120 | 80 |  | 0.9 | 3000 | 80
P00000YLL | KMW Inc. | GigaTera | SE080-A5013##$%% | Indoor Luminaires | High-Bay | High-Bay Luminaires for Commercial and Industrial Buildings | Standard | TRUE | 10920 | 127.87 | 85.4 | 11.72 | 0.937 | 5100 | 84 | 5 | 50000 | 41767 |  |  | NotYetVerified |  | 3 | 9500 | 120 | 80 |  | 0.9 | 5000 | 80
P00001JTU | CHAINZONE TECHNOLGY (FOSHAN)CO.LTD | Chainzone | CZ-HB-180U(5700K) | Indoor Luminaires | High-Bay | High-Bay Luminaires for Commercial and Industrial Buildings | Standard | TRUE | 13504 | 78.15 | 172.8 | 11.89 | 0.933 | 5651 | 79.4 | 5 | 50000 | 41767 |  |  | NotYetVerified |  | 3 | 13504 | 78.15 | 172.8 | 11.89 | 0.933 | 5700 | 80
P0000118G | Mule Lighting Inc. | LEDalux | LX-BLHT160USD4815 | Indoor Luminaires | High-Bay | High-Bay Luminaires for Commercial and Industrial Buildings | Standard | TRUE | 16280 | 95.81 | 169.92 | 11.01 | 0.93 | 5874 | 86 | 5 | 48000 | 41767 |  |  | NotYetVerified |  | 3 | 16710 | 104 | 156 |  | 0.95 | 5500 | 70
P00001JTM | CHAINZONE TECHNOLGY (FOSHAN)CO.LTD | Chainzone | CZ-HB-90U(5700K) | Indoor Luminaires | High-Bay | Low-Bay Luminaires for Commercial and Industrial Buildings | Standard | TRUE | 7159.3 | 79.37 | 90.3 | 13.02 | 0.927 | 5651 | 79.2 | 5 | 50000 | 41767 |  |  | NotYetVerified |  | 3 | 7160 | 80 | 90 |  |  | 5700 | 80
P00000YLM | KMW Inc. | GigaTera | SE100-A3013##$%% | Indoor Luminaires | High-Bay | High-Bay Luminaires for Commercial and Industrial Buildings | Standard | TRUE | 11810 | 113.27 | 104.26 | 7.3 | 0.923 | 3156 | 82 | 5 | 50000 | 41767 |  |  | NotYetVerified |  | 3 | 11000 | 120 | 100 |  | 0.9 | 3000 | 80
P00000YLO | KMW Inc. | GigaTera | SE100-A5013##$%% | Indoor Luminaires | High-Bay | High-Bay Luminaires for Commercial and Industrial Buildings | Standard | TRUE | 13550 | 130.64 | 103.72 | 7.26 | 0.923 | 5154 | 83 |  |  | 41767 |  |  | NotYetVerified |  | 3 | 11000 | 120 | 100 |  | 0.9 | 5000 | 80
P0000118E | Mule Lighting Inc. | LEDalux | LX-BLHT160UAB4815 | Indoor Luminaires | High-Bay | High-Bay Luminaires for Commercial and Industrial Buildings | Standard | TRUE | 16169 | 103.6 | 156.7 | 14.8 | 0.9201 | 5610 | 88 | 5 | 89000 | 41767 |  |  | NotYetVerified |  | 3 | 16120 | 96 | 165 |  | 0.95 | 5500 | 70
P00001JWJ | JIANGSU SUN&MOON LIGHTING CO.LTD | Xinyue | HB80/100-UL-3000K | Indoor Luminaires | High-Bay | Low-Bay Luminaires for Commercial and Industrial Buildings | Standard | TRUE | 8016.2 | 77.8 | 103.5 | 13.86 | 0.92 | 3157 | 81.8 | 5 | 36000 | 41767 |  |  | NotYetVerified |  | 3 |  |  | 110 |  |  | 3000
P0000117X | Mule Lighting Inc. | LEDalux | LXHB150LED50 | Indoor Luminaires | High-Bay | High-Bay Luminaires for Commercial and Industrial Buildings | Standard | TRUE | 11464 | 79.82 | 143.62 | 14 | 0.92 | 5255 | 78 | 5 | 50000 | 41767 |  |  | NotYetVerified |  | 3 | 11460 | 80 | 150 |  | 0.95 | 5000 | 78
P0000118N | Mule Lighting Inc. | LEDalux | LX-BLHP160UD1813M50 | Indoor Luminaires | High-Bay | High-Bay Luminaires for Commercial and Industrial Buildings | Standard | TRUE | 13430 | 83.2 | 161.3 | 13.5 | 0.92 | 4983 | 73 | 5 | 50000 | 41767 |  |  | NotYetVerified |  | 3
P0000118O | Mule Lighting Inc. | LEDalux | LX-BLHP200UD2113M50 | Indoor Luminaires | High-Bay | High-Bay Luminaires for Commercial and Industrial Buildings | Standard | TRUE | 15869 | 78.3 | 202.6 | 13.3 | 0.92 | 5035 | 74 | 5 | 50000 | 41767 |  |  | NotYetVerified |  | 3
P0000118P | Mule Lighting Inc. | LEDalux | LX-BLHP130UD1513M50 | Indoor Luminaires | High-Bay | High-Bay Luminaires for Commercial and Industrial Buildings | Standard | TRUE | 10797 | 82.7 | 130.6 | 14.1 | 0.92 | 4696 | 73 | 5 | 50000 | 41767 |  |  | NotYetVerified |  | 3 | 10400 | 80 | 130 |  | 0.95 | 5000 | 72
P0000118F | Mule Lighting Inc. | LEDalux | LX-BLHT250UAB4820 | Indoor Luminaires | High-Bay | High-Bay Luminaires for Commercial and Industrial Buildings | Standard | TRUE | 21893 | 90.05 | 243.13 | 15.6 | 0.9068 | 5665 | 75 | 5 | 45000 | 41767 |  |  | NotYetVerified |  | 3 | 21890 | 80 | 243 |  | 0.95 | 5500 | 70
P00001JWL | JIANGSU SUN&MOON LIGHTING CO.LTD | Xinyue | HB120/150-UL-3000K | Indoor Luminaires | High-Bay | High-Bay Luminaires for Commercial and Industrial Buildings | Standard | TRUE | 11970.1 | 84.7 | 141.25 | 14.07 | 0.88 | 3202 | 83.1 | 5 | 36000 | 41767 |  |  | NotYetVerified |  | 3 |  |  | 170 |  |  | 3000
P00000YLN | KMW Inc. | GigaTera | SE100-A4013##$%% | Indoor Luminaires | High-Bay | High-Bay Luminaires for Commercial and Industrial Buildings | Standard | FALSE | [9 empty] | 41767 |  |  | NotYetVerified |  | 3 | 11000 | 120 | 100 |  | 0.9 | 4000 | 80
P00000YLK | KMW Inc. | GigaTera | SE080-A4013##$%% | Indoor Luminaires | High-Bay | High-Bay Luminaires for Commercial and Industrial Buildings | Standard | FALSE | [9 empty] | 41767 |  |  | NotYetVerified |  | 3 | 9500 | 120 | 80 |  | 0.9 | 4000 | 80
P00001JU1 | CHAINZONE TECHNOLGY (FOSHAN)CO.LTD | Chainzone | CZ-HB-150U(5700K) | Indoor Luminaires | High-Bay | High-Bay Luminaires for Commercial and Industrial Buildings | Standard | FALSE | [9 empty] | 41767 |  |  | NotYetVerified |  | 3 | 11832 | 79.13 | 150 |  |  | 5700 | 80
P00001JTT | CHAINZONE TECHNOLGY (FOSHAN)CO.LTD | Chainzone | CZ-HB-120U(5700K) | Indoor Luminaires | High-Bay | High-Bay Luminaires for Commercial and Industrial Buildings | Standard | FALSE | [9 empty] | 41767 |  |  | NotYetVerified |  | 3 | 9417.2 | 78.66 | 120 |  |  | 5700 | 80
P00001JU0 | CHAINZONE TECHNOLGY (FOSHAN)CO.LTD | Chainzone | CZ-HB-150U(5000K) | Indoor Luminaires | High-Bay | High-Bay Luminaires for Commercial and Industrial Buildings | Standard | FALSE | [9 empty] | 41767 |  |  | NotYetVerified |  | 3 | 11832 | 79.13 | 150 |  |  | 5000 | 80
P00001JTS | CHAINZONE TECHNOLGY (FOSHAN)CO.LTD | Chainzone | CZ-HB-120U(5000K) | Indoor Luminaires | High-Bay | High-Bay Luminaires for Commercial and Industrial Buildings | Standard | FALSE | [9 empty] | 41767 |  |  | NotYetVerified |  | 3 | 9417.2 | 78.66 | 120 |  |  | 5000 | 80
P00001JTX | CHAINZONE TECHNOLGY (FOSHAN)CO.LTD | Chainzone | CZ-HB-180U(5000K) | Indoor Luminaires | High-Bay | High-Bay Luminaires for Commercial and Industrial Buildings | Standard | FALSE | [9 empty] | 41767 |  |  | NotYetVerified |  | 3 | 13504 | 78.15 | 172.8 |  |  | 5000 | 79.4
P00001JTP | CHAINZONE TECHNOLGY (FOSHAN)CO.LTD | Chainzone | CZ-HB-90U(5000K) | Indoor Luminaires | High-Bay | Low-Bay Luminaires for Commercial and Industrial Buildings | Standard | FALSE | [9 empty] | 41767 |  |  | NotYetVerified |  | 3 | 7160 | 90 | 80 |  |  | 5000 | 79.2
P00001JTZ | CHAINZONE TECHNOLGY (FOSHAN)CO.LTD | Chainzone | CZ-HB-150U(4500K) | Indoor Luminaires | High-Bay | High-Bay Luminaires for Commercial and Industrial Buildings | Standard | FALSE | [9 empty] | 41767 |  |  | NotYetVerified |  | 3 | 11832 | 79.13 | 150 |  |  | 4500 | 80
P00001JTR | CHAINZONE TECHNOLGY (FOSHAN)CO.LTD | Chainzone | CZ-HB-120U(4500K) | Indoor Luminaires | High-Bay | High-Bay Luminaires for Commercial and Industrial Buildings | Standard | FALSE | [9 empty] | 41767 |  |  | NotYetVerified |  | 3 | 9417.2 | 78.66 | 120 |  |  | 4500 | 80
P00001JTW | CHAINZONE TECHNOLGY (FOSHAN)CO.LTD | Chainzone | CZ-HB-180U(4500K) | Indoor Luminaires | High-Bay | High-Bay Luminaires for Commercial and Industrial Buildings | Standard | FALSE | [9 empty] | 41767 |  |  | NotYetVerified |  | 3 | 13504 | 78.15 | 172.8 |  |  | 4500 | 79.4
P00001JTO | CHAINZONE TECHNOLGY (FOSHAN)CO.LTD | Chainzone | CZ-HB-90U(4500K) | Indoor Luminaires | High-Bay | Low-Bay Luminaires for Commercial and Industrial Buildings | Standard | FALSE | [9 empty] | 41767 |  |  | NotYetVerified |  | 3 | 7160 | 90 | 80 |  |  | 4500 | 79.2
P00001JTV | CHAINZONE TECHNOLGY (FOSHAN)CO.LTD | Chainzone | CZ-HB-180U(4000K) | Indoor Luminaires | High-Bay | High-Bay Luminaires for Commercial and Industrial Buildings | Standard | FALSE | [9 empty] | 41767 |  |  | NotYetVerified |  | 3 | 13504 | 78.15 | 172.8 |  |  | 4000 | 79.4
P00001JTN | CHAINZONE TECHNOLGY (FOSHAN)CO.LTD | Chainzone | CZ-HB-90U(4000K) | Indoor Luminaires | High-Bay | Low-Bay Luminaires for Commercial and Industrial Buildings | Standard | FALSE | [9 empty] | 41767 |  |  | NotYetVerified |  | 3 | 7160 | 90 | 80 |  |  | 4000 | 79.2
P00001J1Z | AZZ Lighting Systems | Rig-A-Lite | MAR210L2UXX [120V-240V ONLY] | Indoor Luminaires | High-Bay | Low-Bay Luminaires for Commercial and Industrial Buildings | Standard | TRUE | 7257 | 89.7 | 80.9 | 16.6 | 0.912 | 5118 | 83 | 5 | 35000 | 41766 |  |  | NotYetVerified |  | 3 | 7257 | 89.7 | 80.9 | 16.6 | 0.912 | 5118 | 83
P00001J1X | AZZ Lighting Systems | Rig-A-Lite | MHDA10L4UXX | Indoor Luminaires | High-Bay | Low-Bay Luminaires for Commercial and Industrial Buildings | Standard | TRUE | 7788 | 96.51 | 80.7 | 22.3 | 0.872 | 5388 | 83 | 5 | 35000 | 41766 |  |  | NotYetVerified |  | 3 | 7788 | 96 | 80.7 | 22.3 | 0.872 | 5388 | 83
P00001J20 | AZZ Lighting Systems | Rig-A-Lite | MAR210L4UXX [120V-240V ONLY] | Indoor Luminaires | High-Bay | Low-Bay Luminaires for Commercial and Industrial Buildings | Standard | FALSE | [9 empty] | 41766 | Not Yet Verified | Not Yet Verified | NotYetVerified |  | 3 | 7309 | 90 | 81.1 | 16.6 | 0.912 | 5507 | 84
P00001J1Y | AZZ Lighting Systems | Rig-A-Lite | MHDS10L4UXX | Indoor Luminaires | High-Bay | Low-Bay Luminaires for Commercial and Industrial Buildings | Standard | FALSE | [9 empty] | 41766 | Not Yet Verified | Not Yet Verified | NotYetVerified |  | 3 | 7788 | 96 | 80.7 | 22.3 | 0.872 | 5388 | 83
P000012EZ | Orion Energy Systems Inc | Orion | AG173WLED50xy480z | Indoor Luminaires | High-Bay | High-Bay Luminaires for Commercial and Industrial Buildings | Standard | TRUE | 15330 | 88.2 | 173.8 | 12.1 | 0.959 | 5197 | 77.1 | 5 |  | 41765 |  |  | NotYetVerified |  | 3 | 15330 | 88.2 | 173.8 | 12.1 | 0.959 | 5197 | 77.1
P000012EY | Orion Energy Systems Inc | Orion | LED86G3IA3Oxx | Indoor Luminaires | High-Bay | High-Bay Luminaires for Commercial and Industrial Buildings | Standard | TRUE | 11250 | 91 | 123.7 | 9.62 | 0.93 | 5103 | 75.4 | 5 |  | 41765 |  |  | NotYetVerified |  | 3 | 11250 | 91 | 123.7 | 7.35 | 0.997 | 5103 | 75.4
P000003FY | Acuity Brands Lighting | Holophane | VL 10L 4K [All voltage Options except 277V] XX WU | Indoor Luminaires | High-Bay | High-Bay Luminaires for Commercial and Industrial Buildings | Standard | TRUE | 9048 | 90.31 | 100.19 | 20.7 | 0.89 | 4018 | 75.06 | 5 | 60000 | 41765 |  |  | NotYetVerified |  | 3 | 9048 | 90.3 | 100.19 | 20.7 | 0.89 | 4018 | 75.06
P000003G0 | Acuity Brands Lighting | Holophane | VL 10L 5K [All voltage Options except 277V] XX W | Indoor Luminaires | High-Bay | High-Bay Luminaires for Commercial and Industrial Buildings | Standard | FALSE | [9 empty] | 41765 | Not Yet Verified | Not Yet Verified | NotYetVerified |  | 3 | 9206.3 | 90.44 | 101.8 | 20.7 | 0.89 | 5283 | 77.09
P000003G1 | Acuity Brands Lighting | Holophane | VL 10L 5K [All voltage Options except 277V] XX WU | Indoor Luminaires | High-Bay | High-Bay Luminaires for Commercial and Industrial Buildings | Standard | FALSE | [9 empty] | 41765 | Not Yet Verified | Not Yet Verified | NotYetVerified |  | 3 | 9062.2 | 89.11 | 101.7 | 20.7 | 0.89 | 5283 | 77.09
P000003G4 | Acuity Brands Lighting | Holophane | VL 12L 5K [All Voltage Options] XX W | Indoor Luminaires | High-Bay | High-Bay Luminaires for Commercial and Industrial Buildings | Standard | FALSE | [9 empty] | 41765 | Not Yet Verified | Not Yet Verified | NotYetVerified |  | 3 | 11836.2 | 88.07 | 134.4 | 17.1 | 0.89 | 5283 | 77.09
P000003G5 | Acuity Brands Lighting | Holophane | VL 12L 5K [All Voltage Options] XX WU | Indoor Luminaires | High-Bay | High-Bay Luminaires for Commercial and Industrial Buildings | Standard | FALSE | [9 empty] | 41765 | Not Yet Verified | Not Yet Verified | NotYetVerified |  | 3 | 11509.8 | 85.77 | 134.2 | 17.1 | 0.89 | 5283 | 77.09
P000003G8 | Acuity Brands Lighting | Holophane | VL 14L 5K [All Voltage Options] XX W | Indoor Luminaires | High-Bay | High-Bay Luminaires for Commercial and Industrial Buildings | Standard | FALSE | [9 empty] | 41765 | Not Yet Verified | Not Yet Verified | NotYetVerified |  | 3 | 14408.9 | 94.8 | 152 | 14.7 | 0.9 | 5283 | 77.09
P000003G9 | Acuity Brands Lighting | Holophane | VL 14L 5K [All Voltage Options] XX WU | Indoor Luminaires | High-Bay | High-Bay Luminaires for Commercial and Industrial Buildings | Standard | FALSE | [9 empty] | 41765 | Not Yet Verified | Not Yet Verified | NotYetVerified |  | 3 | 13928.7 | 91.64 | 152 | 14.7 | 0.9 | 5283 | 77.09
P000003GC | Acuity Brands Lighting | Holophane | VL 18L 5K [All Voltage Options] XX W | Indoor Luminaires | High-Bay | High-Bay Luminaires for Commercial and Industrial Buildings | Standard | FALSE | [9 empty] | 41765 | Not Yet Verified | Not Yet Verified | NotYetVerified |  | 3 | 17691.2 | 89.08 | 198.6 | 11.3 | 0.94 | 5283 | 77.09
P000003GD | Acuity Brands Lighting | Holophane | VL 18L 5K [All Voltage Options] XX WU | Indoor Luminaires | High-Bay | High-Bay Luminaires for Commercial and Industrial Buildings | Standard | FALSE | [9 empty] | 41765 | Not Yet Verified | Not Yet Verified | NotYetVerified |  | 3 | 17154.8 | 86.51 | 198.3 | 11.3 | 0.94 | 5283 | 77.09
P000003GG | Acuity Brands Lighting | Holophane | VL 22L 5K [All Voltage Options] XX W | Indoor Luminaires | High-Bay | High-Bay Luminaires for Commercial and Industrial Buildings | Standard | FALSE | [9 empty] | 41765 | Not Yet Verified | Not Yet Verified | NotYetVerified |  | 3 | 23490.4 | 92.85 | 253 | 9.4 | 0.96 | 5283 | 77.09
P000003GH | Acuity Brands Lighting | Holophane | VL 22L 5K [All Voltage Options] XX WU | Indoor Luminaires | High-Bay | High-Bay Luminaires for Commercial and Industrial Buildings | Standard | FALSE | [9 empty] | 41765 | Not Yet Verified | Not Yet Verified | NotYetVerified |  | 3 | 22556.9 | 86.89 | 259.6 | 9.4 | 0.96 | 5283 | 77.09
P000003FZ | Acuity Brands Lighting | Holophane | VL 10L 4K [All voltage Options except 277V] XX W | Indoor Luminaires | High-Bay | High-Bay Luminaires for Commercial and Industrial Buildings | Standard | FALSE | [9 empty] | 41765 | Not Yet Verified | Not Yet Verified | NotYetVerified |  | 3 | 8865.2 | 90.46 | 98 | 20.7 | 0.89 | 4076 | 75.08
P000003G2 | Acuity Brands Lighting | Holophane | VL 12L 4K [All Voltage Options] XX W | Indoor Luminaires | High-Bay | High-Bay Luminaires for Commercial and Industrial Buildings | Standard | FALSE | [9 empty] | 41765 | Not Yet Verified | Not Yet Verified | NotYetVerified |  | 3 | 11397.6 | 88.08 | 129.4 | 17.1 | 0.89 | 4076 | 75.08
P000003G3 | Acuity Brands Lighting | Holophane | VL 12L 4K [All Voltage Options] XX WU | Indoor Luminaires | High-Bay | High-Bay Luminaires for Commercial and Industrial Buildings | Standard | FALSE | [9 empty] | 41765 | Not Yet Verified | Not Yet Verified | NotYetVerified |  | 3 | 11083.3 | 85.78 | 129.2 | 17.1 | 0.89 | 4076 | 75.08
P000003G6 | Acuity Brands Lighting | Holophane | VL 14L 4K [All Voltage Options] XX W | Indoor Luminaires | High-Bay | High-Bay Luminaires for Commercial and Industrial Buildings | Standard | FALSE | [9 empty] | 41765 | Not Yet Verified | Not Yet Verified | NotYetVerified |  | 3 | 13875 | 94.77 | 146.4 | 14.7 | 0.9 | 4076 | 75.08
P000003G7 | Acuity Brands Lighting | Holophane | VL 14L 4K [All Voltage Options] XX WU | Indoor Luminaires | High-Bay | High-Bay Luminaires for Commercial and Industrial Buildings | Standard | FALSE | [9 empty] | 41765 | Not Yet Verified | Not Yet Verified | NotYetVerified |  | 3 | 13412.6 | 91.62 | 146.4 | 14.7 | 0.9 | 4076 | 75.08
P000003GA | Acuity Brands Lighting | Holophane | VL 18L 4K [All Voltage Options] XX W | Indoor Luminaires | High-Bay | High-Bay Luminaires for Commercial and Industrial Buildings | Standard | FALSE | [9 empty] | 41765 | Not Yet Verified | Not Yet Verified | NotYetVerified |  | 3 | 17035.7 | 89.1 | 191.2 | 11.3 | 0.94 | 4076 | 75.08
P000003GB | Acuity Brands Lighting | Holophane | VL 18L 4K [All Voltage Options] XX WU | Indoor Luminaires | High-Bay | High-Bay Luminaires for Commercial and Industrial Buildings | Standard | FALSE | [9 empty] | 41765 | Not Yet Verified | Not Yet Verified | NotYetVerified |  | 3 | 16519.1 | 86.49 | 191 | 11.3 | 0.94 | 4076 | 75.08
P000003GE | Acuity Brands Lighting | Holophane | VL 22L 4K [All Voltage Options] XX W | Indoor Luminaires | High-Bay | High-Bay Luminaires for Commercial and Industrial Buildings | Standard | FALSE | [9 empty] | 41765 | Not Yet Verified | Not Yet Verified | NotYetVerified |  | 3 | 22620 | 90.48 | 250 | 9.4 | 0.96 | 4076 | 75.08
P000003GF | Acuity Brands Lighting | Holophane | VL 22L 4K [All Voltage Options] XX WU | Indoor Luminaires | High-Bay | High-Bay Luminaires for Commercial and Industrial Buildings | Standard | FALSE | [9 empty] | 41765 | Not Yet Verified | Not Yet Verified | NotYetVerified |  | 3 | 21721.1 | 86.88 | 250 | 9.4 | 0.96 | 4076 | 75.08
P00001I4Y | ELEDLIGHTS | ELEDLIGHTS | HB-XY-200W-UL-DLC-45D | Indoor Luminaires | High-Bay | High-Bay Luminaires for Commercial and Industrial Buildings | Standard | TRUE | 16236.93 | 81.246 | 199.85 | 14.9 | 0.927 | 5030 | 74.7 | 5 | 35000 | 41761 |  |  | NotYetVerified |  | 3 |  | 85 | 200 |  | 0.95 | 5000 | 75
P00001I4X | ELEDLIGHTS | ELEDLIGHTS | HB-XY-120W-UL-DLC-45D | Indoor Luminaires | High-Bay | High-Bay Luminaires for Commercial and Industrial Buildings | Standard | TRUE | 10813.38 | 91.26 | 118.49 | 14.9 | 0.927 | 4985 | 74.9 | 5 | 35000 | 41761 |  |  | NotYetVerified |  | 3 |  | 85 | 120 |  | 0.95 | 5000 | 75
P000011BW | Neptun Light Inc. | Neptun Light | LED-LP15260-UNV-850-B120 | Indoor Luminaires | High-Bay | High-Bay Luminaires for Commercial and Industrial Buildings | Standard | TRUE | 28289.54 | 108.2 | 261.46 | 14 | 0.895 | 5132 | 81.6 | 10 | 75000 | 41760 |  |  | NotYetVerified |  | 3 | 27089 | 100 | 260 | 20 | 0.9 | 5000 | 80
P0000190O | SHENZHEN FUDAKIN DISPLAY LIGHTING CO. LTD. | FUDAKIN | FDK-HBA-150-B [277-347V ONLY] | Indoor Luminaires | High-Bay | High-Bay Luminaires for Commercial and Industrial Buildings | Standard | TRUE | 12841.97 | 86.61 | 147.8 | 8.6 | 0.975 | 5282 | 78.8 | 5 | 35000 | 41759 |  |  | NotYetVerified |  | 3 | 13000 |  | 150 |  | 0.9 | 5000 | 75
P0000190N | SHENZHEN FUDAKIN DISPLAY LIGHTING CO. LTD. | FUDAKIN | FDK-HBA-100-B [277-347V ONLY] | Indoor Luminaires | High-Bay | High-Bay Luminaires for Commercial and Industrial Buildings | Standard | TRUE | 9509.25 | 95.85 | 99.21 | 12.22 | 0.939 | 5224 | 78.8 | 5 | 35000 | 41759 |  |  | NotYetVerified |  | 3 | 10000 |  | 100 |  | 0.9 | 5000 | 75
P00001GMG | E-Lite Semiconductor Inc. | E-LITE | EL-EB-100[120Â° Reflector] | Indoor Luminaires | High-Bay | High-Bay Luminaires for Commercial and Industrial Buildings | Standard | TRUE | 10527 | 107.21 | 98.19 | 10.23 | 0.9382 | 5115 | 83.9 | 5 | 50000 | 41759 |  |  | NotYetVerified | Qualified with 120Â° reflector only | 3 | 10527 | 107.21 | 98.19 | 10.23 | 0.9382 | 5000 | 83.9
P00001GMH | E-Lite Semiconductor Inc. | E-LITE | EL-EB-100HV[120Â° Reflector] | Indoor Luminaires | High-Bay | High-Bay Luminaires for Commercial and Industrial Buildings | Standard | TRUE | 10185 | 105.54 | 96.51 | 13.75 | 0.921 | 5139 | 84 | 5 | 50000 | 41759 |  |  | NotYetVerified | Qualified with 120Â° reflector only | 3 | 10185.4 | 105.54 | 96.51 | 13.75 | 0.921 | 5000 | 84
P00001GML | E-Lite Semiconductor Inc. | E-LITE | EL-EB-200HV[120Â° Reflector] | Indoor Luminaires | High-Bay | High-Bay Luminaires for Commercial and Industrial Buildings | Standard | TRUE | 20313 | 105.29 | 199.9 | 13.65 | 0.9198 | 5125 | 84.1 | 5 | 50000 | 41759 |  |  | NotYetVerified | Qualified with 120Â° reflector only | 3 | 20313 | 105.29 | 199.9 | 13.65 | 0.9198 | 5000 | 84.1
P00001GMK | E-Lite Semiconductor Inc. | E-LITE | EL-EB-200[120Â° Reflector] | Indoor Luminaires | High-Bay | High-Bay Luminaires for Commercial and Industrial Buildings | Standard | TRUE | 21207 | 104.92 | 202.1 | 16.06 | 0.9167 | 5149 | 84.1 | 5 | 50000 | 41759 |  |  | NotYetVerified | Qualified with 120Â° reflector only | 3 | 21207 | 104.92 | 202.1 | 16.06 | 0.9167 | 5000 | 84.1
P00001GMI | E-Lite Semiconductor Inc. | E-LITE | EL-EB-150[120Â° Reflector] | Indoor Luminaires | High-Bay | High-Bay Luminaires for Commercial and Industrial Buildings | Standard | TRUE | 15826.2 | 106.34 | 148.8 | 10.56 | 0.9136 | 5146 | 84 | 5 | 50000 | 41759 |  |  | NotYetVerified | Qualified with 120Â° reflector only | 3 | 15826 | 106.64 | 148.8 | 10.56 | 0.9136 | 5000 | 84
P00001GMJ | E-Lite Semiconductor Inc. | E-LITE | EL-EB-150HV[120Â° Reflector] | Indoor Luminaires | High-Bay | High-Bay Luminaires for Commercial and Industrial Buildings | Standard | TRUE | 15302 | 105.5 | 145 | 11.68 | 0.9108 | 5122 | 84 | 5 | 50000 | 41759 |  |  | NotYetVerified | Qualified with 120Â° reflector only | 3 | 15302 | 105.5 | 145 | 11.68 | 0.9108 | 5000 | 84
P00001JRY | Lux Dynamics | LED - Gymnasium Series | LED-GYM-8-UNV-X-850 (Qualified without lens option) | Indoor Luminaires | High-Bay | High-Bay Luminaires for Commercial and Industrial Buildings | Standard | TRUE | 38054 | 97 | 390.31 | 14 | 0.95 | 4900 | 85 | 5 | 60000 | 41758 |  |  | NotYetVerified |  | 3 | 38054 | 97 | 390.31 |  |  | 5000
P00001JRX | Lux Dynamics | LED - Gymnasium Series | LED-GYM-3-UNV-X-850 (Qualified without lens option) | Indoor Luminaires | High-Bay | High-Bay Luminaires for Commercial and Industrial Buildings | Standard | TRUE | 15275 | 105 | 145.81 | 14 | 0.95 | 5262 | 85 | 5 | 60000 | 41758 |  |  | NotYetVerified |  | 3 | 15275 | 105 | 145.81 |  |  | 5000
P00001JS8 | InnoLED Lighting Inc. | InnoLED Lighting Inc. | INNOHB-200W-DLC45Â°(5000K) | Indoor Luminaires | High-Bay | High-Bay Luminaires for Commercial and Industrial Buildings | Standard | TRUE | 16236.93 | 81.246 | 199.85 | 14.9 | 0.927 | 5030 | 74.7 | 5 | 35000 | 41758 |  |  | NotYetVerified |  | 3 |  | 85 | 200 |  | 0.95 | 5000 | 75
P00001JS7 | InnoLED Lighting Inc. | InnoLED Lighting Inc. | INNOHB-120W-DLC45Â°(5000K) | Indoor Luminaires | High-Bay | High-Bay Luminaires for Commercial and Industrial Buildings | Standard | TRUE | 10813.38 | 91.26 | 118.49 | 14.9 | 0.927 | 4985 | 74.9 | 5 | 35000 | 41758 |  |  | NotYetVerified |  | 3 |  | 85 | 120 |  | 0.95 | 5000 | 75
P00001JS6 | Lux Dynamics | LED - Gymnasium Series | LED-GYM-16-UNV-X-850 (Qualified without lens option) | Indoor Luminaires | High-Bay | High-Bay Luminaires for Commercial and Industrial Buildings | Standard | FALSE | [9 empty] | 41758 |  |  | NotYetVerified |  | 3 | 82890 | 105 | 792.9 |  |  | 5000
P00001JS5 | Lux Dynamics | LED - Gymnasium Series | LED-GYM-15-UNV-X-850 (Qualified without lens option) | Indoor Luminaires | High-Bay | High-Bay Luminaires for Commercial and Industrial Buildings | Standard | FALSE | [9 empty] | 41758 |  |  | NotYetVerified |  | 3 | 74800 | 104 | 717.5 |  |  | 5000
P00001JS4 | Lux Dynamics | LED - Gymnasium Series | LED-GYM-12-UNV-X-850 (Qualified without lens option) | Indoor Luminaires | High-Bay | High-Bay Luminaires for Commercial and Industrial Buildings | Standard | FALSE | [9 empty] | 41758 |  |  | NotYetVerified |  | 3 | 59764 | 102 | 588.51 |  |  | 5000
P00001JS3 | Lux Dynamics | LED - Gymnasium Series | LED-GYM-10-UNV-X-850 (Qualified without lens option) | Indoor Luminaires | High-Bay | High-Bay Luminaires for Commercial and Industrial Buildings | Standard | FALSE | [9 empty] | 41758 |  |  | NotYetVerified |  | 3 | 49217 | 100 | 490 |  |  | 5000
P00001JS2 | Lux Dynamics | LED - Gymnasium Series | LED-GYM-9-UNV-X-850 (Qualified without lens option) | Indoor Luminaires | High-Bay | High-Bay Luminaires for Commercial and Industrial Buildings | Standard | FALSE | [9 empty] | 41758 |  |  | NotYetVerified |  | 3 | 44039 | 100 | 441.37 |  |  | 5000
P00001JS1 | Lux Dynamics | LED - Gymnasium Series | LED-GYM-6-UNV-X-850 (Qualified without lens option) | Indoor Luminaires | High-Bay | High-Bay Luminaires for Commercial and Industrial Buildings | Standard | FALSE | [9 empty] | 41758 |  |  | NotYetVerified |  | 3 | 29188 | 100 | 290.72 |  |  | 5000
P00001JS0 | Lux Dynamics | LED - Gymnasium Series | LED-GYM-5-UNV-X-850 (Qualified without lens option) | Indoor Luminaires | High-Bay | High-Bay Luminaires for Commercial and Industrial Buildings | Standard | FALSE | [9 empty] | 41758 |  |  | NotYetVerified |  | 3 | 23533 | 99 | 238.26 |  |  | 5000
P00001JRZ | Lux Dynamics | LED - Gymnasium Series | LED-GYM-4-UNV-X-850 (Qualified without lens option) | Indoor Luminaires | High-Bay | High-Bay Luminaires for Commercial and Industrial Buildings | Standard | FALSE | [9 empty] | 41758 |  |  | NotYetVerified |  | 3 | 19702 | 103 | 191.86 |  |  | 5000
P00001EEC | Meteor Lighting - ILOS Corporation | Meteor Lighting | WS-90-NW-U-V-80-X-X | Indoor Luminaires | High-Bay | High-Bay Luminaires for Commercial and Industrial Buildings | Standard | TRUE | 9189.92 | 99.62 | 92.25 | 7.73 | 0.95 | 3971 | 73.9 | 5 | 100000 | 41757 |  |  | NotYetVerified |  | 3 | 7569 | 100.6 | 90 |  | 0.9 | 4000 | 75
P00000QKU | Eaton's Crouse-Hinds Business | Champ | [VMV/PVM]17LR3/UNV1 | Indoor Luminaires | High-Bay | High-Bay Luminaires for Commercial and Industrial Buildings | Standard | TRUE | 16189 | 97.52 | 166 | 12.27 | 0.98 | 4905 | 70.5 | 5 | 60000 | 41752 |  |  | NotYetVerified |  | 3 | 16189 | 97.52 | 166 | 12.27 | 0.98 | 5000 | 70.5
P00000QKT | Eaton's Crouse-Hinds Business | Champ | [VMV/PVM]13LR3/UNV1 | Indoor Luminaires | High-Bay | High-Bay Luminaires for Commercial and Industrial Buildings | Standard | TRUE | 12688 | 98.59 | 128.7 | 12.79 | 0.968 | 4938 | 72.2 | 5 | 60000 | 41752 |  |  | NotYetVerified |  | 3 | 12688 | 98.59 | 128.7 | 12.79 | 0.968 | 5000 | 72.1
P00000QKS | Eaton's Crouse-Hinds Business | Champ | [VMV/PVM]25LR3/UNV1 | Indoor Luminaires | High-Bay | High-Bay Luminaires for Commercial and Industrial Buildings | Standard | TRUE | 22074 | 96.44 | 228.9 | 11.35 | 0.965 | 4925 | 72.5 | 5 | 60000 | 41752 |  |  | NotYetVerified |  | 3 | 22074 | 96.44 | 228.9 | 11.35 | 0.965 | 5000 | 72.5
P00000Q5L | Dialight | Durosite | LSM3C4M2P | Indoor Luminaires | High-Bay | Low-Bay Luminaires for Commercial and Industrial Buildings | Standard | TRUE | 6858 | 101.6 | 67.52 | 12.5 | 0.923 | 5102 | 76 | 5 | 100000 | 41752 |  |  | NotYetVerified |  | 3 | 6800 | 97 | 70 | 15 | 0.9 | 5000 | 70
P00000QM5 | Eaton's Crouse-Hinds Business | Champ | [VMV/PVM]25L2HAR3/UNV1 | Indoor Luminaires | High-Bay | High-Bay Luminaires for Commercial and Industrial Buildings | Standard | FALSE | [9 empty] | 41752 |  |  | NotYetVerified |  | 3 | 22074 | 96.44 | 228.9 | 11.35 | 0.965 | 5000 | 72.5
P00000QM4 | Eaton's Crouse-Hinds Business | Champ | [VMV/PVM]25L3CR3/UNV1 | Indoor Luminaires | High-Bay | High-Bay Luminaires for Commercial and Industrial Buildings | Standard | FALSE | [9 empty] | 41752 |  |  | NotYetVerified |  | 3 | 22074 | 96.44 | 228.9 | 11.35 | 0.965 | 5000 | 72.5
P00000QM3 | Eaton's Crouse-Hinds Business | Champ | [VMV/PVM]25L2CR3/UNV1 | Indoor Luminaires | High-Bay | High-Bay Luminaires for Commercial and Industrial Buildings | Standard | FALSE | [9 empty] | 41752 |  |  | NotYetVerified |  | 3 | 22074 | 96.44 | 228.9 | 11.35 | 0.965 | 5000 | 72.5
P00000QM2 | Eaton's Crouse-Hinds Business | Champ | [VMV/PVM]25L3BR3/UNV1 | Indoor Luminaires | High-Bay | High-Bay Luminaires for Commercial and Industrial Buildings | Standard | FALSE | [9 empty] | 41752 |  |  | NotYetVerified |  | 3 | 22074 | 96.44 | 228.9 | 11.35 | 0.965 | 5000 | 72.5
P00000QM1 | Eaton's Crouse-Hinds Business | Champ | [VMV/PVM]25L2BR3/UNV1 | Indoor Luminaires | High-Bay | High-Bay Luminaires for Commercial and Industrial Buildings | Standard | FALSE | [9 empty] | 41752 |  |  | NotYetVerified |  | 3 | 22074 | 96.44 | 228.9 | 11.35 | 0.965 | 5000 | 72.5
P00000QM0 | Eaton's Crouse-Hinds Business | Champ | [VMV/PVM]25L3AR3/UNV1 | Indoor Luminaires | High-Bay | High-Bay Luminaires for Commercial and Industrial Buildings | Standard | FALSE | [9 empty] | 41752 |  |  | NotYetVerified |  | 3 | 22074 | 96.44 | 228.9 | 11.35 | 0.965 | 5000 | 72.5
P00000QLZ | Eaton's Crouse-Hinds Business | Champ | [VMV/PVM]25L2AR3/UNV1 | Indoor Luminaires | High-Bay | High-Bay Luminaires for Commercial and Industrial Buildings | Standard | FALSE | [9 empty] | 41752 |  |  | NotYetVerified |  | 3 | 22074 | 96.44 | 228.9 | 11.35 | 0.965 | 5000 | 72.5
P00000QLY | Eaton's Crouse-Hinds Business | Champ | [VMV/PVM]25L2HAR1/UNV1 | Indoor Luminaires | High-Bay | High-Bay Luminaires for Commercial and Industrial Buildings | Standard | FALSE | [9 empty] | 41752 |  |  | NotYetVerified |  | 3 | 23190 | 101 | 229.5 | 11.57 | 0.964 | 5000 | 72.4
P00000QLX | Eaton's Crouse-Hinds Business | Champ | [VMV/PVM]25L3CR1/UNV1 | Indoor Luminaires | High-Bay | High-Bay Luminaires for Commercial and Industrial Buildings | Standard | FALSE | [9 empty] | 41752 |  |  | NotYetVerified |  | 3 | 23190 | 101 | 229.5 | 11.57 | 0.964 | 5000 | 72.4
P00000QLW | Eaton's Crouse-Hinds Business | Champ | [VMV/PVM]25L2CR1/UNV1 | Indoor Luminaires | High-Bay | High-Bay Luminaires for Commercial and Industrial Buildings | Standard | FALSE | [9 empty] | 41752 |  |  | NotYetVerified |  | 3 | 23190 | 101 | 229.5 | 11.57 | 0.964 | 5000 | 72.4
P00000QLV | Eaton's Crouse-Hinds Business | Champ | [VMV/PVM]25L3BR1/UNV1 | Indoor Luminaires | High-Bay | High-Bay Luminaires for Commercial and Industrial Buildings | Standard | FALSE | [9 empty] | 41752 |  |  | NotYetVerified |  | 3 | 23190 | 101 | 229.5 | 11.57 | 0.964 | 5000 | 72.4
P00000QLU | Eaton's Crouse-Hinds Business | Champ | [VMV/PVM]25L2BR1/UNV1 | Indoor Luminaires | High-Bay | High-Bay Luminaires for Commercial and Industrial Buildings | Standard | FALSE | [9 empty] | 41752 |  |  | NotYetVerified |  | 3 | 23190 | 101 | 229.5 | 11.57 | 0.964 | 5000 | 72.4
P00000QLT | Eaton's Crouse-Hinds Business | Champ | [VMV/PVM]25L3AR1/UNV1 | Indoor Luminaires | High-Bay | High-Bay Luminaires for Commercial and Industrial Buildings | Standard | FALSE | [9 empty] | 41752 |  |  | NotYetVerified |  | 3 | 23190 | 101 | 229.5 | 11.57 | 0.964 | 5000 | 72.4
P00000QLS | Eaton's Crouse-Hinds Business | Champ | [VMV/PVM]25L2AR1/UNV1 | Indoor Luminaires | High-Bay | High-Bay Luminaires for Commercial and Industrial Buildings | Standard | FALSE | [9 empty] | 41752 |  |  | NotYetVerified |  | 3 | 23190 | 101 | 229.5 | 11.57 | 0.964 | 5000 | 72.4
P00000QLR | Eaton's Crouse-Hinds Business | Champ | [VMV/PVM]25LR1/UNV1 | Indoor Luminaires | High-Bay | High-Bay Luminaires for Commercial and Industrial Buildings | Standard | FALSE | [9 empty] | 41752 |  |  | NotYetVerified |  | 3 | 23190 | 101 | 229.5 | 11.57 | 0.964 | 5000 | 72.4
P00000QLA | Eaton's Crouse-Hinds Business | Champ | [VMV/PVM]21L2HAR1/UNV1 | Indoor Luminaires | High-Bay | High-Bay Luminaires for Commercial and Industrial Buildings | Standard | FALSE | [9 empty] | 41752 |  |  | NotYetVerified |  | 3 | 20025 | 102.7 | 194.9 | 13 | 0.975 | 5000 | 72.2
P00000QL9 | Eaton's Crouse-Hinds Business | Champ | [VMV/PVM]21L3CR1/UNV1 | Indoor Luminaires | High-Bay | High-Bay Luminaires for Commercial and Industrial Buildings | Standard | FALSE | [9 empty] | 41752 |  |  | NotYetVerified |  | 3 | 20025 | 102.7 | 194.9 | 13 | 0.975 | 5000 | 72.2
P00000QL8 | Eaton's Crouse-Hinds Business | Champ | [VMV/PVM]21L2CR1/UNV1 | Indoor Luminaires | High-Bay | High-Bay Luminaires for Commercial and Industrial Buildings | Standard | FALSE | [9 empty] | 41752 |  |  | NotYetVerified |  | 3 | 20025 | 102.7 | 194.9 | 13 | 0.975 | 5000 | 72.2
P00000QL7 | Eaton's Crouse-Hinds Business | Champ | [VMV/PVM]21L3BR1/UNV1 | Indoor Luminaires | High-Bay | High-Bay Luminaires for Commercial and Industrial Buildings | Standard | FALSE | [9 empty] | 41752 |  |  | NotYetVerified |  | 3 | 20025 | 102.7 | 194.9 | 13 | 0.975 | 5000 | 72.2
P00000QL6 | Eaton's Crouse-Hinds Business | Champ | [VMV/PVM]21L2BR1/UNV1 | Indoor Luminaires | High-Bay | High-Bay Luminaires for Commercial and Industrial Buildings | Standard | FALSE | [9 empty] | 41752 |  |  | NotYetVerified |  | 3 | 20025 | 102.7 | 194.9 | 13 | 0.975 | 5000 | 72.2
P00000QL5 | Eaton's Crouse-Hinds Business | Champ | [VMV/PVM]21L3AR1/UNV1 | Indoor Luminaires | High-Bay | High-Bay Luminaires for Commercial and Industrial Buildings | Standard | FALSE | [9 empty] | 41752 |  |  | NotYetVerified |  | 3 | 20025 | 102.7 | 194.9 | 13 | 0.975 | 5000 | 72.2
P00000QL4 | Eaton's Crouse-Hinds Business | Champ | [VMV/PVM]21L2AR1/UNV1 | Indoor Luminaires | High-Bay | High-Bay Luminaires for Commercial and Industrial Buildings | Standard | FALSE | [9 empty] | 41752 |  |  | NotYetVerified |  | 3 | 20025 | 102.7 | 194.9 | 13 | 0.975 | 5000 | 72.2
P00000QL3 | Eaton's Crouse-Hinds Business | Champ | [VMV/PVM]21LR1/UNV1 | Indoor Luminaires | High-Bay | High-Bay Luminaires for Commercial and Industrial Buildings | Standard | FALSE | [9 empty] | 41752 |  |  | NotYetVerified |  | 3 | 20025 | 102.7 | 194.9 | 13 | 0.975 | 5000 | 72.2
P00000QLI | Eaton's Crouse-Hinds Business | Champ | [VMV/PVM]21L2HAR3/UNV1 | Indoor Luminaires | High-Bay | High-Bay Luminaires for Commercial and Industrial Buildings | Standard | FALSE | [9 empty] | 41752 |  |  | NotYetVerified |  | 3 | 19325 | 99 | 195.2 | 12.97 | 0.975 | 5000 | 72.1
P00000QLH | Eaton's Crouse-Hinds Business | Champ | [VMV/PVM]21L3CR3/UNV1 | Indoor Luminaires | High-Bay | High-Bay Luminaires for Commercial and Industrial Buildings | Standard | FALSE | [9 empty] | 41752 |  |  | NotYetVerified |  | 3 | 19325 | 99 | 195.2 | 12.97 | 0.975 | 5000 | 72.1
P00000QLG | Eaton's Crouse-Hinds Business | Champ | [VMV/PVM]21L2CR3/UNV1 | Indoor Luminaires | High-Bay | High-Bay Luminaires for Commercial and Industrial Buildings | Standard | FALSE | [9 empty] | 41752 |  |  | NotYetVerified |  | 3 | 19325 | 99 | 195.2 | 12.97 | 0.975 | 5000 | 72.1
P00000QLF | Eaton's Crouse-Hinds Business | Champ | [VMV/PVM]21L3BR3/UNV1 | Indoor Luminaires | High-Bay | High-Bay Luminaires for Commercial and Industrial Buildings | Standard | FALSE | [9 empty] | 41752 |  |  | NotYetVerified |  | 3 | 19325 | 99 | 195.2 | 12.97 | 0.975 | 5000 | 72.1
P00000QLE | Eaton's Crouse-Hinds Business | Champ | [VMV/PVM]21L2BR3/UNV1 | Indoor Luminaires | High-Bay | High-Bay Luminaires for Commercial and Industrial Buildings | Standard | FALSE | [9 empty] | 41752 |  |  | NotYetVerified |  | 3 | 19325 | 99 | 195.2 | 12.97 | 0.975 | 5000 | 72.1
P00000QLD | Eaton's Crouse-Hinds Business | Champ | [VMV/PVM]21L3AR3/UNV1 | Indoor Luminaires | High-Bay | High-Bay Luminaires for Commercial and Industrial Buildings | Standard | FALSE | [9 empty] | 41752 |  |  | NotYetVerified |  | 3 | 19325 | 99 | 195.2 | 12.97 | 0.975 | 5000 | 72.1
P00000QLC | Eaton's Crouse-Hinds Business | Champ | [VMV/PVM]21L2AR3/UNV1 | Indoor Luminaires | High-Bay | High-Bay Luminaires for Commercial and Industrial Buildings | Standard | FALSE | [9 empty] | 41752 |  |  | NotYetVerified |  | 3 | 19325 | 99 | 195.2 | 12.97 | 0.975 | 5000 | 72.1
P00000QLB | Eaton's Crouse-Hinds Business | Champ | [VMV/PVM]21LR3/UNV1 | Indoor Luminaires | High-Bay | High-Bay Luminaires for Commercial and Industrial Buildings | Standard | FALSE | [9 empty] | 41752 |  |  | NotYetVerified |  | 3 | 19325 | 99 | 195.2 | 12.97 | 0.975 | 5000 | 72.1
P00000QML | Eaton's Crouse-Hinds Business | Champ | [VMV/PVM]13L2HAR1/UNV1 | Indoor Luminaires | High-Bay | High-Bay Luminaires for Commercial and Industrial Buildings | Standard | FALSE | [9 empty] | 41752 |  |  | NotYetVerified |  | 3 | 13246 | 102.3 | 129.5 | 12.79 | 0.968 | 5000 | 72.1
P00000QMK | Eaton's Crouse-Hinds Business | Champ | [VMV/PVM]13L3CR1/UNV1 | Indoor Luminaires | High-Bay | High-Bay Luminaires for Commercial and Industrial Buildings | Standard | FALSE | [9 empty] | 41752 |  |  | NotYetVerified |  | 3 | 13246 | 102.3 | 129.5 | 12.79 | 0.968 | 5000 | 72.1
P00000QMJ | Eaton's Crouse-Hinds Business | Champ | [VMV/PVM]13L2CR1/UNV1 | Indoor Luminaires | High-Bay | High-Bay Luminaires for Commercial and Industrial Buildings | Standard | FALSE | [9 empty] | 41752 |  |  | NotYetVerified |  | 3 | 13246 | 102.3 | 129.5 | 12.79 | 0.968 | 5000 | 72.1
P00000QMI | Eaton's Crouse-Hinds Business | Champ | [VMV/PVM]13L3BR1/UNV1 | Indoor Luminaires | High-Bay | High-Bay Luminaires for Commercial and Industrial Buildings | Standard | FALSE | [9 empty] | 41752 |  |  | NotYetVerified |  | 3 | 13246 | 102.3 | 129.5 | 12.79 | 0.968 | 5000 | 72.1
P00000QMH | Eaton's Crouse-Hinds Business | Champ | [VMV/PVM]13L2BR1/UNV1 | Indoor Luminaires | High-Bay | High-Bay Luminaires for Commercial and Industrial Buildings | Standard | FALSE | [9 empty] | 41752 |  |  | NotYetVerified |  | 3 | 13246 | 102.3 | 129.5 | 12.79 | 0.968 | 5000 | 72.1
P00000QMG | Eaton's Crouse-Hinds Business | Champ | [VMV/PVM]13L3AR1/UNV1 | Indoor Luminaires | High-Bay | High-Bay Luminaires for Commercial and Industrial Buildings | Standard | FALSE | [9 empty] | 41752 |  |  | NotYetVerified |  | 3 | 13246 | 102.3 | 129.5 | 12.79 | 0.968 | 5000 | 72.1
P00000QMF | Eaton's Crouse-Hinds Business | Champ | [VMV/PVM]13L2AR1/UNV1 | Indoor Luminaires | High-Bay | High-Bay Luminaires for Commercial and Industrial Buildings | Standard | FALSE | [9 empty] | 41752 |  |  | NotYetVerified |  | 3 | 13246 | 102.3 | 129.5 | 12.79 | 0.968 | 5000 | 72.1
P00000QME | Eaton's Crouse-Hinds Business | Champ | [VMV/PVM]13LR1/UNV1 | Indoor Luminaires | High-Bay | High-Bay Luminaires for Commercial and Industrial Buildings | Standard | FALSE | [9 empty] | 41752 |  |  | NotYetVerified |  | 3 | 13246 | 102.3 | 129.5 | 12.79 | 0.968 | 5000 | 72.1
P00000QMS | Eaton's Crouse-Hinds Business | Champ | [VMV/PVM]13L2HAR3/UNV1 | Indoor Luminaires | High-Bay | High-Bay Luminaires for Commercial and Industrial Buildings | Standard | FALSE | [9 empty] | 41752 |  |  | NotYetVerified |  | 3 | 12688 | 98.59 | 128.7 | 12.79 | 0.968 | 5000 | 72.1
P00000QMR | Eaton's Crouse-Hinds Business | Champ | [VMV/PVM]13L3CR3/UNV1 | Indoor Luminaires | High-Bay | High-Bay Luminaires for Commercial and Industrial Buildings | Standard | FALSE | [9 empty] | 41752 |  |  | NotYetVerified |  | 3 | 12688 | 98.59 | 128.7 | 12.79 | 0.968 | 5000 | 72.1
P00000QMQ | Eaton's Crouse-Hinds Business | Champ | [VMV/PVM]13L2CR3/UNV1 | Indoor Luminaires | High-Bay | High-Bay Luminaires for Commercial and Industrial Buildings | Standard | FALSE | [9 empty] | 41752 |  |  | NotYetVerified |  | 3 | 12688 | 98.59 | 128.7 | 12.79 | 0.968 | 5000 | 72.1
P00000QMP | Eaton's Crouse-Hinds Business | Champ | [VMV/PVM]13L3BR3/UNV1 | Indoor Luminaires | High-Bay | High-Bay Luminaires for Commercial and Industrial Buildings | Standard | FALSE | [9 empty] | 41752 |  |  | NotYetVerified |  | 3 | 12688 | 98.59 | 128.7 | 12.79 | 0.968 | 5000 | 72.1
P00000QMO | Eaton's Crouse-Hinds Business | Champ | [VMV/PVM]13L2BR3/UNV1 | Indoor Luminaires | High-Bay | High-Bay Luminaires for Commercial and Industrial Buildings | Standard | FALSE | [9 empty] | 41752 |  |  | NotYetVerified |  | 3 | 12688 | 98.59 | 128.7 | 12.79 | 0.968 | 5000 | 72.1
P00000QMN | Eaton's Crouse-Hinds Business | Champ | [VMV/PVM]/PVM]13L3AR3/UNV1 | Indoor Luminaires | High-Bay | High-Bay Luminaires for Commercial and Industrial Buildings | Standard | FALSE | [9 empty] | 41752 |  |  | NotYetVerified |  | 3 | 12688 | 98.59 | 128.7 | 12.79 | 0.968 | 5000 | 72.1
P00000QMM | Eaton's Crouse-Hinds Business | Champ | [VMV/PVM]13L2AR3/UNV1 | Indoor Luminaires | High-Bay | High-Bay Luminaires for Commercial and Industrial Buildings | Standard | FALSE | [9 empty] | 41752 |  |  | NotYetVerified |  | 3 | 12688 | 98.59 | 128.7 | 12.79 | 0.968 | 5000 | 72.1
P00000QMD | Eaton's Crouse-Hinds Business | Champ | [VMV/PVM]13L2HA/UNV1 | Indoor Luminaires | High-Bay | High-Bay Luminaires for Commercial and Industrial Buildings | Standard | FALSE | [9 empty] | 41752 |  |  | NotYetVerified |  | 3 | 13200 | 102.8 | 128.4 | 12.81 | 0.968 | 5000 | 71.9
P00000QMC | Eaton's Crouse-Hinds Business | Champ | [VMV/PVM]13L3C/UNV1 | Indoor Luminaires | High-Bay | High-Bay Luminaires for Commercial and Industrial Buildings | Standard | FALSE | [9 empty] | 41752 |  |  | NotYetVerified |  | 3 | 13200 | 102.8 | 128.4 | 12.81 | 0.968 | 5000 | 71.9
P00000QMB | Eaton's Crouse-Hinds Business | Champ | [VMV/PVM]13L2C/UNV1 | Indoor Luminaires | High-Bay | High-Bay Luminaires for Commercial and Industrial Buildings | Standard | FALSE | [9 empty] | 41752 |  |  | NotYetVerified |  | 3 | 13200 | 102.8 | 128.4 | 12.81 | 0.968 | 5000 | 71.9
P00000QMA | Eaton's Crouse-Hinds Business | Champ | [VMV/PVM]13L3B/UNV1 | Indoor Luminaires | High-Bay | High-Bay Luminaires for Commercial and Industrial Buildings | Standard | FALSE | [9 empty] | 41752 |  |  | NotYetVerified |  | 3 | 13200 | 102.8 | 128.4 | 12.81 | 0.968 | 5000 | 71.9
P00000QM9 | Eaton's Crouse-Hinds Business | Champ | [VMV/PVM]13L2B/UNV1 | Indoor Luminaires | High-Bay | High-Bay Luminaires for Commercial and Industrial Buildings | Standard | FALSE | [9 empty] | 41752 |  |  | NotYetVerified |  | 3 | 13200 | 102.8 | 128.4 | 12.81 | 0.968 | 5000 | 71.9
P00000QM8 | Eaton's Crouse-Hinds Business | Champ | [VMV/PVM]13L3A/UNV1 | Indoor Luminaires | High-Bay | High-Bay Luminaires for Commercial and Industrial Buildings | Standard | FALSE | [9 empty] | 41752 |  |  | NotYetVerified |  | 3 | 13200 | 102.8 | 128.4 | 12.81 | 0.968 | 5000 | 71.9
P00000QM7 | Eaton's Crouse-Hinds Business | Champ | [VMV/PVM]13L2A/UNV1 | Indoor Luminaires | High-Bay | High-Bay Luminaires for Commercial and Industrial Buildings | Standard | FALSE | [9 empty] | 41752 |  |  | NotYetVerified |  | 3 | 13200 | 102.8 | 128.4 | 12.81 | 0.968 | 5000 | 71.9
P00000QM6 | Eaton's Crouse-Hinds Business | Champ | [VMV/PVM]13L/UNV1 | Indoor Luminaires | High-Bay | High-Bay Luminaires for Commercial and Industrial Buildings | Standard | FALSE | [9 empty] | 41752 |  |  | NotYetVerified |  | 3 | 13200 | 102.8 | 128.4 | 12.81 | 0.968 | 5000 | 71.9
P00000QLQ | Eaton's Crouse-Hinds Business | Champ | [VMV/PVM]25L2HA/UNV1 | Indoor Luminaires | High-Bay | High-Bay Luminaires for Commercial and Industrial Buildings | Standard | FALSE | [9 empty] | 41752 |  |  | NotYetVerified |  | 3 | 24282 | 104.7 | 232 | 11.48 | 0.965 | 5000 | 71.7
P00000QLP | Eaton's Crouse-Hinds Business | Champ | [VMV/PVM]25L3C/UNV1 | Indoor Luminaires | High-Bay | High-Bay Luminaires for Commercial and Industrial Buildings | Standard | FALSE | [9 empty] | 41752 |  |  | NotYetVerified |  | 3 | 24282 | 104.7 | 232 | 11.48 | 0.965 | 5000 | 71.7
P00000QLO | Eaton's Crouse-Hinds Business | Champ | [VMV/PVM]25L2C/UNV1 | Indoor Luminaires | High-Bay | High-Bay Luminaires for Commercial and Industrial Buildings | Standard | FALSE | [9 empty] | 41752 |  |  | NotYetVerified |  | 3 | 24282 | 104.7 | 232 | 11.48 | 0.965 | 5000 | 71.7
P00000QLN | Eaton's Crouse-Hinds Business | Champ | [VMV/PVM]25L3B/UNV1 | Indoor Luminaires | High-Bay | High-Bay Luminaires for Commercial and Industrial Buildings | Standard | FALSE | [9 empty] | 41752 |  |  | NotYetVerified |  | 3 | 24282 | 104.7 | 232 | 11.48 | 0.965 | 5000 | 71.7
P00000QLM | Eaton's Crouse-Hinds Business | Champ | [VMV/PVM]25L2B/UNV1 | Indoor Luminaires | High-Bay | High-Bay Luminaires for Commercial and Industrial Buildings | Standard | FALSE | [9 empty] | 41752 |  |  | NotYetVerified |  | 3 | 24282 | 104.7 | 232 | 11.48 | 0.965 | 5000 | 71.7
P00000QLL | Eaton's Crouse-Hinds Business | Champ | [VMV/PVM]25L3A/UNV1 | Indoor Luminaires | High-Bay | High-Bay Luminaires for Commercial and Industrial Buildings | Standard | FALSE | [9 empty] | 41752 |  |  | NotYetVerified |  | 3 | 24282 | 104.7 | 232 | 11.48 | 0.965 | 5000 | 71.7
P00000QLK | Eaton's Crouse-Hinds Business | Champ | [VMV/PVM]25L2A/UNV1 | Indoor Luminaires | High-Bay | High-Bay Luminaires for Commercial and Industrial Buildings | Standard | FALSE | [9 empty] | 41752 |  |  | NotYetVerified |  | 3 | 24282 | 104.7 | 232 | 11.48 | 0.965 | 5000 | 71.7
P00000QLJ | Eaton's Crouse-Hinds Business | Champ | [VMV/PVM]25L/UNV1 | Indoor Luminaires | High-Bay | High-Bay Luminaires for Commercial and Industrial Buildings | Standard | FALSE | [9 empty] | 41752 |  |  | NotYetVerified |  | 3 | 24282 | 104.7 | 232 | 11.48 | 0.965 | 5000 | 71.7
P00000QL2 | Eaton's Crouse-Hinds Business | Champ | [VMV/PVM]21L2HA/UNV1 | Indoor Luminaires | High-Bay | High-Bay Luminaires for Commercial and Industrial Buildings | Standard | FALSE | [9 empty] | 41752 |  |  | NotYetVerified |  | 3 | 20552 | 104.9 | 196 | 12.8 | 0.976 | 5000 | 71.6
P00000QL1 | Eaton's Crouse-Hinds Business | Champ | [VMV/PVM]21L3C/UNV1 | Indoor Luminaires | High-Bay | High-Bay Luminaires for Commercial and Industrial Buildings | Standard | FALSE | [9 empty] | 41752 |  |  | NotYetVerified |  | 3 | 20552 | 104.9 | 196 | 12.8 | 0.976 | 5000 | 71.6
P00000QL0 | Eaton's Crouse-Hinds Business | Champ | [VMV/PVM]21L2C/UNV1 | Indoor Luminaires | High-Bay | High-Bay Luminaires for Commercial and Industrial Buildings | Standard | FALSE | [9 empty] | 41752 |  |  | NotYetVerified |  | 3 | 20552 | 104.9 | 196 | 12.8 | 0.976 | 5000 | 71.6
P00000QKZ | Eaton's Crouse-Hinds Business | Champ | [VMV/PVM]21L3B/UNV1 | Indoor Luminaires | High-Bay | High-Bay Luminaires for Commercial and Industrial Buildings | Standard | FALSE | [9 empty] | 41752 |  |  | NotYetVerified |  | 3 | 20552 | 104.9 | 196 | 12.8 | 0.976 | 5000 | 71.6
P00000QKY | Eaton's Crouse-Hinds Business | Champ | [VMV/PVM]21L2B/UNV1 | Indoor Luminaires | High-Bay | High-Bay Luminaires for Commercial and Industrial Buildings | Standard | FALSE | [9 empty] | 41752 |  |  | NotYetVerified |  | 3 | 20552 | 104.9 | 196 | 12.8 | 0.976 | 5000 | 71.6
P00000QKX | Eaton's Crouse-Hinds Business | Champ | [VMV/PVM]21L3A/UNV1 | Indoor Luminaires | High-Bay | High-Bay Luminaires for Commercial and Industrial Buildings | Standard | FALSE | [9 empty] | 41752 |  |  | NotYetVerified |  | 3 | 20552 | 104.9 | 196 | 12.8 | 0.976 | 5000 | 71.6
P00000QKW | Eaton's Crouse-Hinds Business | Champ | [VMV/PVM]21L2A/UNV1 | Indoor Luminaires | High-Bay | High-Bay Luminaires for Commercial and Industrial Buildings | Standard | FALSE | [9 empty] | 41752 |  |  | NotYetVerified |  | 3 | 20552 | 104.9 | 196 | 12.8 | 0.976 | 5000 | 71.6
P00000QKV | Eaton's Crouse-Hinds Business | Champ | [VMV/PVM]21L/UNV1 | Indoor Luminaires | High-Bay | High-Bay Luminaires for Commercial and Industrial Buildings | Standard | FALSE | [9 empty] | 41752 |  |  | NotYetVerified |  | 3 | 20552 | 104.9 | 196 | 12.8 | 0.976 | 5000 | 71.6
P00000QNF | Eaton's Crouse-Hinds Business | Champ | [VMV/PVM]17L2HAR3/UNV1 | Indoor Luminaires | High-Bay | High-Bay Luminaires for Commercial and Industrial Buildings | Standard | FALSE | [9 empty] | 41752 |  |  | NotYetVerified |  | 3 | 16189 | 97.52 | 166 | 12.27 | 0.98 | 5000 | 70.5
P00000QNE | Eaton's Crouse-Hinds Business | Champ | [VMV/PVM]17L3CR3/UNV1 | Indoor Luminaires | High-Bay | High-Bay Luminaires for Commercial and Industrial Buildings | Standard | FALSE | [9 empty] | 41752 |  |  | NotYetVerified |  | 3 | 16189 | 97.52 | 166 | 12.27 | 0.98 | 5000 | 70.5
P00000QND | Eaton's Crouse-Hinds Business | Champ | [VMV/PVM]17L2CR3/UNV1 | Indoor Luminaires | High-Bay | High-Bay Luminaires for Commercial and Industrial Buildings | Standard | FALSE | [9 empty] | 41752 |  |  | NotYetVerified |  | 3 | 16189 | 97.52 | 166 | 12.27 | 0.98 | 5000 | 70.5
P00000QNC | Eaton's Crouse-Hinds Business | Champ | [VMV/PVM]17L3BR3/UNV1 | Indoor Luminaires | High-Bay | High-Bay Luminaires for Commercial and Industrial Buildings | Standard | FALSE | [9 empty] | 41752 |  |  | NotYetVerified |  | 3 | 16189 | 97.52 | 166 | 12.27 | 0.98 | 5000 | 70.5
P00000QNB | Eaton's Crouse-Hinds Business | Champ | [VMV/PVM]17L2BR3/UNV1 | Indoor Luminaires | High-Bay | High-Bay Luminaires for Commercial and Industrial Buildings | Standard | FALSE | [9 empty] | 41752 |  |  | NotYetVerified |  | 3 | 16189 | 97.52 | 166 | 12.27 | 0.98 | 5000 | 70.5
P00000QNA | Eaton's Crouse-Hinds Business | Champ | [VMV/PVM]17L3AR3/UNV1 | Indoor Luminaires | High-Bay | High-Bay Luminaires for Commercial and Industrial Buildings | Standard | FALSE | [9 empty] | 41752 |  |  | NotYetVerified |  | 3 | 16189 | 97.52 | 166 | 12.27 | 0.98 | 5000 | 70.5
P00000QN9 | Eaton's Crouse-Hinds Business | Champ | [VMV/PVM]17L2AR3/UNV1 | Indoor Luminaires | High-Bay | High-Bay Luminaires for Commercial and Industrial Buildings | Standard | FALSE | [9 empty] | 41752 |  |  | NotYetVerified |  | 3 | 16189 | 97.52 | 166 | 12.27 | 0.98 | 5000 | 70.5
P00000QN8 | Eaton's Crouse-Hinds Business | Champ | [VMV/PVM]17L2HAR1/UNV1 | Indoor Luminaires | High-Bay | High-Bay Luminaires for Commercial and Industrial Buildings | Standard | FALSE | [9 empty] | 41752 |  |  | NotYetVerified |  | 3 | 17026 | 102.1 | 166.7 | 12.21 | 0.98 | 5000 | 70.4
P00000QN7 | Eaton's Crouse-Hinds Business | Champ | [VMV/PVM]17L3CR1/UNV1 | Indoor Luminaires | High-Bay | High-Bay Luminaires for Commercial and Industrial Buildings | Standard | FALSE | [9 empty] | 41752 |  |  | NotYetVerified |  | 3 | 17026 | 102.1 | 166.7 | 12.21 | 0.98 | 5000 | 70.4
P00000QN6 | Eaton's Crouse-Hinds Business | Champ | [VMV/PVM]17L2CR1/UNV1 | Indoor Luminaires | High-Bay | High-Bay Luminaires for Commercial and Industrial Buildings | Standard | FALSE | [9 empty] | 41752 |  |  | NotYetVerified |  | 3 | 17026 | 102.1 | 166.7 | 12.21 | 0.98 | 5000 | 70.4
P00000QN5 | Eaton's Crouse-Hinds Business | Champ | [VMV/PVM]17L3BR1/UNV1 | Indoor Luminaires | High-Bay | High-Bay Luminaires for Commercial and Industrial Buildings | Standard | FALSE | [9 empty] | 41752 |  |  | NotYetVerified |  | 3 | 17026 | 102.1 | 166.7 | 12.21 | 0.98 | 5000 | 70.4
P00000QN4 | Eaton's Crouse-Hinds Business | Champ | [VMV/PVM]17L2BR1/UNV1 | Indoor Luminaires | High-Bay | High-Bay Luminaires for Commercial and Industrial Buildings | Standard | FALSE | [9 empty] | 41752 |  |  | NotYetVerified |  | 3 | 17026 | 102.1 | 166.7 | 12.21 | 0.98 | 5000 | 70.4
P00000QN3 | Eaton's Crouse-Hinds Business | Champ | [VMV/PVM]17L3AR1/UNV1 | Indoor Luminaires | High-Bay | High-Bay Luminaires for Commercial and Industrial Buildings | Standard | FALSE | [9 empty] | 41752 |  |  | NotYetVerified |  | 3 | 17026 | 102.1 | 166.7 | 12.21 | 0.98 | 5000 | 70.4
P00000QN2 | Eaton's Crouse-Hinds Business | Champ | [VMV/PVM]17L2AR1/UNV1 | Indoor Luminaires | High-Bay | High-Bay Luminaires for Commercial and Industrial Buildings | Standard | FALSE | [9 empty] | 41752 |  |  | NotYetVerified |  | 3 | 17026 | 102.1 | 166.7 | 12.21 | 0.98 | 5000 | 70.4
P00000QN1 | Eaton's Crouse-Hinds Business | Champ | [VMV/PVM]17LR1/UNV1 | Indoor Luminaires | High-Bay | High-Bay Luminaires for Commercial and Industrial Buildings | Standard | FALSE | [9 empty] | 41752 |  |  | NotYetVerified |  | 3 | 17026 | 102.1 | 166.7 | 12.21 | 0.98 | 5000 | 70.4
P00000QN0 | Eaton's Crouse-Hinds Business | Champ | [VMV/PVM]17L2HA/UNV1 | Indoor Luminaires | High-Bay | High-Bay Luminaires for Commercial and Industrial Buildings | Standard | FALSE | [9 empty] | 41752 |  |  | NotYetVerified |  | 3 | 17073 | 102.8 | 166 | 12.23 | 0.98 | 5000 | 70.1
P00000QMZ | Eaton's Crouse-Hinds Business | Champ | [VMV/PVM]17L3C/UNV1 | Indoor Luminaires | High-Bay | High-Bay Luminaires for Commercial and Industrial Buildings | Standard | FALSE | [9 empty] | 41752 |  |  | NotYetVerified |  | 3 | 17073 | 102.8 | 166 | 12.23 | 0.98 | 5000 | 70.1
P00000QMY | Eaton's Crouse-Hinds Business | Champ | [VMV/PVM]17L2C/UNV1 | Indoor Luminaires | High-Bay | High-Bay Luminaires for Commercial and Industrial Buildings | Standard | FALSE | [9 empty] | 41752 |  |  | NotYetVerified |  | 3 | 17073 | 102.8 | 166 | 12.23 | 0.98 | 5000 | 70.1
P00000QMX | Eaton's Crouse-Hinds Business | Champ | [VMV/PVM]17L3B/UNV1 | Indoor Luminaires | High-Bay | High-Bay Luminaires for Commercial and Industrial Buildings | Standard | FALSE | [9 empty] | 41752 |  |  | NotYetVerified |  | 3 | 17073 | 102.8 | 166 | 12.23 | 0.98 | 5000 | 70.1
P00000QMW | Eaton's Crouse-Hinds Business | Champ | [VMV/PVM]17L2B/UNV1 | Indoor Luminaires | High-Bay | High-Bay Luminaires for Commercial and Industrial Buildings | Standard | FALSE | [9 empty] | 41752 |  |  | NotYetVerified |  | 3 | 17073 | 102.8 | 166 | 12.23 | 0.98 | 5000 | 70.1
P00000QMV | Eaton's Crouse-Hinds Business | Champ | [VMV/PVM]17L3A/UNV1 | Indoor Luminaires | High-Bay | High-Bay Luminaires for Commercial and Industrial Buildings | Standard | FALSE | [9 empty] | 41752 |  |  | NotYetVerified |  | 3 | 17073 | 102.8 | 166 | 12.23 | 0.98 | 5000 | 70.1
P00000QMU | Eaton's Crouse-Hinds Business | Champ | [VMV/PVM]17L2A/UNV1 | Indoor Luminaires | High-Bay | High-Bay Luminaires for Commercial and Industrial Buildings | Standard | FALSE | [9 empty] | 41752 |  |  | NotYetVerified |  | 3 | 17073 | 102.8 | 166 | 12.23 | 0.98 | 5000 | 70.1
P00000QMT | Eaton's Crouse-Hinds Business | Champ | [VMV/PVM]17L/UNV1 | Indoor Luminaires | High-Bay | High-Bay Luminaires for Commercial and Industrial Buildings | Standard | FALSE | [9 empty] | 41752 |  |  | NotYetVerified |  | 3 | 17073 | 102.8 | 166 | 12.23 | 0.98 | 5000 | 70.1
P00000Q5M | Dialight | Durosite | HBGCVZ | Indoor Luminaires | High-Bay | High-Bay Luminaires for Commercial and Industrial Buildings | Standard | FALSE | [9 empty] | 41752 |  |  | NotYetVerified |  | 3 | 16820 | 93 | 180 |  | 0.956 | 5000 | 72
P000011A3 | National Bright Lighting | NBL | FLKS120-3-T5-XX-XX-1050-6K-HB | Indoor Luminaires | High-Bay | High-Bay Luminaires for Commercial and Industrial Buildings | Standard | TRUE | 12576.55 | 83 | 150.91 | 8 | 0.97 | 5732 | 74 | 5 | 50000 | 41751 |  |  | NotYetVerified |  | 3 | 12576 | 83 | 150 |  |  | 5700 | 74
P00000WJ9 | Icon International Inc. | Icon | Low Bay 30 (Aluminum Shade) | Indoor Luminaires | High-Bay | Low-Bay Luminaires for Commercial and Industrial Buildings | Standard | TRUE | 4808.7 | 89.02 | 54.02 | 7.17 | 0.962 | 3068 | 84.8 | 5 | 50000 | 41751 |  |  | NotYetVerified |  | 3 | 4808.7 | 89.02 | 54 |  |  | 3000 | 85
P00000UHX | Helius Illumination | helius illumination | ST.6L-150-4000 | Indoor Luminaires | High-Bay | Low-Bay Luminaires for Commercial and Industrial Buildings | Standard | TRUE | 7150.51 | 83.44 | 85.7 | 16.6 | 0.873 | 4492 | 74.3 | 5 | 50000 | 41751 |  |  | NotYetVerified |  | 3 | 7150.51 | 83.44 | 85.7 |  |  | 4500 | 75
P000011A5 | National Bright Lighting | NBL | FLKS120-5-T5-XX-XX-1050-6K-XX-HB | Indoor Luminaires | High-Bay | High-Bay Luminaires for Commercial and Industrial Buildings | Standard | FALSE | [9 empty] | 41751 |  |  | NotYetVerified |  | 3 | 15000 | 80 | 150 |  |  | 5700
P000011A4 | National Bright Lighting | NBL | FLKS120-4-T5-XX-XX-1050-6K-XX-HB | Indoor Luminaires | High-Bay | High-Bay Luminaires for Commercial and Industrial Buildings | Standard | FALSE | [9 empty] | 41751 |  |  | NotYetVerified |  | 3 | 12000 | 83 | 120 |  |  | 5700
P00000WJC | Icon International Inc. | Icon | Low Bay 40 (Milk White Plastic Shade) | Indoor Luminaires | High-Bay | Low-Bay Luminaires for Commercial and Industrial Buildings | Standard | FALSE | [9 empty] | 41751 |  |  | NotYetVerified |  | 3 | 5678 | 101 | 56 | 10 | 0.96 | 6000 | 80
P00000WJB | Icon International Inc. | Icon | Low Bay 30 (Milk White Plastic Shade) | Indoor Luminaires | High-Bay | Low-Bay Luminaires for Commercial and Industrial Buildings | Standard | FALSE | [9 empty] | 41751 |  |  | NotYetVerified |  | 3 | 5388 | 97 | 55.34 | 10 | 0.96 | 5000 | 80
P00000WJE | Icon International Inc. | Icon | Low Bay 40 (Clear Plastic Shade) | Indoor Luminaires | High-Bay | Low-Bay Luminaires for Commercial and Industrial Buildings | Standard | FALSE | [9 empty] | 41751 |  |  | NotYetVerified |  | 3 | 6258 | 109 | 57.32 | 10 | 0.96 | 4000 | 80
P00000WJD | Icon International Inc. | Icon | Low Bay 30 (Clear Plastic Shade) | Indoor Luminaires | High-Bay | Low-Bay Luminaires for Commercial and Industrial Buildings | Standard | FALSE | [9 empty] | 41751 |  |  | NotYetVerified |  | 3 | 5968 | 105 | 56.66 | 10 | 0.96 | 4000 | 80
P00000WJA | Icon International Inc. | Icon | Low Bay 40 (Aluminum Shade) | Indoor Luminaires | High-Bay | Low-Bay Luminaires for Commercial and Industrial Buildings | Standard | FALSE | [9 empty] | 41751 |  |  | NotYetVerified |  | 3 | 5098 | 93 | 54.68 | 10 | 0.96 | 4000 | 80
P00001J1R | AZZ Lighting Systems | Rig-A-Lite | WFH150244SPAXX | Indoor Luminaires | High-Bay | High-Bay Luminaires for Commercial and Industrial Buildings | Standard | TRUE | 13540 | 91.4 | 148.1 | 14.6 | 0.976 | 4039 | 82.7 | 5 | 35000 | 41750 |  |  | NotYetVerified |  | 3 | 13090 | 88 | 148.6 | 14.6 | 0.976 | 4000 | 83
P00001HA5 | Hubbell Killark | Hubbell killark | VM4LC13030XXERXXX-DLC | Indoor Luminaires | High-Bay | High-Bay Luminaires for Commercial and Industrial Buildings | Standard | TRUE | 11920 | 88.05 | 135.38 | 13.4 | 0.94 | 5009 | 74.57 | 5 | 50000 | 41750 |  |  | NotYetVerified |  | 3 | 11920 | 88.68 | 135.38 |  |  | 5000 | 74.57
P00001HAI | Hubbell Killark | Hubbell killark | VM4LC05030XXPFXXX-DLC | Indoor Luminaires | High-Bay | Low-Bay Luminaires for Commercial and Industrial Buildings | Standard | TRUE | 5556 | 106.97 | 51.94 | 13.4 | 0.94 | 4902 | 74.07 | 5 | 50000 | 41750 |  |  | NotYetVerified |  | 3 | 5556 | 106.97 | 51.94 |  |  | 5000 | 74
P00001HA6 | Hubbell Killark | Hubbell killark | VM4LC10030XXR5XXX-DLC | Indoor Luminaires | High-Bay | High-Bay Luminaires for Commercial and Industrial Buildings | Standard | TRUE | 11120 | 102.8 | 108.16 | 13.4 | 0.91 | 4902 | 73.15 | 5 | 50000 | 41750 |  |  | NotYetVerified |  | 3 | 11120 | 102.8 | 108.16 |  |  | 5000 | 73.15
P00001HAF | Hubbell Killark | Hubbell killark | VM4LC10030XXGFXXX-DLC | Indoor Luminaires | High-Bay | High-Bay Luminaires for Commercial and Industrial Buildings | Standard | FALSE | [9 empty] | 41750 |  |  | NotYetVerified |  | 3 | 11350 | 104.9 | 108.15 |  |  | 4917 | 73.92
P00001HAL | Hubbell Killark | Hubbell killark | VM4LC09030XXGFXXX-DLC | Indoor Luminaires | High-Bay | Low-Bay Luminaires for Commercial and Industrial Buildings | Standard | FALSE | [9 empty] | 41750 |  |  | NotYetVerified |  | 3 | 9566 | 105.2 | 90.971 |  |  | 4915 | 73.75
P00001HAD | Hubbell Killark | Hubbell killark | VM4LB13030XXERXXX-DLC | Indoor Luminaires | High-Bay | High-Bay Luminaires for Commercial and Industrial Buildings | Standard | FALSE | [9 empty] | 41750 |  |  | NotYetVerified |  | 3 | 12080 | 89.67 | 135.22 |  |  | 4910 | 74.38
P00001HA8 | Hubbell Killark | Hubbell killark | VM4LC13030XXGFXXX-DLC | Indoor Luminaires | High-Bay | High-Bay Luminaires for Commercial and Industrial Buildings | Standard | FALSE | [9 empty] | 41750 |  |  | NotYetVerified |  | 3 | 13780 | 102.48 | 134.47 |  |  | 4908 | 75.18
P00001HAX | Hubbell Killark | Hubbell killark | VM4LC05030XXGFXXX-DLC | Indoor Luminaires | High-Bay | Low-Bay Luminaires for Commercial and Industrial Buildings | Standard | FALSE | [9 empty] | 41750 |  |  | NotYetVerified |  | 3 | 5556 | 106.97 | 51.941 |  |  | 4902 | 74.07
P00001HAR | Hubbell Killark | Hubbell killark | VM4LC06530XXGFXXX-DLC | Indoor Luminaires | High-Bay | Low-Bay Luminaires for Commercial and Industrial Buildings | Standard | FALSE | [9 empty] | 41750 |  |  | NotYetVerified |  | 3 | 7441 | 107.34 | 69.19 |  |  | 4896 | 74.59
P00001HAM | Hubbell Killark | Hubbell killark | VM4LC09030XXPFXXX-DLC | Indoor Luminaires | High-Bay | Low-Bay Luminaires for Commercial and Industrial Buildings | Standard | FALSE | [9 empty] | 41750 |  |  | NotYetVerified |  | 3 | 9004 | 99 | 90.941 |  |  | 4866 | 74.96
P00001HA9 | Hubbell Killark | Hubbell killark | VM4LC13030XXPFXXX-DLC | Indoor Luminaires | High-Bay | High-Bay Luminaires for Commercial and Industrial Buildings | Standard | FALSE | [9 empty] | 41750 |  |  | NotYetVerified |  | 3 | 12953.2 | 96.3312 | 133.1253 |  |  | 4858.92 | 76.3829
P00001HAS | Hubbell Killark | Hubbell killark | VM4LC06530XXPFXXX-DLC | Indoor Luminaires | High-Bay | Low-Bay Luminaires for Commercial and Industrial Buildings | Standard | FALSE | [9 empty] | 41750 |  |  | NotYetVerified |  | 3 | 6994.54 | 100.8996 | 68.4981 |  |  | 4847.04 | 75.7834
P00001HA7 | Hubbell Killark | Hubbell killark | VM4LC13030XXGLXXX-DLC | Indoor Luminaires | High-Bay | High-Bay Luminaires for Commercial and Industrial Buildings | Standard | FALSE | [9 empty] | 41750 |  |  | NotYetVerified |  | 3 | 15370 | 114.34 | 134.42 |  |  | 4815 | 74.79
P00001HAW | Hubbell Killark | Hubbell killark | VM4LC05030XXGLXXX-DLC | Indoor Luminaires | High-Bay | Low-Bay Luminaires for Commercial and Industrial Buildings | Standard | FALSE | [9 empty] | 41750 |  |  | NotYetVerified |  | 3 | 6714 | 117.44 | 51.832 |  |  | 4811 | 73.69
P00001HAT | Hubbell Killark | Hubbell killark | VM4LC06530XXR5XXX-DLC | Indoor Luminaires | High-Bay | Low-Bay Luminaires for Commercial and Industrial Buildings | Standard | FALSE | [9 empty] | 41750 |  |  | NotYetVerified |  | 3 | 7691 | 108.2 | 71.104 |  |  | 4799 | 72.71
P00001HAB | Hubbell Killark | Hubbell killark | VM4LB13030XXGLXXX-DLC | Indoor Luminaires | High-Bay | High-Bay Luminaires for Commercial and Industrial Buildings | Standard | FALSE | [9 empty] | 41750 |  |  | NotYetVerified |  | 3 | 15630 | 116.03 | 134.71 |  |  | 4798 | 74.87
P00001HAE | Hubbell Killark | Hubbell killark | VM4LC10030XXGLXXX-DLC | Indoor Luminaires | High-Bay | High-Bay Luminaires for Commercial and Industrial Buildings | Standard | FALSE | [9 empty] | 41750 |  |  | NotYetVerified |  | 3 | 11910 | 115.99 | 102.68 |  |  | 4797 | 74.63
P00001HAQ | Hubbell Killark | Hubbell killark | VM4LC06530XXGLXXX-DLC | Indoor Luminaires | High-Bay | Low-Bay Luminaires for Commercial and Industrial Buildings | Standard | FALSE | [9 empty] | 41750 |  |  | NotYetVerified |  | 3 | 8229 | 118.71 | 69.322 |  |  | 4786 | 74.19
P00001HAK | Hubbell Killark | Hubbell killark | VM4LC09030XXGLXXX-DLC | Indoor Luminaires | High-Bay | Low-Bay Luminaires for Commercial and Industrial Buildings | Standard | FALSE | [9 empty] | 41750 |  |  | NotYetVerified |  | 3 | 10210 | 117.82 | 86.659 |  |  | 4783 | 74.43
P00001HAY | Hubbell Killark | Hubbell killark | VM4LB05030XXGLXXX-DLC | Indoor Luminaires | High-Bay | Low-Bay Luminaires for Commercial and Industrial Buildings | Standard | FALSE | [9 empty] | 41750 |  |  | NotYetVerified |  | 3 | 6715 | 127.83 | 52.532 |  |  | 4782 | 73.84
P00001HAA | Hubbell Killark | Hubbell killark | VM4LC13030XXR5XXX-DLC | Indoor Luminaires | High-Bay | High-Bay Luminaires for Commercial and Industrial Buildings | Standard | FALSE | [9 empty] | 41750 |  |  | NotYetVerified |  | 3 | 13870 | 103.18 | 134.42 |  |  | 4777 | 74.39
P00001HAG | Hubbell Killark | Hubbell killark | VM4LB10030XXGLXXX-DLC | Indoor Luminaires | High-Bay | High-Bay Luminaires for Commercial and Industrial Buildings | Standard | FALSE | [9 empty] | 41750 |  |  | NotYetVerified |  | 3 | 12220 | 117.76 | 102.9 |  |  | 4773 | 74.47
P00001HAH | Hubbell Killark | Hubbell killark | VM4LB10030XXR5XXX-DLC | Indoor Luminaires | High-Bay | High-Bay Luminaires for Commercial and Industrial Buildings | Standard | FALSE | [9 empty] | 41750 |  |  | NotYetVerified |  | 3 | 12460 | 114.7 | 108.66 |  |  | 4767 | 73.31
P00001HAO | Hubbell Killark | Hubbell killark | VM4LB09030XXGLXXX-DLC | Indoor Luminaires | High-Bay | Low-Bay Luminaires for Commercial and Industrial Buildings | Standard | FALSE | [9 empty] | 41750 |  |  | NotYetVerified |  | 3 | 10520 | 121.53 | 86.562 |  |  | 4766 | 74.24
P00001HAN | Hubbell Killark | Hubbell killark | VM4LC09030XXR5XXX-DLC | Indoor Luminaires | High-Bay | Low-Bay Luminaires for Commercial and Industrial Buildings | Standard | FALSE | [9 empty] | 41750 |  |  | NotYetVerified |  | 3 | 9209 | 106.27 | 86.438 |  |  | 4759 | 74
P00001HAC | Hubbell Killark | Hubbell killark | VM4LB13030XXR5XXX-DLC | Indoor Luminaires | High-Bay | High-Bay Luminaires for Commercial and Industrial Buildings | Standard | FALSE | [9 empty] | 41750 |  |  | NotYetVerified |  | 3 | 15090 | 111.8 | 134.97 |  |  | 4753 | 74.54
P00001HAU | Hubbell Killark | Hubbell killark | VM4LB06530XXGLXXX-DLC | Indoor Luminaires | High-Bay | Low-Bay Luminaires for Commercial and Industrial Buildings | Standard | FALSE | [9 empty] | 41750 |  |  | NotYetVerified |  | 3 | 8577 | 124.02 | 69.159 |  |  | 4750 | 74.05
P00001HAJ | Hubbell Killark | Hubbell killark | VM4LC10030XXPFXXX-DLC | Indoor Luminaires | High-Bay | Low-Bay Luminaires for Commercial and Industrial Buildings | Standard | FALSE | [9 empty] | 41750 |  |  | NotYetVerified |  | 3 | 10669 | 101.6704 |  |  |  | 4750 | 72.42
P00001HAP | Hubbell Killark | Hubbell killark | VM4LB09030XXR5XXX-DLC | Indoor Luminaires | High-Bay | Low-Bay Luminaires for Commercial and Industrial Buildings | Standard | FALSE | [9 empty] | 41750 |  |  | NotYetVerified |  | 3 | 10300 | 118.99 | 86.613 |  |  | 4746 | 74.01
P00001HAV | Hubbell Killark | Hubbell killark | VM4LB06530XXR5XXX-DLC | Indoor Luminaires | High-Bay | Low-Bay Luminaires for Commercial and Industrial Buildings | Standard | FALSE | [9 empty] | 41750 |  |  | NotYetVerified |  | 3 | 8479 | 119.8 | 70.781 |  |  | 4702 | 72.83
P00001HAZ | Hubbell Killark | Hubbell killark | VM4LB05030XXR5XXX-DLC | Indoor Luminaires | High-Bay | Low-Bay Luminaires for Commercial and Industrial Buildings | Standard | FALSE | [9 empty] | 41750 |  |  | NotYetVerified |  | 3 | 6444 | 118 | 54.628 |  |  | 4687 | 72.62
P00001J1U | AZZ Lighting Systems | Rig-A-Lite | WFHN150244SCAXX | Indoor Luminaires | High-Bay | High-Bay Luminaires for Commercial and Industrial Buildings | Standard | FALSE | [9 empty] | 41750 | Not Yet Verified | Not Yet Verified | NotYetVerified |  | 3 | 14112 | 95 | 148.6 | 14.6 | 0.976 | 4031 | 83
P00001J1W | AZZ Lighting Systems | Rig-A-Lite | WFHN150244SCPXX | Indoor Luminaires | High-Bay | High-Bay Luminaires for Commercial and Industrial Buildings | Standard | FALSE | [9 empty] | 41750 | Not Yet Verified | Not Yet Verified | NotYetVerified |  | 3 | 14112 | 95 | 148.6 | 14.6 | 0.976 | 4000 | 83
P00001J1T | AZZ Lighting Systems | Rig-A-Lite | WFH150244SCPXX | Indoor Luminaires | High-Bay | High-Bay Luminaires for Commercial and Industrial Buildings | Standard | FALSE | [9 empty] | 41750 | Not Yet Verified | Not Yet Verified | NotYetVerified |  | 3 | 14112 | 95 | 148.6 | 14.6 | 0.976 | 4000 | 83
P00001J1S | AZZ Lighting Systems | Rig-A-Lite | WFH150244SCAXX | Indoor Luminaires | High-Bay | High-Bay Luminaires for Commercial and Industrial Buildings | Standard | FALSE | [9 empty] | 41750 | Not Yet Verified | Not Yet Verified | NotYetVerified |  | 3 | 14112 | 95 | 148.6 | 14.6 | 0.976 | 4000 | 83
P00001J1V | AZZ Lighting Systems | Rig-A-Lite | WFHN150244SPAXX | Indoor Luminaires | High-Bay | High-Bay Luminaires for Commercial and Industrial Buildings | Standard | FALSE | [9 empty] | 41750 | Not Yet Verified | Not Yet Verified | NotYetVerified |  | 3 | 13090 | 88 | 148.6 | 14.6 | 0.976 | 4000 | 83
P00000Q96 | Digital Lumens | Digital Lumens | DLE-48-ST-N-75[0 or 2]-[0 to 21] | Indoor Luminaires | High-Bay | High-Bay Luminaires for Commercial and Industrial Buildings | Premium | TRUE | 52500 | 108.32 | 484.64 | 15.65 | 0.9365 | 4996 | 70.14 | 10 | 121000 | 41747 |  |  | Yes | Only qualified at 0° mounting | 3.1 | 52710 | 108.76 | 489 | 2.93 | 0.99 | 5004 | 70
P00000Q90 | Digital Lumens | Digital Lumens | DLE-24-ST-D-84[0 or 2]-[0 to 21] | Indoor Luminaires | High-Bay | High-Bay Luminaires for Commercial and Industrial Buildings | Standard | TRUE | 19350 | 80.07 | 241.65 | 18.88 | 0.93 | 4006 | 81.5 | 5 | 66000 | 41747 |  |  | NotYetVerified | Only qualified at 0° mounting | 3 | 19130 | 81 | 236 | 18.88 | 0.93 | 4006 | 82
P00000Q97 | Digital Lumens | Digital Lumens | DLE-48-ST-W-75[0 or 2]-[0 to 21] | Indoor Luminaires | High-Bay | High-Bay Luminaires for Commercial and Industrial Buildings | Premium | FALSE | [9 empty] | 41747 | Dimmable | Continuous Below 10 | Yes | Only qualified at 0° mounting | 3 | 54880 | 113 | 484 | 15.66 | 0.93 | 4988 | 71
P00000Q91 | Digital Lumens | Digital Lumens | DLE-24-ST-A-75[0 or 2]-[0 to 21] | Indoor Luminaires | High-Bay | High-Bay Luminaires for Commercial and Industrial Buildings | Premium | FALSE | [9 empty] | 41747 | Dimmable | Continuous Below 10 | Yes | Only qualified at 0° mounting | 3 | 28030 | 116 | 241 | 16.2 | 0.93 | 4963 | 70
P00000Q92 | Digital Lumens | Digital Lumens | DLE-24-ST-D-75[0 or 2]-[0 to 21] | Indoor Luminaires | High-Bay | High-Bay Luminaires for Commercial and Industrial Buildings | Standard | FALSE | [9 empty] | 41747 |  |  | NotYetVerified | Only qualified at 0° mounting | 3 | 22590 | 97 | 233 | 19.09 | 0.926 | 4722 | 72
P00000Q95 | Digital Lumens | Digital Lumens | DLE-24-ST-A-84[0 or 2]-[0 to 21] | Indoor Luminaires | High-Bay | High-Bay Luminaires for Commercial and Industrial Buildings | Standard | FALSE | [9 empty] | 41747 |  |  | NotYetVerified | Only qualified at 0° mounting | 3 | 21220 | 86 | 247 | 18.37 | 0.9345 | 3964 | 82
P00000Q93 | Digital Lumens | Digital Lumens | DLE-24-ST-N-84[0 or 2]-[0 to 21] | Indoor Luminaires | High-Bay | High-Bay Luminaires for Commercial and Industrial Buildings | Standard | FALSE | [9 empty] | 41747 |  |  | NotYetVerified | Only qualified at 0° mounting | 3 | 21170 | 88 | 241 | 18.16 | 0.931 | 3958 | 82
P00000Q94 | Digital Lumens | Digital Lumens | DLE-24-ST-W-84[0 or 2]-[0 to 21] | Indoor Luminaires | High-Bay | High-Bay Luminaires for Commercial and Industrial Buildings | Standard | FALSE | [9 empty] | 41747 |  |  | NotYetVerified | Only qualified at 0° mounting | 3 | 21970 | 90 | 244 | 18.72 | 0.92 | 3949 | 82
P00000Q8U | Digital Lumens | Digital Lumens | DLE-18-ST-D-84[0 or 1]-[0 to 21] | Indoor Luminaires | High-Bay | High-Bay Luminaires for Commercial and Industrial Buildings | Standard | TRUE | 14610 | 80.48 | 181.53 | 12.88 | 0.9316 | 4004 | 82 | 5 | 66000 | 41746 |  |  | NotYetVerified | Only qualified at 0° mounting | 3 | 14310 | 82 | 175 | 12.88 | 0.9316 | 4004 | 82
P00000Q8V | Digital Lumens | Digital Lumens | DLE-18-ST-W-84[0 or 1]-[0 to 21] | Indoor Luminaires | High-Bay | High-Bay Luminaires for Commercial and Industrial Buildings | Standard | TRUE | 16461.88 | 89.42 | 181.5 | 10.69 | 0.927 | 3974.2 | 81.9 | 5 | 66000 | 41746 |  |  | NotYetVerified | Only qualified at 0° mounting | 3 | 16560 | 91 | 182 | 10.69 | 0.927 | 3974 | 82
P000012W0 | OSRAM | Osram Propoint Industrial Linear LED Luminaire | IL-L-100-745-LB-MV-48-XX (NAED 74852) | Indoor Luminaires | High-Bay | Low-Bay Luminaires for Commercial and Industrial Buildings | Standard | TRUE | 8227 | 82.5 | 99.7 | 16.21 | 0.915 | 4547 | 71 | 5 | 50000 | 41746 |  |  | NotYetVerified |  | 3 | 8200 | 80 | 100 | 20 | 0.95 | 4500 | 70
P00000Q8W | Digital Lumens | Digital Lumens | DLE-18-ST-A-75[0 or 1]-[0 to 21] | Indoor Luminaires | High-Bay | High-Bay Luminaires for Commercial and Industrial Buildings | Premium | FALSE | [9 empty] | 41746 | Dimmable | Continuous Below 10 | Yes | Only qualified at 0° mounting | 3 | 21280 | 117 | 181 | 10.77 | 0.93 | 4969 | 70
P00000Q8X | Digital Lumens | Digital Lumens | DLE-18-ST-D-75[0 or 1]-[0 to 21] | Indoor Luminaires | High-Bay | High-Bay Luminaires for Commercial and Industrial Buildings | Standard | FALSE | [9 empty] | 41746 |  |  | NotYetVerified | Only qualified at 0° mounting | 3 | 16830 | 95 | 177.16 | 12.74 | 0.934 | 4791 | 71
P00000Q8Z | Digital Lumens | Digital Lumens | DLE-18-ST-A-84[0 or 1]-[0 to 21] | Indoor Luminaires | High-Bay | High-Bay Luminaires for Commercial and Industrial Buildings | Standard | FALSE | [9 empty] | 41746 |  |  | NotYetVerified | Only qualified at 0° mounting | 3 | 16150 | 88 | 183.52 | 10.52 | 0.9319 | 3991 | 82
P00000Q8Y | Digital Lumens | Digital Lumens | DLE-18-ST-N-84[0 or 1]-[0 to 21] | Indoor Luminaires | High-Bay | High-Bay Luminaires for Commercial and Industrial Buildings | Standard | FALSE | [9 empty] | 41746 |  |  | NotYetVerified | Only qualified at 0° mounting | 3 | 16180 | 89 | 181.8 | 10.74 | 0.927 | 3970 | 82
P000016T8 | Precision Paragon [P2] | precision Paragon [P2] | LVT-2X4-LW-F-[blankUL]-40K | Indoor Luminaires | High-Bay | High-Bay Luminaires for Commercial and Industrial Buildings | Standard | TRUE | 14952.37 | 104 | 143.15 | 19 | 0.94 | 3994 | 84 | 5 | 50000 | 41745 |  |  | NotYetVerified | Product updated 9/1/2016 | 3 | 14952 | 104 | 143.15 | 19 | 0.94 | 3994 | 84
P000016T7 | Precision Paragon [P2] | precision Paragon [P2] | QHC-UL-60C-700-51K-LBO | Indoor Luminaires | High-Bay | High-Bay Luminaires for Commercial and Industrial Buildings | Standard | TRUE | 15858.94 | 113 | 140.34 | 11 | 0.94 | 4919 | 68 | 5 | 50000 | 41745 |  |  | NotYetVerified |  | 3 | 15859 | 113 | 140.34 | 11 | 0.94 | 4919 | 68
P00000Q8O | Digital Lumens | Digital Lumens | DLE-12-ST-D-84[0 or 1]-[0 to 21] | Indoor Luminaires | High-Bay | High-Bay Luminaires for Commercial and Industrial Buildings | Standard | TRUE | 9692 | 80.94 | 119.74 | 11.97 | 0.914 | 4009 | 82 | 5 | 66000 | 41745 |  |  | NotYetVerified | Only qualified at 0° mounting | 3 | 9692 | 81 | 120 | 11.97 | 0.914 | 4009 | 82
P000014XQ | Philips Optimum | Philips Optimum | G16L 4FT 25L UV 840 | Indoor Luminaires | High-Bay | High-Bay Luminaires for Commercial and Industrial Buildings | Standard | TRUE | 22470 | 104 | 216.4 | 20.6 | 0.87 | 4129 | 83.6 | 5 | 60000 | 41745 |  |  | NotYetVerified |  | 3 | 22363 | 103 | 217 | 14.2 | 0.94 | 4000 | 80
P000014XP | Philips Optimum | Philips Optimum | G16L 4FT 13L UV 840 | Indoor Luminaires | High-Bay | High-Bay Luminaires for Commercial and Industrial Buildings | Standard | TRUE | 14080 | 127 | 111.2 | 20.6 | 0.87 | 4061 | 84 | 5 | 60000 | 41745 |  |  | NotYetVerified |  | 3 | 13849 | 124 | 111 |  | 0.87 | 4000 | 80
P000016T9 | Precision Paragon [P2] | precision Paragon [P2] | LVT-2X4-LW-DM-[blankUL]-40K | Indoor Luminaires | High-Bay | High-Bay Luminaires for Commercial and Industrial Buildings | Standard | FALSE | [9 empty] | 41745 |  |  | NotYetVerified | Product updated 9/1/2016 | 3 | 14952 | 104 | 143.15 | 19 | 0.94 | 3994 | 84
P00000Q8P | Digital Lumens | Digital Lumens | DLE-12-ST-A-75[0 or 1]-[0 to 21] | Indoor Luminaires | High-Bay | High-Bay Luminaires for Commercial and Industrial Buildings | Premium | FALSE | [9 empty] | 41745 | Dimmable | Continuous Below 10 | Yes | Only qualified at 0° mounting | 3 | 14330 | 118 | 121 | 10.34 | 0.91 | 4951 | 71
P00000Q8Q | Digital Lumens | Digital Lumens | DLE-12-ST-D-75[0 or 1]-[0 to 21] | Indoor Luminaires | High-Bay | High-Bay Luminaires for Commercial and Industrial Buildings | Standard | FALSE | [9 empty] | 41745 |  |  | NotYetVerified | Only qualified at 0° mounting | 3 | 10790 | 92 | 117 | 12.29 | 0.912 | 4817 | 72
P00000Q8T | Digital Lumens | Digital Lumens | DLE-12-ST-A-84[0 or 1]-[0 to 21] | Indoor Luminaires | High-Bay | High-Bay Luminaires for Commercial and Industrial Buildings | Standard | FALSE | [9 empty] | 41745 |  |  | NotYetVerified | Only qualified at 0° mounting | 3 | 10720 | 87 | 123 | 10.56 | 0.914 | 3972 | 82
P00000Q8R | Digital Lumens | Digital Lumens | DLE-12-ST-N-84[0 or 1]-[0 to 21] | Indoor Luminaires | High-Bay | High-Bay Luminaires for Commercial and Industrial Buildings | Standard | FALSE | [9 empty] | 41745 |  |  | NotYetVerified | Only qualified at 0° mounting | 3 | 10890 | 89 | 122 | 10.32 | 0.906 | 3972 | 82
P00000Q8S | Digital Lumens | Digital Lumens | DLE-12-ST-W-84[0 or 1]-[0 to 21] | Indoor Luminaires | High-Bay | High-Bay Luminaires for Commercial and Industrial Buildings | Standard | FALSE | [9 empty] | 41745 |  |  | NotYetVerified | Only qualified at 0° mounting | 3 | 11010 | 91 | 121 | 11 | 0.901 | 3953 | 82
P000014XT | Philips Optimum | Philips Optimum | G16LP 4FT 13L UV 840 | Indoor Luminaires | High-Bay | High-Bay Luminaires for Commercial and Industrial Buildings | Standard | FALSE | [9 empty] | 41745 | Not Yet Verified | Not Yet Verified | NotYetVerified |  | 3 | 13798 | 121.65 | 113.4 | 20.6 | 0.94 | 4000 | 80
P000014XU | Philips Optimum | Philips Optimum | G16LP 4FT 17L UV 840 | Indoor Luminaires | High-Bay | High-Bay Luminaires for Commercial and Industrial Buildings | Standard | FALSE | [9 empty] | 41745 | Not Yet Verified | Not Yet Verified | NotYetVerified |  | 3 | 16883 | 112.6 | 149.8 | 18.1 | 0.94 | 4000 | 80
P000014XR | Philips Optimum | Philips Optimum | G16L 4FT 17L UV 840 | Indoor Luminaires | High-Bay | High-Bay Luminaires for Commercial and Industrial Buildings | Standard | FALSE | [9 empty] | 41745 | Not Yet Verified | Not Yet Verified | NotYetVerified |  | 3 | 16883 | 112.6 | 149.8 | 18.1 | 0.94 | 4000 | 80
P00000TAR | GE Lighting Solutions | Albeo | ABH2x1V48Dxxxxxxxxxxx | Indoor Luminaires | High-Bay | Low-Bay Luminaires for Commercial and Industrial Buildings | Standard | TRUE | 7940.7 | 88.5 | 89.7 | 6.2 | 0.996 | 3941 | 81.2 | 5 | 50000 | 41744 |  |  | NotYetVerified |  | 3 | 7524 | 84 | 80 | 20 | 0.9 | 4000 | 80
P00000TBI | GE Lighting Solutions | Albeo | ABH2x2T48Dxxxxxxxxxxx | Indoor Luminaires | High-Bay | High-Bay Luminaires for Commercial and Industrial Buildings | Standard | TRUE | 10214.1 | 90.2 | 113.2 | 11.4 | 0.95 | 3933 | 81.2 | 5 | 100000 | 41744 |  |  | NotYetVerified |  | 3 | 9711 | 85 | 114 | 20 | 0.9 | 4000 | 80
P00000TAQ | GE Lighting Solutions | Albeo | ABH2x1H48Dxxxxxxxxxxx | Indoor Luminaires | High-Bay | Low-Bay Luminaires for Commercial and Industrial Buildings | Standard | TRUE | 7335.2 | 91.1 | 80.5 | 16.2 | 0.883 | 3942 | 81.3 | 5 | 50000 | 41744 |  |  | NotYetVerified |  | 3 | 6864 | 85 | 81 | 20 | 0.9 | 4000 | 80
P00000TG5 | GE Lighting Solutions | Albeo | ABH2x6V58Fxxxxxxxxxxx | Indoor Luminaires | High-Bay | High-Bay Luminaires for Commercial and Industrial Buildings | Standard | FALSE | [9 empty] | 41744 |  |  | NotYetVerified |  | 3 | 51500 | 96 | 539 | 20 | 0.9 | 5000 | 80
P00000TG3 | GE Lighting Solutions | Albeo | ABH2x6V588xxxxxxxxxxx | Indoor Luminaires | High-Bay | High-Bay Luminaires for Commercial and Industrial Buildings | Standard | FALSE | [9 empty] | 41744 |  |  | NotYetVerified |  | 3 | 51500 | 96 | 539 | 20 | 0.9 | 5000 | 80
P00000TG2 | GE Lighting Solutions | Albeo | ABH2x6V584xxxxxxxxxxx | Indoor Luminaires | High-Bay | High-Bay Luminaires for Commercial and Industrial Buildings | Standard | FALSE | [9 empty] | 41744 |  |  | NotYetVerified |  | 3 | 51500 | 96 | 539 | 20 | 0.9 | 5000 | 80
P00000TG1 | GE Lighting Solutions | Albeo | ABH2x6V583xxxxxxxxxxx | Indoor Luminaires | High-Bay | High-Bay Luminaires for Commercial and Industrial Buildings | Standard | FALSE | [9 empty] | 41744 |  |  | NotYetVerified |  | 3 | 51500 | 96 | 539 | 20 | 0.9 | 5000 | 80
P00000TG0 | GE Lighting Solutions | Albeo | ABH2x6V582xxxxxxxxxxx | Indoor Luminaires | High-Bay | High-Bay Luminaires for Commercial and Industrial Buildings | Standard | FALSE | [9 empty] | 41744 |  |  | NotYetVerified |  | 3 | 51500 | 96 | 539 | 20 | 0.9 | 5000 | 80
P00000TFZ | GE Lighting Solutions | Albeo | ABH2x6V581xxxxxxxxxxx | Indoor Luminaires | High-Bay | High-Bay Luminaires for Commercial and Industrial Buildings | Standard | FALSE | [9 empty] | 41744 |  |  | NotYetVerified |  | 3 | 51500 | 96 | 539 | 20 | 0.9 | 5000 | 80
P00000TFY | GE Lighting Solutions | Albeo | ABH2x6H58Fxxxxxxxxxxx | Indoor Luminaires | High-Bay | High-Bay Luminaires for Commercial and Industrial Buildings | Standard | FALSE | [9 empty] | 41744 |  |  | NotYetVerified |  | 3 | 46830 | 98 | 478 | 20 | 0.9 | 5000 | 80
P00000TFW | GE Lighting Solutions | Albeo | ABH2x6H588xxxxxxxxxxx | Indoor Luminaires | High-Bay | High-Bay Luminaires for Commercial and Industrial Buildings | Standard | FALSE | [9 empty] | 41744 |  |  | NotYetVerified |  | 3 | 46830 | 98 | 478 | 20 | 0.9 | 5000 | 80
P00000TFV | GE Lighting Solutions | Albeo | ABH2x6H584xxxxxxxxxxx | Indoor Luminaires | High-Bay | High-Bay Luminaires for Commercial and Industrial Buildings | Standard | FALSE | [9 empty] | 41744 |  |  | NotYetVerified |  | 3 | 46830 | 98 | 478 | 20 | 0.9 | 5000 | 80
P00000TFU | GE Lighting Solutions | Albeo | ABH2x6H583xxxxxxxxxxx | Indoor Luminaires | High-Bay | High-Bay Luminaires for Commercial and Industrial Buildings | Standard | FALSE | [9 empty] | 41744 |  |  | NotYetVerified |  | 3 | 46830 | 98 | 478 | 20 | 0.9 | 5000 | 80
P00000TFT | GE Lighting Solutions | Albeo | ABH2x6H582xxxxxxxxxxx | Indoor Luminaires | High-Bay | High-Bay Luminaires for Commercial and Industrial Buildings | Standard | FALSE | [9 empty] | 41744 |  |  | NotYetVerified |  | 3 | 46830 | 98 | 478 | 20 | 0.9 | 5000 | 80
P00000TFS | GE Lighting Solutions | Albeo | ABH2x6H581xxxxxxxxxxx | Indoor Luminaires | High-Bay | High-Bay Luminaires for Commercial and Industrial Buildings | Standard | FALSE | [9 empty] | 41744 |  |  | NotYetVerified |  | 3 | 46830 | 98 | 478 | 20 | 0.9 | 5000 | 80
P00000TG4 | GE Lighting Solutions | Albeo | ABH2x6V58Dxxxxxxxxxxx | Indoor Luminaires | High-Bay | High-Bay Luminaires for Commercial and Industrial Buildings | Standard | FALSE | [9 empty] | 41744 |  |  | NotYetVerified |  | 3 | 45320 | 84 | 539 | 20 | 0.9 | 5000 | 80
P00000TFX | GE Lighting Solutions | Albeo | ABH2x6H58Dxxxxxxxxxxx | Indoor Luminaires | High-Bay | High-Bay Luminaires for Commercial and Industrial Buildings | Standard | FALSE | [9 empty] | 41744 |  |  | NotYetVerified |  | 3 | 41210 | 86 | 478 | 20 | 0.9 | 5000 | 80
P00000TEZ | GE Lighting Solutions | Albeo | ABH2x4V58Fxxxxxxxxxxx | Indoor Luminaires | High-Bay | High-Bay Luminaires for Commercial and Industrial Buildings | Standard | FALSE | [9 empty] | 41744 |  |  | NotYetVerified |  | 3 | 34330 | 96 | 359 | 20 | 0.9 | 5000 | 80
P00000TEX | GE Lighting Solutions | Albeo | ABH2x4V588xxxxxxxxxxx | Indoor Luminaires | High-Bay | High-Bay Luminaires for Commercial and Industrial Buildings | Standard | FALSE | [9 empty] | 41744 |  |  | NotYetVerified |  | 3 | 34330 | 96 | 359 | 20 | 0.9 | 5000 | 80
P00000TEW | GE Lighting Solutions | Albeo | ABH2x4V584xxxxxxxxxxx | Indoor Luminaires | High-Bay | High-Bay Luminaires for Commercial and Industrial Buildings | Standard | FALSE | [9 empty] | 41744 |  |  | NotYetVerified |  | 3 | 34330 | 96 | 359 | 20 | 0.9 | 5000 | 80
P00000TEV | GE Lighting Solutions | Albeo | ABH2x4V583xxxxxxxxxxx | Indoor Luminaires | High-Bay | High-Bay Luminaires for Commercial and Industrial Buildings | Standard | FALSE | [9 empty] | 41744 |  |  | NotYetVerified |  | 3 | 34330 | 96 | 359 | 20 | 0.9 | 5000 | 80
P00000TEU | GE Lighting Solutions | Albeo | ABH2x4V582xxxxxxxxxxx | Indoor Luminaires | High-Bay | High-Bay Luminaires for Commercial and Industrial Buildings | Standard | FALSE | [9 empty] | 41744 |  |  | NotYetVerified |  | 3 | 34330 | 96 | 359 | 20 | 0.9 | 5000 | 80
P00000TET | GE Lighting Solutions | Albeo | ABH2x4V581xxxxxxxxxxx | Indoor Luminaires | High-Bay | High-Bay Luminaires for Commercial and Industrial Buildings | Standard | FALSE | [9 empty] | 41744 |  |  | NotYetVerified |  | 3 | 34330 | 96 | 359 | 20 | 0.9 | 5000 | 80
P00000TFD | GE Lighting Solutions | Albeo | ABH2x6T58Fxxxxxxxxxxx | Indoor Luminaires | High-Bay | High-Bay Luminaires for Commercial and Industrial Buildings | Standard | FALSE | [9 empty] | 41744 |  |  | NotYetVerified |  | 3 | 33100 | 97 | 342 | 20 | 0.9 | 5000 | 80
P00000TFB | GE Lighting Solutions | Albeo | ABH2x6T588xxxxxxxxxxx | Indoor Luminaires | High-Bay | High-Bay Luminaires for Commercial and Industrial Buildings | Standard | FALSE | [9 empty] | 41744 |  |  | NotYetVerified |  | 3 | 33100 | 97 | 342 | 20 | 0.9 | 5000 | 80
P00000TFA | GE Lighting Solutions | Albeo | ABH2x6T584xxxxxxxxxxx | Indoor Luminaires | High-Bay | High-Bay Luminaires for Commercial and Industrial Buildings | Standard | FALSE | [9 empty] | 41744 |  |  | NotYetVerified |  | 3 | 33100 | 97 | 342 | 20 | 0.9 | 5000 | 80
P00000TF9 | GE Lighting Solutions | Albeo | ABH2x6T583xxxxxxxxxxx | Indoor Luminaires | High-Bay | High-Bay Luminaires for Commercial and Industrial Buildings | Standard | FALSE | [9 empty] | 41744 |  |  | NotYetVerified |  | 3 | 33100 | 97 | 342 | 20 | 0.9 | 5000 | 80
P00000TF8 | GE Lighting Solutions | Albeo | ABH2x6T582xxxxxxxxxxx | Indoor Luminaires | High-Bay | High-Bay Luminaires for Commercial and Industrial Buildings | Standard | FALSE | [9 empty] | 41744 |  |  | NotYetVerified |  | 3 | 33100 | 97 | 342 | 20 | 0.9 | 5000 | 80
P00000TF7 | GE Lighting Solutions | Albeo | ABH2x6T581xxxxxxxxxxx | Indoor Luminaires | High-Bay | High-Bay Luminaires for Commercial and Industrial Buildings | Standard | FALSE | [9 empty] | 41744 |  |  | NotYetVerified |  | 3 | 33100 | 97 | 342 | 20 | 0.9 | 5000 | 80
P00000TES | GE Lighting Solutions | Albeo | ABH2x4H58Fxxxxxxxxxxx | Indoor Luminaires | High-Bay | High-Bay Luminaires for Commercial and Industrial Buildings | Standard | FALSE | [9 empty] | 41744 |  |  | NotYetVerified |  | 3 | 31200 | 98 | 318 | 20 | 0.9 | 5000 | 80
P00000TEQ | GE Lighting Solutions | Albeo | ABH2x4H588xxxxxxxxxxx | Indoor Luminaires | High-Bay | High-Bay Luminaires for Commercial and Industrial Buildings | Standard | FALSE | [9 empty] | 41744 |  |  | NotYetVerified |  | 3 | 31200 | 98 | 318 | 20 | 0.9 | 5000 | 80
P00000TEP | GE Lighting Solutions | Albeo | ABH2x4H584xxxxxxxxxxx | Indoor Luminaires | High-Bay | High-Bay Luminaires for Commercial and Industrial Buildings | Standard | FALSE | [9 empty] | 41744 |  |  | NotYetVerified |  | 3 | 31200 | 98 | 318 | 20 | 0.9 | 5000 | 80
P00000TEO | GE Lighting Solutions | Albeo | ABH2x4H583xxxxxxxxxxx | Indoor Luminaires | High-Bay | High-Bay Luminaires for Commercial and Industrial Buildings | Standard | FALSE | [9 empty] | 41744 |  |  | NotYetVerified |  | 3 | 31200 | 98 | 318 | 20 | 0.9 | 5000 | 80
P00000TEN | GE Lighting Solutions | Albeo | ABH2x4H582xxxxxxxxxxx | Indoor Luminaires | High-Bay | High-Bay Luminaires for Commercial and Industrial Buildings | Standard | FALSE | [9 empty] | 41744 |  |  | NotYetVerified |  | 3 | 31200 | 98 | 318 | 20 | 0.9 | 5000 | 80
P00000TEM | GE Lighting Solutions | Albeo | ABH2x4H581xxxxxxxxxxx | Indoor Luminaires | High-Bay | High-Bay Luminaires for Commercial and Industrial Buildings | Standard | FALSE | [9 empty] | 41744 |  |  | NotYetVerified |  | 3 | 31200 | 98 | 318 | 20 | 0.9 | 5000 | 80
P00000TEY | GE Lighting Solutions | Albeo | ABH2x4V58Dxxxxxxxxxxx | Indoor Luminaires | High-Bay | High-Bay Luminaires for Commercial and Industrial Buildings | Standard | FALSE | [9 empty] | 41744 |  |  | NotYetVerified |  | 3 | 30210 | 84 | 359 | 20 | 0.9 | 5000 | 80
P00000TFC | GE Lighting Solutions | Albeo | ABH2x6T58Dxxxxxxxxxxx | Indoor Luminaires | High-Bay | High-Bay Luminaires for Commercial and Industrial Buildings | Standard | FALSE | [9 empty] | 41744 |  |  | NotYetVerified |  | 3 | 29128 | 85 | 342 | 20 | 0.9 | 5000 | 80
P00000TER | GE Lighting Solutions | Albeo | ABH2x4H58Dxxxxxxxxxxx | Indoor Luminaires | High-Bay | High-Bay Luminaires for Commercial and Industrial Buildings | Standard | FALSE | [9 empty] | 41744 |  |  | NotYetVerified |  | 3 | 27456 | 86 | 318 | 20 | 0.9 | 5000 | 80
P00000TDT | GE Lighting Solutions | Albeo | ABH2x3V58Fxxxxxxxxxxx | Indoor Luminaires | High-Bay | High-Bay Luminaires for Commercial and Industrial Buildings | Standard | FALSE | [9 empty] | 41744 |  |  | NotYetVerified |  | 3 | 25750 | 95 | 270 | 20 | 0.9 | 5000 | 80
P00000TDR | GE Lighting Solutions | Albeo | ABH2x3V588xxxxxxxxxxx | Indoor Luminaires | High-Bay | High-Bay Luminaires for Commercial and Industrial Buildings | Standard | FALSE | [9 empty] | 41744 |  |  | NotYetVerified |  | 3 | 25750 | 95 | 270 | 20 | 0.9 | 5000 | 80
P00000TDQ | GE Lighting Solutions | Albeo | ABH2x3V584xxxxxxxxxxx | Indoor Luminaires | High-Bay | High-Bay Luminaires for Commercial and Industrial Buildings | Standard | FALSE | [9 empty] | 41744 |  |  | NotYetVerified |  | 3 | 25750 | 95 | 270 | 20 | 0.9 | 5000 | 80
P00000TDP | GE Lighting Solutions | Albeo | ABH2x3V583xxxxxxxxxxx | Indoor Luminaires | High-Bay | High-Bay Luminaires for Commercial and Industrial Buildings | Standard | FALSE | [9 empty] | 41744 |  |  | NotYetVerified |  | 3 | 25750 | 95 | 270 | 20 | 0.9 | 5000 | 80
P00000TDO | GE Lighting Solutions | Albeo | ABH2x3V582xxxxxxxxxxx | Indoor Luminaires | High-Bay | High-Bay Luminaires for Commercial and Industrial Buildings | Standard | FALSE | [9 empty] | 41744 |  |  | NotYetVerified |  | 3 | 25750 | 95 | 270 | 20 | 0.9 | 5000 | 80
P00000TDN | GE Lighting Solutions | Albeo | ABH2x3V581xxxxxxxxxxx | Indoor Luminaires | High-Bay | High-Bay Luminaires for Commercial and Industrial Buildings | Standard | FALSE | [9 empty] | 41744 |  |  | NotYetVerified |  | 3 | 25750 | 95 | 270 | 20 | 0.9 | 5000 | 80
P00000TDM | GE Lighting Solutions | Albeo | ABH2x3H58Fxxxxxxxxxxx | Indoor Luminaires | High-Bay | High-Bay Luminaires for Commercial and Industrial Buildings | Standard | FALSE | [9 empty] | 41744 |  |  | NotYetVerified |  | 3 | 23400 | 97 | 241 | 20 | 0.9 | 5000 | 80
P00000TDK | GE Lighting Solutions | Albeo | ABH2x3H588xxxxxxxxxxx | Indoor Luminaires | High-Bay | High-Bay Luminaires for Commercial and Industrial Buildings | Standard | FALSE | [9 empty] | 41744 |  |  | NotYetVerified |  | 3 | 23400 | 97 | 241 | 20 | 0.9 | 5000 | 80
P00000TDJ | GE Lighting Solutions | Albeo | ABH2x3H584xxxxxxxxxxx | Indoor Luminaires | High-Bay | High-Bay Luminaires for Commercial and Industrial Buildings | Standard | FALSE | [9 empty] | 41744 |  |  | NotYetVerified |  | 3 | 23400 | 97 | 241 | 20 | 0.9 | 5000 | 80
P00000TDI | GE Lighting Solutions | Albeo | ABH2x3H583xxxxxxxxxxx | Indoor Luminaires | High-Bay | High-Bay Luminaires for Commercial and Industrial Buildings | Standard | FALSE | [9 empty] | 41744 |  |  | NotYetVerified |  | 3 | 23400 | 97 | 241 | 20 | 0.9 | 5000 | 80
P00000TDH | GE Lighting Solutions | Albeo | ABH2x3H582xxxxxxxxxxx | Indoor Luminaires | High-Bay | High-Bay Luminaires for Commercial and Industrial Buildings | Standard | FALSE | [9 empty] | 41744 |  |  | NotYetVerified |  | 3 | 23400 | 97 | 241 | 20 | 0.9 | 5000 | 80
P00000TDG | GE Lighting Solutions | Albeo | ABH2x3H581xxxxxxxxxxx | Indoor Luminaires | High-Bay | High-Bay Luminaires for Commercial and Industrial Buildings | Standard | FALSE | [9 empty] | 41744 |  |  | NotYetVerified |  | 3 | 23400 | 97 | 241 | 20 | 0.9 | 5000 | 80
P00000TDS | GE Lighting Solutions | Albeo | ABH2x3V58Dxxxxxxxxxxx | Indoor Luminaires | High-Bay | High-Bay Luminaires for Commercial and Industrial Buildings | Standard | FALSE | [9 empty] | 41744 |  |  | NotYetVerified |  | 3 | 22660 | 84 | 270 | 20 | 0.9 | 5000 | 80
P00000TEL | GE Lighting Solutions | Albeo | ABH2x4T58Fxxxxxxxxxxx | Indoor Luminaires | High-Bay | High-Bay Luminaires for Commercial and Industrial Buildings | Standard | FALSE | [9 empty] | 41744 |  |  | NotYetVerified |  | 3 | 22075 | 97 | 228 | 20 | 0.9 | 5000 | 80
P00000TEJ | GE Lighting Solutions | Albeo | ABH2x4T588xxxxxxxxxxx | Indoor Luminaires | High-Bay | High-Bay Luminaires for Commercial and Industrial Buildings | Standard | FALSE | [9 empty] | 41744 |  |  | NotYetVerified |  | 3 | 22075 | 97 | 228 | 20 | 0.9 | 5000 | 80
P00000TEI | GE Lighting Solutions | Albeo | ABH2x4T584xxxxxxxxxxx | Indoor Luminaires | High-Bay | High-Bay Luminaires for Commercial and Industrial Buildings | Standard | FALSE | [9 empty] | 41744 |  |  | NotYetVerified |  | 3 | 22075 | 97 | 228 | 20 | 0.9 | 5000 | 80
P00000TEH | GE Lighting Solutions | Albeo | ABH2x4T583xxxxxxxxxxx | Indoor Luminaires | High-Bay | High-Bay Luminaires for Commercial and Industrial Buildings | Standard | FALSE | [9 empty] | 41744 |  |  | NotYetVerified |  | 3 | 22075 | 97 | 228 | 20 | 0.9 | 5000 | 80
P00000TEG | GE Lighting Solutions | Albeo | ABH2x4T582xxxxxxxxxxx | Indoor Luminaires | High-Bay | High-Bay Luminaires for Commercial and Industrial Buildings | Standard | FALSE | [9 empty] | 41744 |  |  | NotYetVerified |  | 3 | 22075 | 97 | 228 | 20 | 0.9 | 5000 | 80
P00000TEF | GE Lighting Solutions | Albeo | ABH2x4T581xxxxxxxxxxx | Indoor Luminaires | High-Bay | High-Bay Luminaires for Commercial and Industrial Buildings | Standard | FALSE | [9 empty] | 41744 |  |  | NotYetVerified |  | 3 | 22075 | 97 | 228 | 20 | 0.9 | 5000 | 80
P00000TDL | GE Lighting Solutions | Albeo | ABH2x3H58Dxxxxxxxxxxx | Indoor Luminaires | High-Bay | High-Bay Luminaires for Commercial and Industrial Buildings | Standard | FALSE | [9 empty] | 41744 |  |  | NotYetVerified |  | 3 | 20592 | 85 | 241 | 20 | 0.9 | 5000 | 80
P00000TEK | GE Lighting Solutions | Albeo | ABH2x4T58Dxxxxxxxxxxx | Indoor Luminaires | High-Bay | High-Bay Luminaires for Commercial and Industrial Buildings | Standard | FALSE | [9 empty] | 41744 |  |  | NotYetVerified |  | 3 | 19426 | 85 | 228 | 20 | 0.9 | 5000 | 80
P00000TCN | GE Lighting Solutions | Albeo | ABH2x2V58Fxxxxxxxxxxx | Indoor Luminaires | High-Bay | High-Bay Luminaires for Commercial and Industrial Buildings | Standard | FALSE | [9 empty] | 41744 |  |  | NotYetVerified |  | 3 | 17150 | 96 | 179 | 20 | 0.9 | 5000 | 80
P00000TCL | GE Lighting Solutions | Albeo | ABH2x2V588xxxxxxxxxxx | Indoor Luminaires | High-Bay | High-Bay Luminaires for Commercial and Industrial Buildings | Standard | FALSE | [9 empty] | 41744 |  |  | NotYetVerified |  | 3 | 17150 | 96 | 179 | 20 | 0.9 | 5000 | 80
P00000TCK | GE Lighting Solutions | Albeo | ABH2x2V584xxxxxxxxxxx | Indoor Luminaires | High-Bay | High-Bay Luminaires for Commercial and Industrial Buildings | Standard | FALSE | [9 empty] | 41744 |  |  | NotYetVerified |  | 3 | 17150 | 96 | 179 | 20 | 0.9 | 5000 | 80
P00000TCJ | GE Lighting Solutions | Albeo | ABH2x2V583xxxxxxxxxxx | Indoor Luminaires | High-Bay | High-Bay Luminaires for Commercial and Industrial Buildings | Standard | FALSE | [9 empty] | 41744 |  |  | NotYetVerified |  | 3 | 17150 | 96 | 179 | 20 | 0.9 | 5000 | 80
P00000TCI | GE Lighting Solutions | Albeo | ABH2x2V582xxxxxxxxxxx | Indoor Luminaires | High-Bay | High-Bay Luminaires for Commercial and Industrial Buildings | Standard | FALSE | [9 empty] | 41744 |  |  | NotYetVerified |  | 3 | 17150 | 96 | 179 | 20 | 0.9 | 5000 | 80
P00000TCH | GE Lighting Solutions | Albeo | ABH2x2V581xxxxxxxxxxx | Indoor Luminaires | High-Bay | High-Bay Luminaires for Commercial and Industrial Buildings | Standard | FALSE | [9 empty] | 41744 |  |  | NotYetVerified |  | 3 | 17150 | 96 | 179 | 20 | 0.9 | 5000 | 80
P00000TD1 | GE Lighting Solutions | Albeo | ABH2x3T58Fxxxxxxxxxxx | Indoor Luminaires | High-Bay | High-Bay Luminaires for Commercial and Industrial Buildings | Standard | FALSE | [9 empty] | 41744 |  |  | NotYetVerified |  | 3 | 16550 | 97 | 170 | 20 | 0.9 | 5000 | 80
P00000TCZ | GE Lighting Solutions | Albeo | ABH2x3T588xxxxxxxxxxx | Indoor Luminaires | High-Bay | High-Bay Luminaires for Commercial and Industrial Buildings | Standard | FALSE | [9 empty] | 41744 |  |  | NotYetVerified |  | 3 | 16550 | 97 | 170 | 20 | 0.9 | 5000 | 80
P00000TCY | GE Lighting Solutions | Albeo | ABH2x3T584xxxxxxxxxxx | Indoor Luminaires | High-Bay | High-Bay Luminaires for Commercial and Industrial Buildings | Standard | FALSE | [9 empty] | 41744 |  |  | NotYetVerified |  | 3 | 16550 | 97 | 170 | 20 | 0.9 | 5000 | 80
P00000TCX | GE Lighting Solutions | Albeo | ABH2x3T583xxxxxxxxxxx | Indoor Luminaires | High-Bay | High-Bay Luminaires for Commercial and Industrial Buildings | Standard | FALSE | [9 empty] | 41744 |  |  | NotYetVerified |  | 3 | 16550 | 97 | 170 | 20 | 0.9 | 5000 | 80
P00000TCW | GE Lighting Solutions | Albeo | ABH2x3T582xxxxxxxxxxx | Indoor Luminaires | High-Bay | High-Bay Luminaires for Commercial and Industrial Buildings | Standard | FALSE | [9 empty] | 41744 |  |  | NotYetVerified |  | 3 | 16550 | 97 | 170 | 20 | 0.9 | 5000 | 80
P00000TCV | GE Lighting Solutions | Albeo | ABH2x3T581xxxxxxxxxxx | Indoor Luminaires | High-Bay | High-Bay Luminaires for Commercial and Industrial Buildings | Standard | FALSE | [9 empty] | 41744 |  |  | NotYetVerified |  | 3 | 16550 | 97 | 170 | 20 | 0.9 | 5000 | 80
P00000TCG | GE Lighting Solutions | Albeo | ABH2x2H58Fxxxxxxxxxxx | Indoor Luminaires | High-Bay | High-Bay Luminaires for Commercial and Industrial Buildings | Standard | FALSE | [9 empty] | 41744 |  |  | NotYetVerified |  | 3 | 15600 | 98 | 159 | 20 | 0.9 | 5000 | 80
P00000TCE | GE Lighting Solutions | Albeo | ABH2x2H588xxxxxxxxxxx | Indoor Luminaires | High-Bay | High-Bay Luminaires for Commercial and Industrial Buildings | Standard | FALSE | [9 empty] | 41744 |  |  | NotYetVerified |  | 3 | 15600 | 98 | 159 | 20 | 0.9 | 5000 | 80
P00000TCD | GE Lighting Solutions | Albeo | ABH2x2H584xxxxxxxxxxx | Indoor Luminaires | High-Bay | High-Bay Luminaires for Commercial and Industrial Buildings | Standard | FALSE | [9 empty] | 41744 |  |  | NotYetVerified |  | 3 | 15600 | 98 | 159 | 20 | 0.9 | 5000 | 80
P00000TCC | GE Lighting Solutions | Albeo | ABH2x2H583xxxxxxxxxxx | Indoor Luminaires | High-Bay | High-Bay Luminaires for Commercial and Industrial Buildings | Standard | FALSE | [9 empty] | 41744 |  |  | NotYetVerified |  | 3 | 15600 | 98 | 159 | 20 | 0.9 | 5000 | 80
P00000TCB | GE Lighting Solutions | Albeo | ABH2x2H582xxxxxxxxxxx | Indoor Luminaires | High-Bay | High-Bay Luminaires for Commercial and Industrial Buildings | Standard | FALSE | [9 empty] | 41744 |  |  | NotYetVerified |  | 3 | 15600 | 98 | 159 | 20 | 0.9 | 5000 | 80
P00000TCA | GE Lighting Solutions | Albeo | ABH2x2H581xxxxxxxxxxx | Indoor Luminaires | High-Bay | High-Bay Luminaires for Commercial and Industrial Buildings | Standard | FALSE | [9 empty] | 41744 |  |  | NotYetVerified |  | 3 | 15600 | 98 | 159 | 20 | 0.9 | 5000 | 80
P00000TCM | GE Lighting Solutions | Albeo | ABH2x2V58Dxxxxxxxxxxx | Indoor Luminaires | High-Bay | High-Bay Luminaires for Commercial and Industrial Buildings | Standard | FALSE | [9 empty] | 41744 |  |  | NotYetVerified |  | 3 | 15092 | 84 | 179 | 20 | 0.9 | 5000 | 80
P00000TD0 | GE Lighting Solutions | Albeo | ABH2x3T58Dxxxxxxxxxxx | Indoor Luminaires | High-Bay | High-Bay Luminaires for Commercial and Industrial Buildings | Standard | FALSE | [9 empty] | 41744 |  |  | NotYetVerified |  | 3 | 14564 | 86 | 170 | 20 | 0.9 | 5000 | 80
P00000TCF | GE Lighting Solutions | Albeo | ABH2x2H58Dxxxxxxxxxxx | Indoor Luminaires | High-Bay | High-Bay Luminaires for Commercial and Industrial Buildings | Standard | FALSE | [9 empty] | 41744 |  |  | NotYetVerified |  | 3 | 13728 | 86 | 159 | 20 | 0.9 | 5000 | 80
P00000TC9 | GE Lighting Solutions | Albeo | ABH2x2T58Fxxxxxxxxxxx | Indoor Luminaires | High-Bay | High-Bay Luminaires for Commercial and Industrial Buildings | Standard | FALSE | [9 empty] | 41744 |  |  | NotYetVerified |  | 3 | 11035 | 97 | 114 | 20 | 0.9 | 5000 | 80
P00000TC7 | GE Lighting Solutions | Albeo | ABH2x2T588xxxxxxxxxxx | Indoor Luminaires | High-Bay | High-Bay Luminaires for Commercial and Industrial Buildings | Standard | FALSE | [9 empty] | 41744 |  |  | NotYetVerified |  | 3 | 11035 | 97 | 114 | 20 | 0.9 | 5000 | 80
P00000TC6 | GE Lighting Solutions | Albeo | ABH2x2T584xxxxxxxxxxx | Indoor Luminaires | High-Bay | High-Bay Luminaires for Commercial and Industrial Buildings | Standard | FALSE | [9 empty] | 41744 |  |  | NotYetVerified |  | 3 | 11035 | 97 | 114 | 20 | 0.9 | 5000 | 80
P00000TC5 | GE Lighting Solutions | Albeo | ABH2x2T583xxxxxxxxxxx | Indoor Luminaires | High-Bay | High-Bay Luminaires for Commercial and Industrial Buildings | Standard | FALSE | [9 empty] | 41744 |  |  | NotYetVerified |  | 3 | 11035 | 97 | 114 | 20 | 0.9 | 5000 | 80
P00000TC4 | GE Lighting Solutions | Albeo | ABH2x2T582xxxxxxxxxxx | Indoor Luminaires | High-Bay | High-Bay Luminaires for Commercial and Industrial Buildings | Standard | FALSE | [9 empty] | 41744 |  |  | NotYetVerified |  | 3 | 11035 | 97 | 114 | 20 | 0.9 | 5000 | 80
P00000TC3 | GE Lighting Solutions | Albeo | ABH2x2T581xxxxxxxxxxx | Indoor Luminaires | High-Bay | High-Bay Luminaires for Commercial and Industrial Buildings | Standard | FALSE | [9 empty] | 41744 |  |  | NotYetVerified |  | 3 | 11035 | 97 | 114 | 20 | 0.9 | 5000 | 80
P00000TC8 | GE Lighting Solutions | Albeo | ABH2x2T58Dxxxxxxxxxxx | Indoor Luminaires | High-Bay | High-Bay Luminaires for Commercial and Industrial Buildings | Standard | FALSE | [9 empty] | 41744 |  |  | NotYetVerified |  | 3 | 9711 | 85 | 114 | 20 | 0.9 | 5000 | 80
P00000TBH | GE Lighting Solutions | Albeo | ABH2x1V58Fxxxxxxxxxxx | Indoor Luminaires | High-Bay | Low-Bay Luminaires for Commercial and Industrial Buildings | Standard | FALSE | [9 empty] | 41744 |  |  | NotYetVerified |  | 3 | 8500 | 94 | 90 | 20 | 0.9 | 5000 | 80
P00000TBF | GE Lighting Solutions | Albeo | ABH2x1V588xxxxxxxxxxx | Indoor Luminaires | High-Bay | Low-Bay Luminaires for Commercial and Industrial Buildings | Standard | FALSE | [9 empty] | 41744 |  |  | NotYetVerified |  | 3 | 8500 | 94 | 90 | 20 | 0.9 | 5000 | 80
P00000TBE | GE Lighting Solutions | Albeo | ABH2x1V584xxxxxxxxxxx | Indoor Luminaires | High-Bay | Low-Bay Luminaires for Commercial and Industrial Buildings | Standard | FALSE | [9 empty] | 41744 |  |  | NotYetVerified |  | 3 | 8500 | 94 | 90 | 20 | 0.9 | 5000 | 80
P00000TBD | GE Lighting Solutions | Albeo | ABH2x1V583xxxxxxxxxxx | Indoor Luminaires | High-Bay | Low-Bay Luminaires for Commercial and Industrial Buildings | Standard | FALSE | [9 empty] | 41744 |  |  | NotYetVerified |  | 3 | 8500 | 94 | 90 | 20 | 0.9 | 5000 | 80
P00000TBC | GE Lighting Solutions | Albeo | ABH2x1V582xxxxxxxxxxx | Indoor Luminaires | High-Bay | Low-Bay Luminaires for Commercial and Industrial Buildings | Standard | FALSE | [9 empty] | 41744 |  |  | NotYetVerified |  | 3 | 8500 | 94 | 90 | 20 | 0.9 | 5000 | 80
P00000TBB | GE Lighting Solutions | Albeo | ABH2x1V581xxxxxxxxxxx | Indoor Luminaires | High-Bay | Low-Bay Luminaires for Commercial and Industrial Buildings | Standard | FALSE | [9 empty] | 41744 |  |  | NotYetVerified |  | 3 | 8500 | 94 | 90 | 20 | 0.9 | 5000 | 80
P00000TBA | GE Lighting Solutions | Albeo | ABH2x1H58Fxxxxxxxxxxx | Indoor Luminaires | High-Bay | Low-Bay Luminaires for Commercial and Industrial Buildings | Standard | FALSE | [9 empty] | 41744 |  |  | NotYetVerified |  | 3 | 7800 | 96 | 81 | 20 | 0.9 | 5000 | 80
P00000TB8 | GE Lighting Solutions | Albeo | ABH2x1H588xxxxxxxxxxx | Indoor Luminaires | High-Bay | Low-Bay Luminaires for Commercial and Industrial Buildings | Standard | FALSE | [9 empty] | 41744 |  |  | NotYetVerified |  | 3 | 7800 | 96 | 81 | 20 | 0.9 | 5000 | 80
P00000TB7 | GE Lighting Solutions | Albeo | ABH2x1H584xxxxxxxxxxx | Indoor Luminaires | High-Bay | Low-Bay Luminaires for Commercial and Industrial Buildings | Standard | FALSE | [9 empty] | 41744 |  |  | NotYetVerified |  | 3 | 7800 | 96 | 81 | 20 | 0.9 | 5000 | 80
P00000TB6 | GE Lighting Solutions | Albeo | ABH2x1H583xxxxxxxxxxx | Indoor Luminaires | High-Bay | Low-Bay Luminaires for Commercial and Industrial Buildings | Standard | FALSE | [9 empty] | 41744 |  |  | NotYetVerified |  | 3 | 7800 | 96 | 81 | 20 | 0.9 | 5000 | 80
P00000TB5 | GE Lighting Solutions | Albeo | ABH2x1H582xxxxxxxxxxx | Indoor Luminaires | High-Bay | Low-Bay Luminaires for Commercial and Industrial Buildings | Standard | FALSE | [9 empty] | 41744 |  |  | NotYetVerified |  | 3 | 7800 | 96 | 81 | 20 | 0.9 | 5000 | 80
P00000TB4 | GE Lighting Solutions | Albeo | ABH2x1H581xxxxxxxxxxx | Indoor Luminaires | High-Bay | Low-Bay Luminaires for Commercial and Industrial Buildings | Standard | FALSE | [9 empty] | 41744 |  |  | NotYetVerified |  | 3 | 7800 | 96 | 81 | 20 | 0.9 | 5000 | 80
P00000TBG | GE Lighting Solutions | Albeo | ABH2x1V58Dxxxxxxxxxxx | Indoor Luminaires | High-Bay | Low-Bay Luminaires for Commercial and Industrial Buildings | Standard | FALSE | [9 empty] | 41744 |  |  | NotYetVerified |  | 3 | 7480 | 83 | 90 | 20 | 0.9 | 5000 | 80
P00000TB9 | GE Lighting Solutions | Albeo | ABH2x1H58Dxxxxxxxxxxx | Indoor Luminaires | High-Bay | Low-Bay Luminaires for Commercial and Industrial Buildings | Standard | FALSE | [9 empty] | 41744 |  |  | NotYetVerified |  | 3 | 6864 | 85 | 81 | 20 | 0.9 | 5000 | 80
P00000TFR | GE Lighting Solutions | Albeo | ABH2x6V48Fxxxxxxxxxxx | Indoor Luminaires | High-Bay | High-Bay Luminaires for Commercial and Industrial Buildings | Standard | FALSE | [9 empty] | 41744 |  |  | NotYetVerified |  | 3 | 51500 | 96 | 539 | 20 | 0.9 | 4000 | 80
P00000TFP | GE Lighting Solutions | Albeo | ABH2x6V488xxxxxxxxxxx | Indoor Luminaires | High-Bay | High-Bay Luminaires for Commercial and Industrial Buildings | Standard | FALSE | [9 empty] | 41744 |  |  | NotYetVerified |  | 3 | 51500 | 96 | 539 | 20 | 0.9 | 4000 | 80
P00000TFO | GE Lighting Solutions | Albeo | ABH2x6V484xxxxxxxxxxx | Indoor Luminaires | High-Bay | High-Bay Luminaires for Commercial and Industrial Buildings | Standard | FALSE | [9 empty] | 41744 |  |  | NotYetVerified |  | 3 | 51500 | 96 | 539 | 20 | 0.9 | 4000 | 80
P00000TFN | GE Lighting Solutions | Albeo | ABH2x6V483xxxxxxxxxxx | Indoor Luminaires | High-Bay | High-Bay Luminaires for Commercial and Industrial Buildings | Standard | FALSE | [9 empty] | 41744 |  |  | NotYetVerified |  | 3 | 51500 | 96 | 539 | 20 | 0.9 | 4000 | 80
P00000TFM | GE Lighting Solutions | Albeo | ABH2x6V482xxxxxxxxxxx | Indoor Luminaires | High-Bay | High-Bay Luminaires for Commercial and Industrial Buildings | Standard | FALSE | [9 empty] | 41744 |  |  | NotYetVerified |  | 3 | 51500 | 96 | 539 | 20 | 0.9 | 4000 | 80
P00000TFL | GE Lighting Solutions | Albeo | ABH2x6V481xxxxxxxxxxx | Indoor Luminaires | High-Bay | High-Bay Luminaires for Commercial and Industrial Buildings | Standard | FALSE | [9 empty] | 41744 |  |  | NotYetVerified |  | 3 | 51500 | 96 | 539 | 20 | 0.9 | 4000 | 80
P00000TFK | GE Lighting Solutions | Albeo | ABH2x6H48Fxxxxxxxxxxx | Indoor Luminaires | High-Bay | High-Bay Luminaires for Commercial and Industrial Buildings | Standard | FALSE | [9 empty] | 41744 |  |  | NotYetVerified |  | 3 | 46830 | 98 | 478 | 20 | 0.9 | 4000 | 80
P00000TFI | GE Lighting Solutions | Albeo | ABH2x6H488xxxxxxxxxxx | Indoor Luminaires | High-Bay | High-Bay Luminaires for Commercial and Industrial Buildings | Standard | FALSE | [9 empty] | 41744 |  |  | NotYetVerified |  | 3 | 46830 | 98 | 478 | 20 | 0.9 | 4000 | 80
P00000TFH | GE Lighting Solutions | Albeo | ABH2x6H484xxxxxxxxxxx | Indoor Luminaires | High-Bay | High-Bay Luminaires for Commercial and Industrial Buildings | Standard | FALSE | [9 empty] | 41744 |  |  | NotYetVerified |  | 3 | 46830 | 98 | 478 | 20 | 0.9 | 4000 | 80
P00000TFG | GE Lighting Solutions | Albeo | ABH2x6H483xxxxxxxxxxx | Indoor Luminaires | High-Bay | High-Bay Luminaires for Commercial and Industrial Buildings | Standard | FALSE | [9 empty] | 41744 |  |  | NotYetVerified |  | 3 | 46830 | 98 | 478 | 20 | 0.9 | 4000 | 80
P00000TFF | GE Lighting Solutions | Albeo | ABH2x6H482xxxxxxxxxxx | Indoor Luminaires | High-Bay | High-Bay Luminaires for Commercial and Industrial Buildings | Standard | FALSE | [9 empty] | 41744 |  |  | NotYetVerified |  | 3 | 46830 | 98 | 478 | 20 | 0.9 | 4000 | 80
P00000TFE | GE Lighting Solutions | Albeo | ABH2x6H481xxxxxxxxxxx | Indoor Luminaires | High-Bay | High-Bay Luminaires for Commercial and Industrial Buildings | Standard | FALSE | [9 empty] | 41744 |  |  | NotYetVerified |  | 3 | 46830 | 98 | 478 | 20 | 0.9 | 4000 | 80
P00000TFQ | GE Lighting Solutions | Albeo | ABH2x6V48Dxxxxxxxxxxx | Indoor Luminaires | High-Bay | High-Bay Luminaires for Commercial and Industrial Buildings | Standard | FALSE | [9 empty] | 41744 |  |  | NotYetVerified |  | 3 | 45320 | 84 | 539 | 20 | 0.9 | 4000 | 80
P00000TFJ | GE Lighting Solutions | Albeo | ABH2x6H48Dxxxxxxxxxxx | Indoor Luminaires | High-Bay | High-Bay Luminaires for Commercial and Industrial Buildings | Standard | FALSE | [9 empty] | 41744 |  |  | NotYetVerified |  | 3 | 41210 | 86 | 478 | 20 | 0.9 | 4000 | 80
P00000TEE | GE Lighting Solutions | Albeo | ABH2x4V48Fxxxxxxxxxxx | Indoor Luminaires | High-Bay | High-Bay Luminaires for Commercial and Industrial Buildings | Standard | FALSE | [9 empty] | 41744 |  |  | NotYetVerified |  | 3 | 34330 | 96 | 359 | 20 | 0.9 | 4000 | 80
P00000TEC | GE Lighting Solutions | Albeo | ABH2x4V488xxxxxxxxxxx | Indoor Luminaires | High-Bay | High-Bay Luminaires for Commercial and Industrial Buildings | Standard | FALSE | [9 empty] | 41744 |  |  | NotYetVerified |  | 3 | 34330 | 96 | 359 | 20 | 0.9 | 4000 | 80
P00000TEB | GE Lighting Solutions | Albeo | ABH2x4V484xxxxxxxxxxx | Indoor Luminaires | High-Bay | High-Bay Luminaires for Commercial and Industrial Buildings | Standard | FALSE | [9 empty] | 41744 |  |  | NotYetVerified |  | 3 | 34330 | 96 | 359 | 20 | 0.9 | 4000 | 80
P00000TEA | GE Lighting Solutions | Albeo | ABH2x4V483xxxxxxxxxxx | Indoor Luminaires | High-Bay | High-Bay Luminaires for Commercial and Industrial Buildings | Standard | FALSE | [9 empty] | 41744 |  |  | NotYetVerified |  | 3 | 34330 | 96 | 359 | 20 | 0.9 | 4000 | 80
P00000TE9 | GE Lighting Solutions | Albeo | ABH2x4V482xxxxxxxxxxx | Indoor Luminaires | High-Bay | High-Bay Luminaires for Commercial and Industrial Buildings | Standard | FALSE | [9 empty] | 41744 |  |  | NotYetVerified |  | 3 | 34330 | 96 | 359 | 20 | 0.9 | 4000 | 80
P00000TE8 | GE Lighting Solutions | Albeo | ABH2x4V481xxxxxxxxxxx | Indoor Luminaires | High-Bay | High-Bay Luminaires for Commercial and Industrial Buildings | Standard | FALSE | [9 empty] | 41744 |  |  | NotYetVerified |  | 3 | 34330 | 96 | 359 | 20 | 0.9 | 4000 | 80
P00000TF6 | GE Lighting Solutions | Albeo | ABH2x6T48Fxxxxxxxxxxx | Indoor Luminaires | High-Bay | High-Bay Luminaires for Commercial and Industrial Buildings | Standard | FALSE | [9 empty] | 41744 |  |  | NotYetVerified |  | 3 | 33100 | 97 | 342 | 20 | 0.9 | 4000 | 80
P00000TF4 | GE Lighting Solutions | Albeo | ABH2x6T488xxxxxxxxxxx | Indoor Luminaires | High-Bay | High-Bay Luminaires for Commercial and Industrial Buildings | Standard | FALSE | [9 empty] | 41744 |  |  | NotYetVerified |  | 3 | 33100 | 97 | 342 | 20 | 0.9 | 4000 | 80
P00000TF3 | GE Lighting Solutions | Albeo | ABH2x6T484xxxxxxxxxxx | Indoor Luminaires | High-Bay | High-Bay Luminaires for Commercial and Industrial Buildings | Standard | FALSE | [9 empty] | 41744 |  |  | NotYetVerified |  | 3 | 33100 | 97 | 342 | 20 | 0.9 | 4000 | 80
P00000TF2 | GE Lighting Solutions | Albeo | ABH2x6T483xxxxxxxxxxx | Indoor Luminaires | High-Bay | High-Bay Luminaires for Commercial and Industrial Buildings | Standard | FALSE | [9 empty] | 41744 |  |  | NotYetVerified |  | 3 | 33100 | 97 | 342 | 20 | 0.9 | 4000 | 80
P00000TF1 | GE Lighting Solutions | Albeo | ABH2x6T482xxxxxxxxxxx | Indoor Luminaires | High-Bay | High-Bay Luminaires for Commercial and Industrial Buildings | Standard | FALSE | [9 empty] | 41744 |  |  | NotYetVerified |  | 3 | 33100 | 97 | 342 | 20 | 0.9 | 4000 | 80
P00000TF0 | GE Lighting Solutions | Albeo | ABH2x6T481xxxxxxxxxxx | Indoor Luminaires | High-Bay | High-Bay Luminaires for Commercial and Industrial Buildings | Standard | FALSE | [9 empty] | 41744 |  |  | NotYetVerified |  | 3 | 33100 | 97 | 342 | 20 | 0.9 | 4000 | 80
P00000TE7 | GE Lighting Solutions | Albeo | ABH2x4H48Fxxxxxxxxxxx | Indoor Luminaires | High-Bay | High-Bay Luminaires for Commercial and Industrial Buildings | Standard | FALSE | [9 empty] | 41744 |  |  | NotYetVerified |  | 3 | 31200 | 98 | 318 | 20 | 0.9 | 4000 | 80
P00000TE5 | GE Lighting Solutions | Albeo | ABH2x4H488xxxxxxxxxxx | Indoor Luminaires | High-Bay | High-Bay Luminaires for Commercial and Industrial Buildings | Standard | FALSE | [9 empty] | 41744 |  |  | NotYetVerified |  | 3 | 31200 | 98 | 318 | 20 | 0.9 | 4000 | 80
P00000TE4 | GE Lighting Solutions | Albeo | ABH2x4H484xxxxxxxxxxx | Indoor Luminaires | High-Bay | High-Bay Luminaires for Commercial and Industrial Buildings | Standard | FALSE | [9 empty] | 41744 |  |  | NotYetVerified |  | 3 | 31200 | 98 | 318 | 20 | 0.9 | 4000 | 80
P00000TE3 | GE Lighting Solutions | Albeo | ABH2x4H483xxxxxxxxxxx | Indoor Luminaires | High-Bay | High-Bay Luminaires for Commercial and Industrial Buildings | Standard | FALSE | [9 empty] | 41744 |  |  | NotYetVerified |  | 3 | 31200 | 98 | 318 | 20 | 0.9 | 4000 | 80
P00000TE2 | GE Lighting Solutions | Albeo | ABH2x4H482xxxxxxxxxxx | Indoor Luminaires | High-Bay | High-Bay Luminaires for Commercial and Industrial Buildings | Standard | FALSE | [9 empty] | 41744 |  |  | NotYetVerified |  | 3 | 31200 | 98 | 318 | 20 | 0.9 | 4000 | 80
P00000TE1 | GE Lighting Solutions | Albeo | ABH2x4H481xxxxxxxxxxx | Indoor Luminaires | High-Bay | High-Bay Luminaires for Commercial and Industrial Buildings | Standard | FALSE | [9 empty] | 41744 |  |  | NotYetVerified |  | 3 | 31200 | 98 | 318 | 20 | 0.9 | 4000 | 80
P00000TED | GE Lighting Solutions | Albeo | ABH2x4V48Dxxxxxxxxxxx | Indoor Luminaires | High-Bay | High-Bay Luminaires for Commercial and Industrial Buildings | Standard | FALSE | [9 empty] | 41744 |  |  | NotYetVerified |  | 3 | 30210 | 84 | 359 | 20 | 0.9 | 4000 | 80
P00000TF5 | GE Lighting Solutions | Albeo | ABH2x6T48Dxxxxxxxxxxx | Indoor Luminaires | High-Bay | High-Bay Luminaires for Commercial and Industrial Buildings | Standard | FALSE | [9 empty] | 41744 |  |  | NotYetVerified |  | 3 | 29128 | 85 | 342 | 20 | 0.9 | 4000 | 80
P00000TE6 | GE Lighting Solutions | Albeo | ABH2x4H48Dxxxxxxxxxxx | Indoor Luminaires | High-Bay | High-Bay Luminaires for Commercial and Industrial Buildings | Standard | FALSE | [9 empty] | 41744 |  |  | NotYetVerified |  | 3 | 27456 | 86 | 318 | 20 | 0.9 | 4000 | 80
P00000TDF | GE Lighting Solutions | Albeo | ABH2x3V48Fxxxxxxxxxxx | Indoor Luminaires | High-Bay | High-Bay Luminaires for Commercial and Industrial Buildings | Standard | FALSE | [9 empty] | 41744 |  |  | NotYetVerified |  | 3 | 25750 | 95 | 270 | 20 | 0.9 | 4000 | 80
P00000TDD | GE Lighting Solutions | Albeo | ABH2x3V488xxxxxxxxxxx | Indoor Luminaires | High-Bay | High-Bay Luminaires for Commercial and Industrial Buildings | Standard | FALSE | [9 empty] | 41744 |  |  | NotYetVerified |  | 3 | 25750 | 95 | 270 | 20 | 0.9 | 4000 | 80
P00000TDC | GE Lighting Solutions | Albeo | ABH2x3V484xxxxxxxxxxx | Indoor Luminaires | High-Bay | High-Bay Luminaires for Commercial and Industrial Buildings | Standard | FALSE | [9 empty] | 41744 |  |  | NotYetVerified |  | 3 | 25750 | 95 | 270 | 20 | 0.9 | 4000 | 80
P00000TDB | GE Lighting Solutions | Albeo | ABH2x3V483xxxxxxxxxxx | Indoor Luminaires | High-Bay | High-Bay Luminaires for Commercial and Industrial Buildings | Standard | FALSE | [9 empty] | 41744 |  |  | NotYetVerified |  | 3 | 25750 | 95 | 270 | 20 | 0.9 | 4000 | 80
P00000TDA | GE Lighting Solutions | Albeo | ABH2x3V482xxxxxxxxxxx | Indoor Luminaires | High-Bay | High-Bay Luminaires for Commercial and Industrial Buildings | Standard | FALSE | [9 empty] | 41744 |  |  | NotYetVerified |  | 3 | 25750 | 95 | 270 | 20 | 0.9 | 4000 | 80
P00000TD9 | GE Lighting Solutions | Albeo | ABH2x3V481xxxxxxxxxxx | Indoor Luminaires | High-Bay | High-Bay Luminaires for Commercial and Industrial Buildings | Standard | FALSE | [9 empty] | 41744 |  |  | NotYetVerified |  | 3 | 25750 | 95 | 270 | 20 | 0.9 | 4000 | 80
P00000TD8 | GE Lighting Solutions | Albeo | ABH2x3H48Fxxxxxxxxxxx | Indoor Luminaires | High-Bay | High-Bay Luminaires for Commercial and Industrial Buildings | Standard | FALSE | [9 empty] | 41744 |  |  | NotYetVerified |  | 3 | 23400 | 97 | 241 | 20 | 0.9 | 4000 | 80
P00000TD6 | GE Lighting Solutions | Albeo | ABH2x3H488xxxxxxxxxxx | Indoor Luminaires | High-Bay | High-Bay Luminaires for Commercial and Industrial Buildings | Standard | FALSE | [9 empty] | 41744 |  |  | NotYetVerified |  | 3 | 23400 | 97 | 241 | 20 | 0.9 | 4000 | 80
P00000TD5 | GE Lighting Solutions | Albeo | ABH2x3H484xxxxxxxxxxx | Indoor Luminaires | High-Bay | High-Bay Luminaires for Commercial and Industrial Buildings | Standard | FALSE | [9 empty] | 41744 |  |  | NotYetVerified |  | 3 | 23400 | 97 | 241 | 20 | 0.9 | 4000 | 80
P00000TD4 | GE Lighting Solutions | Albeo | ABH2x3H483xxxxxxxxxxx | Indoor Luminaires | High-Bay | High-Bay Luminaires for Commercial and Industrial Buildings | Standard | FALSE | [9 empty] | 41744 |  |  | NotYetVerified |  | 3 | 23400 | 97 | 241 | 20 | 0.9 | 4000 | 80
P00000TD3 | GE Lighting Solutions | Albeo | ABH2x3H482xxxxxxxxxxx | Indoor Luminaires | High-Bay | High-Bay Luminaires for Commercial and Industrial Buildings | Standard | FALSE | [9 empty] | 41744 |  |  | NotYetVerified |  | 3 | 23400 | 97 | 241 | 20 | 0.9 | 4000 | 80
P00000TD2 | GE Lighting Solutions | Albeo | ABH2x3H481xxxxxxxxxxx | Indoor Luminaires | High-Bay | High-Bay Luminaires for Commercial and Industrial Buildings | Standard | FALSE | [9 empty] | 41744 |  |  | NotYetVerified |  | 3 | 23400 | 97 | 241 | 20 | 0.9 | 4000 | 80
P00000TDE | GE Lighting Solutions | Albeo | ABH2x3V48Dxxxxxxxxxxx | Indoor Luminaires | High-Bay | High-Bay Luminaires for Commercial and Industrial Buildings | Standard | FALSE | [9 empty] | 41744 |  |  | NotYetVerified |  | 3 | 22660 | 84 | 270 | 20 | 0.9 | 4000 | 80
P00000TE0 | GE Lighting Solutions | Albeo | ABH2x4T48Fxxxxxxxxxxx | Indoor Luminaires | High-Bay | High-Bay Luminaires for Commercial and Industrial Buildings | Standard | FALSE | [9 empty] | 41744 |  |  | NotYetVerified |  | 3 | 22075 | 97 | 228 | 20 | 0.9 | 4000 | 80
P00000TDY | GE Lighting Solutions | Albeo | ABH2x4T488xxxxxxxxxxx | Indoor Luminaires | High-Bay | High-Bay Luminaires for Commercial and Industrial Buildings | Standard | FALSE | [9 empty] | 41744 |  |  | NotYetVerified |  | 3 | 22075 | 97 | 228 | 20 | 0.9 | 4000 | 80
P00000TDX | GE Lighting Solutions | Albeo | ABH2x4T484xxxxxxxxxxx | Indoor Luminaires | High-Bay | High-Bay Luminaires for Commercial and Industrial Buildings | Standard | FALSE | [9 empty] | 41744 |  |  | NotYetVerified |  | 3 | 22075 | 97 | 228 | 20 | 0.9 | 4000 | 80
P00000TDW | GE Lighting Solutions | Albeo | ABH2x4T483xxxxxxxxxxx | Indoor Luminaires | High-Bay | High-Bay Luminaires for Commercial and Industrial Buildings | Standard | FALSE | [9 empty] | 41744 |  |  | NotYetVerified |  | 3 | 22075 | 97 | 228 | 20 | 0.9 | 4000 | 80
P00000TDV | GE Lighting Solutions | Albeo | ABH2x4T482xxxxxxxxxxx | Indoor Luminaires | High-Bay | High-Bay Luminaires for Commercial and Industrial Buildings | Standard | FALSE | [9 empty] | 41744 |  |  | NotYetVerified |  | 3 | 22075 | 97 | 228 | 20 | 0.9 | 4000 | 80
P00000TDU | GE Lighting Solutions | Albeo | ABH2x4T481xxxxxxxxxxx | Indoor Luminaires | High-Bay | High-Bay Luminaires for Commercial and Industrial Buildings | Standard | FALSE | [9 empty] | 41744 |  |  | NotYetVerified |  | 3 | 22075 | 97 | 228 | 20 | 0.9 | 4000 | 80
P00000TD7 | GE Lighting Solutions | Albeo | ABH2x3H48Dxxxxxxxxxxx | Indoor Luminaires | High-Bay | High-Bay Luminaires for Commercial and Industrial Buildings | Standard | FALSE | [9 empty] | 41744 |  |  | NotYetVerified |  | 3 | 20592 | 85 | 241 | 20 | 0.9 | 4000 | 80
P00000TDZ | GE Lighting Solutions | Albeo | ABH2x4T48Dxxxxxxxxxxx | Indoor Luminaires | High-Bay | High-Bay Luminaires for Commercial and Industrial Buildings | Standard | FALSE | [9 empty] | 41744 |  |  | NotYetVerified |  | 3 | 19426 | 85 | 228 | 20 | 0.9 | 4000 | 80
P00000TC2 | GE Lighting Solutions | Albeo | ABH2x2V48Fxxxxxxxxxxx | Indoor Luminaires | High-Bay | High-Bay Luminaires for Commercial and Industrial Buildings | Standard | FALSE | [9 empty] | 41744 |  |  | NotYetVerified |  | 3 | 17150 | 96 | 179 | 20 | 0.9 | 4000 | 80
P00000TC0 | GE Lighting Solutions | Albeo | ABH2x2V488xxxxxxxxxxx | Indoor Luminaires | High-Bay | High-Bay Luminaires for Commercial and Industrial Buildings | Standard | FALSE | [9 empty] | 41744 |  |  | NotYetVerified |  | 3 | 17150 | 96 | 179 | 20 | 0.9 | 4000 | 80
P00000TBZ | GE Lighting Solutions | Albeo | ABH2x2V484xxxxxxxxxxx | Indoor Luminaires | High-Bay | High-Bay Luminaires for Commercial and Industrial Buildings | Standard | FALSE | [9 empty] | 41744 |  |  | NotYetVerified |  | 3 | 17150 | 96 | 179 | 20 | 0.9 | 4000 | 80
P00000TBY | GE Lighting Solutions | Albeo | ABH2x2V483xxxxxxxxxxx | Indoor Luminaires | High-Bay | High-Bay Luminaires for Commercial and Industrial Buildings | Standard | FALSE | [9 empty] | 41744 |  |  | NotYetVerified |  | 3 | 17150 | 96 | 179 | 20 | 0.9 | 4000 | 80
P00000TBX | GE Lighting Solutions | Albeo | ABH2x2V482xxxxxxxxxxx | Indoor Luminaires | High-Bay | High-Bay Luminaires for Commercial and Industrial Buildings | Standard | FALSE | [9 empty] | 41744 |  |  | NotYetVerified |  | 3 | 17150 | 96 | 179 | 20 | 0.9 | 4000 | 80
P00000TBW | GE Lighting Solutions | Albeo | ABH2x2V481xxxxxxxxxxx | Indoor Luminaires | High-Bay | High-Bay Luminaires for Commercial and Industrial Buildings | Standard | FALSE | [9 empty] | 41744 |  |  | NotYetVerified |  | 3 | 17150 | 96 | 179 | 20 | 0.9 | 4000 | 80
P00000TCU | GE Lighting Solutions | Albeo | ABH2x3T48Fxxxxxxxxxxx | Indoor Luminaires | High-Bay | High-Bay Luminaires for Commercial and Industrial Buildings | Standard | FALSE | [9 empty] | 41744 |  |  | NotYetVerified |  | 3 | 16550 | 97 | 170 | 20 | 0.9 | 4000 | 80
P00000TCS | GE Lighting Solutions | Albeo | ABH2x3T488xxxxxxxxxxx | Indoor Luminaires | High-Bay | High-Bay Luminaires for Commercial and Industrial Buildings | Standard | FALSE | [9 empty] | 41744 |  |  | NotYetVerified |  | 3 | 16550 | 97 | 170 | 20 | 0.9 | 4000 | 80
P00000TCR | GE Lighting Solutions | Albeo | ABH2x3T484xxxxxxxxxxx | Indoor Luminaires | High-Bay | High-Bay Luminaires for Commercial and Industrial Buildings | Standard | FALSE | [9 empty] | 41744 |  |  | NotYetVerified |  | 3 | 16550 | 97 | 170 | 20 | 0.9 | 4000 | 80
P00000TCQ | GE Lighting Solutions | Albeo | ABH2x3T483xxxxxxxxxxx | Indoor Luminaires | High-Bay | High-Bay Luminaires for Commercial and Industrial Buildings | Standard | FALSE | [9 empty] | 41744 |  |  | NotYetVerified |  | 3 | 16550 | 97 | 170 | 20 | 0.9 | 4000 | 80
P00000TCP | GE Lighting Solutions | Albeo | ABH2x3T482xxxxxxxxxxx | Indoor Luminaires | High-Bay | High-Bay Luminaires for Commercial and Industrial Buildings | Standard | FALSE | [9 empty] | 41744 |  |  | NotYetVerified |  | 3 | 16550 | 97 | 170 | 20 | 0.9 | 4000 | 80
P00000TCO | GE Lighting Solutions | Albeo | ABH2x3T481xxxxxxxxxxx | Indoor Luminaires | High-Bay | High-Bay Luminaires for Commercial and Industrial Buildings | Standard | FALSE | [9 empty] | 41744 |  |  | NotYetVerified |  | 3 | 16550 | 97 | 170 | 20 | 0.9 | 4000 | 80
P00000TBV | GE Lighting Solutions | Albeo | ABH2x2H48Fxxxxxxxxxxx | Indoor Luminaires | High-Bay | High-Bay Luminaires for Commercial and Industrial Buildings | Standard | FALSE | [9 empty] | 41744 |  |  | NotYetVerified |  | 3 | 15600 | 98 | 159 | 20 | 0.9 | 4000 | 80
P00000TBT | GE Lighting Solutions | Albeo | ABH2x2H488xxxxxxxxxxx | Indoor Luminaires | High-Bay | High-Bay Luminaires for Commercial and Industrial Buildings | Standard | FALSE | [9 empty] | 41744 |  |  | NotYetVerified |  | 3 | 15600 | 98 | 159 | 20 | 0.9 | 4000 | 80
P00000TBS | GE Lighting Solutions | Albeo | ABH2x2H484xxxxxxxxxxx | Indoor Luminaires | High-Bay | High-Bay Luminaires for Commercial and Industrial Buildings | Standard | FALSE | [9 empty] | 41744 |  |  | NotYetVerified |  | 3 | 15600 | 98 | 159 | 20 | 0.9 | 4000 | 80
P00000TBR | GE Lighting Solutions | Albeo | ABH2x2H483xxxxxxxxxxx | Indoor Luminaires | High-Bay | High-Bay Luminaires for Commercial and Industrial Buildings | Standard | FALSE | [9 empty] | 41744 |  |  | NotYetVerified |  | 3 | 15600 | 98 | 159 | 20 | 0.9 | 4000 | 80
P00000TBQ | GE Lighting Solutions | Albeo | ABH2x2H482xxxxxxxxxxx | Indoor Luminaires | High-Bay | High-Bay Luminaires for Commercial and Industrial Buildings | Standard | FALSE | [9 empty] | 41744 |  |  | NotYetVerified |  | 3 | 15600 | 98 | 159 | 20 | 0.9 | 4000 | 80
P00000TBP | GE Lighting Solutions | Albeo | ABH2x2H481xxxxxxxxxxx | Indoor Luminaires | High-Bay | High-Bay Luminaires for Commercial and Industrial Buildings | Standard | FALSE | [9 empty] | 41744 |  |  | NotYetVerified |  | 3 | 15600 | 98 | 159 | 20 | 0.9 | 4000 | 80
P00000TC1 | GE Lighting Solutions | Albeo | ABH2x2V48Dxxxxxxxxxxx | Indoor Luminaires | High-Bay | High-Bay Luminaires for Commercial and Industrial Buildings | Standard | FALSE | [9 empty] | 41744 |  |  | NotYetVerified |  | 3 | 15092 | 84 | 179 | 20 | 0.9 | 4000 | 80
P00000TCT | GE Lighting Solutions | Albeo | ABH2x3T48Dxxxxxxxxxxx | Indoor Luminaires | High-Bay | High-Bay Luminaires for Commercial and Industrial Buildings | Standard | FALSE | [9 empty] | 41744 |  |  | NotYetVerified |  | 3 | 14564 | 86 | 170 | 20 | 0.9 | 4000 | 80
P00000TBU | GE Lighting Solutions | Albeo | ABH2x2H48Dxxxxxxxxxxx | Indoor Luminaires | High-Bay | High-Bay Luminaires for Commercial and Industrial Buildings | Standard | FALSE | [9 empty] | 41744 |  |  | NotYetVerified |  | 3 | 13728 | 86 | 159 | 20 | 0.9 | 4000 | 80
P00000TBO | GE Lighting Solutions | Albeo | ABH2x2T48Fxxxxxxxxxxx | Indoor Luminaires | High-Bay | High-Bay Luminaires for Commercial and Industrial Buildings | Standard | FALSE | [9 empty] | 41744 |  |  | NotYetVerified |  | 3 | 11035 | 97 | 114 | 20 | 0.9 | 4000 | 80
P00000TBN | GE Lighting Solutions | Albeo | ABH2x2T488xxxxxxxxxxx | Indoor Luminaires | High-Bay | High-Bay Luminaires for Commercial and Industrial Buildings | Standard | FALSE | [9 empty] | 41744 |  |  | NotYetVerified |  | 3 | 11035 | 97 | 114 | 20 | 0.9 | 4000 | 80
P00000TBM | GE Lighting Solutions | Albeo | ABH2x2T484xxxxxxxxxxx | Indoor Luminaires | High-Bay | High-Bay Luminaires for Commercial and Industrial Buildings | Standard | FALSE | [9 empty] | 41744 |  |  | NotYetVerified |  | 3 | 11035 | 97 | 114 | 20 | 0.9 | 4000 | 80
P00000TBL | GE Lighting Solutions | Albeo | ABH2x2T483xxxxxxxxxxx | Indoor Luminaires | High-Bay | High-Bay Luminaires for Commercial and Industrial Buildings | Standard | FALSE | [9 empty] | 41744 |  |  | NotYetVerified |  | 3 | 11035 | 97 | 114 | 20 | 0.9 | 4000 | 80
P00000TBK | GE Lighting Solutions | Albeo | ABH2x2T482xxxxxxxxxxx | Indoor Luminaires | High-Bay | High-Bay Luminaires for Commercial and Industrial Buildings | Standard | FALSE | [9 empty] | 41744 |  |  | NotYetVerified |  | 3 | 11035 | 97 | 114 | 20 | 0.9 | 4000 | 80
P00000TBJ | GE Lighting Solutions | Albeo | ABH2x2T481xxxxxxxxxxx | Indoor Luminaires | High-Bay | High-Bay Luminaires for Commercial and Industrial Buildings | Standard | FALSE | [9 empty] | 41744 |  |  | NotYetVerified |  | 3 | 11035 | 97 | 114 | 20 | 0.9 | 4000 | 80
P00000TB3 | GE Lighting Solutions | Albeo | ABH2x1V48Fxxxxxxxxxxx | Indoor Luminaires | High-Bay | Low-Bay Luminaires for Commercial and Industrial Buildings | Standard | FALSE | [9 empty] | 41744 |  |  | NotYetVerified |  | 3 | 8550 | 95 | 90 | 20 | 0.9 | 4000 | 80
P00000TB2 | GE Lighting Solutions | Albeo | ABH2x1V488xxxxxxxxxxx | Indoor Luminaires | High-Bay | Low-Bay Luminaires for Commercial and Industrial Buildings | Standard | FALSE | [9 empty] | 41744 |  |  | NotYetVerified |  | 3 | 8550 | 95 | 90 | 20 | 0.9 | 4000 | 80
P00000TB1 | GE Lighting Solutions | Albeo | ABH2x1V484xxxxxxxxxxx | Indoor Luminaires | High-Bay | Low-Bay Luminaires for Commercial and Industrial Buildings | Standard | FALSE | [9 empty] | 41744 |  |  | NotYetVerified |  | 3 | 8550 | 95 | 90 | 20 | 0.9 | 4000 | 80
P00000TB0 | GE Lighting Solutions | Albeo | ABH2x1V483xxxxxxxxxxx | Indoor Luminaires | High-Bay | Low-Bay Luminaires for Commercial and Industrial Buildings | Standard | FALSE | [9 empty] | 41744 |  |  | NotYetVerified |  | 3 | 8550 | 95 | 90 | 20 | 0.9 | 4000 | 80
P00000TAZ | GE Lighting Solutions | Albeo | ABH2x1V482xxxxxxxxxxx | Indoor Luminaires | High-Bay | Low-Bay Luminaires for Commercial and Industrial Buildings | Standard | FALSE | [9 empty] | 41744 |  |  | NotYetVerified |  | 3 | 8550 | 95 | 90 | 20 | 0.9 | 4000 | 80
P00000TAY | GE Lighting Solutions | Albeo | ABH2x1V481xxxxxxxxxxx | Indoor Luminaires | High-Bay | Low-Bay Luminaires for Commercial and Industrial Buildings | Standard | FALSE | [9 empty] | 41744 |  |  | NotYetVerified |  | 3 | 8550 | 95 | 90 | 20 | 0.9 | 4000 | 80
P00000TAX | GE Lighting Solutions | Albeo | ABH2x1H48Fxxxxxxxxxxx | Indoor Luminaires | High-Bay | Low-Bay Luminaires for Commercial and Industrial Buildings | Standard | FALSE | [9 empty] | 41744 |  |  | NotYetVerified |  | 3 | 7800 | 96 | 81 | 20 | 0.9 | 4000 | 80
P00000TAW | GE Lighting Solutions | Albeo | ABH2x1H488xxxxxxxxxxx | Indoor Luminaires | High-Bay | Low-Bay Luminaires for Commercial and Industrial Buildings | Standard | FALSE | [9 empty] | 41744 |  |  | NotYetVerified |  | 3 | 7800 | 96 | 81 | 20 | 0.9 | 4000 | 80
P00000TAV | GE Lighting Solutions | Albeo | ABH2x1H484xxxxxxxxxxx | Indoor Luminaires | High-Bay | Low-Bay Luminaires for Commercial and Industrial Buildings | Standard | FALSE | [9 empty] | 41744 |  |  | NotYetVerified |  | 3 | 7800 | 96 | 81 | 20 | 0.9 | 4000 | 80
P00000TAU | GE Lighting Solutions | Albeo | ABH2x1H483xxxxxxxxxxx | Indoor Luminaires | High-Bay | Low-Bay Luminaires for Commercial and Industrial Buildings | Standard | FALSE | [9 empty] | 41744 |  |  | NotYetVerified |  | 3 | 7800 | 96 | 81 | 20 | 0.9 | 4000 | 80
P00000TAT | GE Lighting Solutions | Albeo | ABH2x1H482xxxxxxxxxxx | Indoor Luminaires | High-Bay | Low-Bay Luminaires for Commercial and Industrial Buildings | Standard | FALSE | [9 empty] | 41744 |  |  | NotYetVerified |  | 3 | 7800 | 96 | 81 | 20 | 0.9 | 4000 | 80
P00000TAS | GE Lighting Solutions | Albeo | ABH2x1H481xxxxxxxxxxx | Indoor Luminaires | High-Bay | Low-Bay Luminaires for Commercial and Industrial Buildings | Standard | FALSE | [9 empty] | 41744 |  |  | NotYetVerified |  | 3 | 7800 | 96 | 81 | 20 | 0.9 | 4000 | 80
P00001EEB | Meteor Lighting - ILOS Corporation | Meteor Lighting | WS-300-NW-U-V-60-W-X | Indoor Luminaires | High-Bay | High-Bay Luminaires for Commercial and Industrial Buildings | Standard | TRUE | 26291.01 | 87.28 | 301.23 | 14.62 | 0.968 | 4095 | 73.9 | 5 | 60000 | 41743 |  |  | NotYetVerified |  | 3 |  |  | 300 |  | 0.9 | 4200 | 75
P00001EEA | Meteor Lighting - ILOS Corporation | Meteor Lighting | WS-300-CW-U-V-30-W-X | Indoor Luminaires | High-Bay | High-Bay Luminaires for Commercial and Industrial Buildings | Standard | TRUE | 26262.54 | 86.74 | 302.77 | 14.53 | 0.963 | 5568 | 72.2 | 5 | 60000 | 41743 |  |  | NotYetVerified |  | 3 |  |  | 300 |  | 0.9 | 5700 | 75
P000003AS | Acuity Brands Lighting | Holophane | PHZ 24L 3K XX X X W | Indoor Luminaires | High-Bay | High-Bay Luminaires for Commercial and Industrial Buildings | Standard | TRUE | 19850 | 80.33 | 247.12 | 11.3 | 0.96 | 2978 | 83.7 | 5 | 60000 | 41740 |  |  | NotYetVerified |  | 3 | 19850 | 80.3 | 247.1 | 11.3 | 0.96 | 2978 | 83.7
P00000QAW | Dongbu Lightec | Lumisheet Lamp | SL110N-UM-PFB(DD) | Indoor Luminaires | High-Bay | High-Bay Luminaires for Commercial and Industrial Buildings | Standard | TRUE | 10766 | 99.04 | 108.7 | 12.05 | 0.943 | 5166 | 85.9 | 5 | 63000 | 41740 |  |  | NotYetVerified |  | 3 | 11000 | 100 | 110 |  |  | 5000 | 80
P00000QAY | Dongbu Lightec | Lumisheet Lamp | SL140N-KM-PFB(DD) | Indoor Luminaires | High-Bay | High-Bay Luminaires for Commercial and Industrial Buildings | Standard | TRUE | 13568 | 98.46 | 137.8 | 17.74 | 0.939 | 5155 | 86.1 | 5 | 63000 | 41740 |  |  | NotYetVerified |  | 3 | 14000 | 100 | 140 |  |  | 5000 | 80
P00001JCI | RISE-LITE GROUP CO. LTD | RISELITE | RL-CN-60W-A | Indoor Luminaires | High-Bay | Low-Bay Luminaires for Commercial and Industrial Buildings | Standard | TRUE | 5972.4 | 105.28 | 56.73 | 17.74 | 0.911 | 5622 | 71.6 | 5 | 50000 | 41740 |  |  | NotYetVerified |  | 3 | 6000 | 100 | 60 |  | 0.986 | 5700 | 70
P00000QAZ | Dongbu Lightec | Lumisheet Lamp | SL140N-KM-PFB(DW) | Indoor Luminaires | High-Bay | High-Bay Luminaires for Commercial and Industrial Buildings | Standard | FALSE | [9 empty] | 41740 |  |  | NotYetVerified |  | 3 | 14000 | 100 | 140 |  |  | 5000 | 80
P00000QAX | Dongbu Lightec | Lumisheet Lamp | SL110N-UM-PFB(DW) | Indoor Luminaires | High-Bay | High-Bay Luminaires for Commercial and Industrial Buildings | Standard | FALSE | [9 empty] | 41740 |  |  | NotYetVerified |  | 3 | 11000 | 100 | 110 |  |  | 5000 | 80
P000003BR | Acuity Brands Lighting | Holophane | RPHZ 24L 5K XX X X W | Indoor Luminaires | High-Bay | High-Bay Luminaires for Commercial and Industrial Buildings | Standard | FALSE | [9 empty] | 41740 | Not Yet Verified | Not Yet Verified | NotYetVerified |  | 3 | 25760 | 103 | 253 |  |  | 5000 | 70
P000003BP | Acuity Brands Lighting | Holophane | RPHZ 24L 5K XX X X N | Indoor Luminaires | High-Bay | High-Bay Luminaires for Commercial and Industrial Buildings | Standard | FALSE | [9 empty] | 41740 | Not Yet Verified | Not Yet Verified | NotYetVerified |  | 3 | 25207 | 101 | 253 |  |  | 5000 | 70
P000003BG | Acuity Brands Lighting | Holophane | RPHZ 18L 5K XX X X N | Indoor Luminaires | High-Bay | High-Bay Luminaires for Commercial and Industrial Buildings | Standard | FALSE | [9 empty] | 41740 | Not Yet Verified | Not Yet Verified | NotYetVerified |  | 3 | 19855 | 104 | 190 |  |  | 5000 | 70
P000003BI | Acuity Brands Lighting | Holophane | RPHZ 18L 5K XX X X W | Indoor Luminaires | High-Bay | High-Bay Luminaires for Commercial and Industrial Buildings | Standard | FALSE | [9 empty] | 41740 | Not Yet Verified | Not Yet Verified | NotYetVerified |  | 3 | 19639 | 103 | 190 |  |  | 5000 | 70
P000003BQ | Acuity Brands Lighting | Holophane | RPHZ 24L 5K XX X X M | Indoor Luminaires | High-Bay | High-Bay Luminaires for Commercial and Industrial Buildings | Standard | FALSE | [9 empty] | 41740 | Not Yet Verified | Not Yet Verified | NotYetVerified |  | 3 | 25497.8 | 104.5 | 244 |  | 0.97 | 4896 | 72.95
P000003BH | Acuity Brands Lighting | Holophane | RPHZ 18L 5K XX X X M | Indoor Luminaires | High-Bay | High-Bay Luminaires for Commercial and Industrial Buildings | Standard | FALSE | [9 empty] | 41740 | Not Yet Verified | Not Yet Verified | NotYetVerified |  | 3 | 19306.9 | 101.7 | 189.8 |  | 0.99 | 4896 | 72.95
P000003B8 | Acuity Brands Lighting | Holophane | RPHZ 12L 5K XX X X M | Indoor Luminaires | High-Bay | High-Bay Luminaires for Commercial and Industrial Buildings | Standard | FALSE | [9 empty] | 41740 | Not Yet Verified | Not Yet Verified | NotYetVerified |  | 3 | 13690.7 | 105.5 | 129.7 |  | 0.93 | 4896 | 72.95
P000003B9 | Acuity Brands Lighting | Holophane | RPHZ 12L 5K XX X X W | Indoor Luminaires | High-Bay | High-Bay Luminaires for Commercial and Industrial Buildings | Standard | FALSE | [9 empty] | 41740 | Not Yet Verified | Not Yet Verified | NotYetVerified |  | 3 | 13605.5 | 104.9 | 129.7 |  | 0.93 | 4896 | 72.95
P000003B7 | Acuity Brands Lighting | Holophane | RPHZ 12L 5K XX X X N | Indoor Luminaires | High-Bay | High-Bay Luminaires for Commercial and Industrial Buildings | Standard | FALSE | [9 empty] | 41740 | Not Yet Verified | Not Yet Verified | NotYetVerified |  | 3 | 13596.8 | 104.8 | 129.7 |  | 0.93 | 4896 | 72.95
P000003BO | Acuity Brands Lighting | Holophane | RPHZ 24L 4K XX X X W | Indoor Luminaires | High-Bay | High-Bay Luminaires for Commercial and Industrial Buildings | Standard | FALSE | [9 empty] | 41740 | Not Yet Verified | Not Yet Verified | NotYetVerified |  | 3 | 23909 | 103 | 253 |  |  | 4000 | 70
P000003BM | Acuity Brands Lighting | Holophane | RPHZ 24L 4K XX X X N | Indoor Luminaires | High-Bay | High-Bay Luminaires for Commercial and Industrial Buildings | Standard | FALSE | [9 empty] | 41740 | Not Yet Verified | Not Yet Verified | NotYetVerified |  | 3 | 23396 | 93 | 253 |  |  | 4000 | 70
P000003BD | Acuity Brands Lighting | Holophane | RPHZ 18L 4K XX X X N | Indoor Luminaires | High-Bay | High-Bay Luminaires for Commercial and Industrial Buildings | Standard | FALSE | [9 empty] | 41740 | Not Yet Verified | Not Yet Verified | NotYetVerified |  | 3 | 18428 | 97 | 190 |  |  | 4000 | 70
P000003BF | Acuity Brands Lighting | Holophane | RPHZ 18L 4K XX X X W | Indoor Luminaires | High-Bay | High-Bay Luminaires for Commercial and Industrial Buildings | Standard | FALSE | [9 empty] | 41740 | Not Yet Verified | Not Yet Verified | NotYetVerified |  | 3 | 18228 | 86 | 190 |  |  | 4000 | 70
P000003BN | Acuity Brands Lighting | Holophane | RPHZ 24L 4K XX X X M | Indoor Luminaires | High-Bay | High-Bay Luminaires for Commercial and Industrial Buildings | Standard | FALSE | [9 empty] | 41740 | Not Yet Verified | Not Yet Verified | NotYetVerified |  | 3 | 24409 | 98.6 | 247.5 |  | 0.97 | 3953 | 72.81
P000003BE | Acuity Brands Lighting | Holophane | RPHZ 18L 4K XX X X M | Indoor Luminaires | High-Bay | High-Bay Luminaires for Commercial and Industrial Buildings | Standard | FALSE | [9 empty] | 41740 | Not Yet Verified | Not Yet Verified | NotYetVerified |  | 3 | 18678.4 | 98.7 | 189.2 |  | 0.99 | 3953 | 72.81
P000003B5 | Acuity Brands Lighting | Holophane | RPHZ 12L 4K XX X X M | Indoor Luminaires | High-Bay | High-Bay Luminaires for Commercial and Industrial Buildings | Standard | FALSE | [9 empty] | 41740 | Not Yet Verified | Not Yet Verified | NotYetVerified |  | 3 | 13106.1 | 99.6 | 131.6 |  | 0.93 | 3953 | 72.81
P000003B6 | Acuity Brands Lighting | Holophane | RPHZ 12L 4K XX X X W | Indoor Luminaires | High-Bay | High-Bay Luminaires for Commercial and Industrial Buildings | Standard | FALSE | [9 empty] | 41740 | Not Yet Verified | Not Yet Verified | NotYetVerified |  | 3 | 13024.5 | 99 | 131.6 |  | 0.93 | 3953 | 72.81
P000003B4 | Acuity Brands Lighting | Holophane | RPHZ 12L 4K XX X X N | Indoor Luminaires | High-Bay | High-Bay Luminaires for Commercial and Industrial Buildings | Standard | FALSE | [9 empty] | 41740 | Not Yet Verified | Not Yet Verified | NotYetVerified |  | 3 | 13016.2 | 98.9 | 131.6 |  | 0.93 | 3953 | 72.81
P000003BK | Acuity Brands Lighting | Holophane | RPHZ 24L 3K XX X X M | Indoor Luminaires | High-Bay | High-Bay Luminaires for Commercial and Industrial Buildings | Standard | FALSE | [9 empty] | 41740 | Not Yet Verified | Not Yet Verified | NotYetVerified |  | 3 | 19850 | 80.3 | 247.1 | 17 | 0.96 | 2978 | 83.7
P000003B0 | Acuity Brands Lighting | Holophane | PHZ 24L 3K XX X X M | Indoor Luminaires | High-Bay | High-Bay Luminaires for Commercial and Industrial Buildings | Standard | FALSE | [9 empty] | 41740 | Not Yet Verified | Not Yet Verified | NotYetVerified |  | 3 | 19850 | 80.3 | 247.1 | 17 | 0.96 | 2978 | 83.7
P000003BJ | Acuity Brands Lighting | Holophane | RPHZ 24L 3K XX X X N | Indoor Luminaires | High-Bay | High-Bay Luminaires for Commercial and Industrial Buildings | Standard | FALSE | [9 empty] | 41740 | Not Yet Verified | Not Yet Verified | NotYetVerified |  | 3 | 19423.6 | 78.5 | 247.3 | 17 | 0.96 | 2978 | 83.7
P000003AZ | Acuity Brands Lighting | Holophane | PHZ 24L 3K XX X X N | Indoor Luminaires | High-Bay | High-Bay Luminaires for Commercial and Industrial Buildings | Standard | FALSE | [9 empty] | 41740 | Not Yet Verified | Not Yet Verified | NotYetVerified |  | 3 | 19423.6 | 78.5 | 247.3 | 17 | 0.96 | 2978 | 83.7
P000003BB | Acuity Brands Lighting | Holophane | RPHZ 18L 3K XX X X M | Indoor Luminaires | High-Bay | High-Bay Luminaires for Commercial and Industrial Buildings | Standard | FALSE | [9 empty] | 41740 | Not Yet Verified | Not Yet Verified | NotYetVerified |  | 3 | 15507.2 | 83.8 | 185 | 17 | 0.94 | 2978 | 83.7
P000003AX | Acuity Brands Lighting | Holophane | PHZ 18L 3K XX X X M | Indoor Luminaires | High-Bay | High-Bay Luminaires for Commercial and Industrial Buildings | Standard | FALSE | [9 empty] | 41740 | Not Yet Verified | Not Yet Verified | NotYetVerified |  | 3 | 15507.2 | 83.8 | 185 | 17 | 0.94 | 2978 | 83.7
P000003BA | Acuity Brands Lighting | Holophane | RPHZ 18L 3K XX X X N | Indoor Luminaires | High-Bay | High-Bay Luminaires for Commercial and Industrial Buildings | Standard | FALSE | [9 empty] | 41740 | Not Yet Verified | Not Yet Verified | NotYetVerified |  | 3 | 15299.6 | 82.4 | 185.7 | 17 | 0.94 | 2978 | 83.7
P000003AW | Acuity Brands Lighting | Holophane | PHZ 18L 3K XX X X N | Indoor Luminaires | High-Bay | High-Bay Luminaires for Commercial and Industrial Buildings | Standard | FALSE | [9 empty] | 41740 | Not Yet Verified | Not Yet Verified | NotYetVerified |  | 3 | 15299.6 | 82.4 | 185.7 | 17 | 0.94 | 2978 | 83.7
P000003BC | Acuity Brands Lighting | Holophane | RPHZ 18L 3K XX X X W | Indoor Luminaires | High-Bay | High-Bay Luminaires for Commercial and Industrial Buildings | Standard | FALSE | [9 empty] | 41740 | Not Yet Verified | Not Yet Verified | NotYetVerified |  | 3 | 15133 | 81.5 | 185.6 | 17 | 0.94 | 2978 | 83.7
P000003AY | Acuity Brands Lighting | Holophane | PHZ 18L 3K XX X X W | Indoor Luminaires | High-Bay | High-Bay Luminaires for Commercial and Industrial Buildings | Standard | FALSE | [9 empty] | 41740 | Not Yet Verified | Not Yet Verified | NotYetVerified |  | 3 | 15133 | 81.5 | 185.6 | 17 | 0.94 | 2978 | 83.7
P000003B2 | Acuity Brands Lighting | Holophane | RPHZ 12L 3K XX X X M | Indoor Luminaires | High-Bay | High-Bay Luminaires for Commercial and Industrial Buildings | Standard | FALSE | [9 empty] | 41740 | Not Yet Verified | Not Yet Verified | NotYetVerified |  | 3 | 10881 | 84.5 | 128.7 | 17 | 0.89 | 2978 | 83.7
P000003AU | Acuity Brands Lighting | Holophane | PHZ 12L 3K XX X X M | Indoor Luminaires | High-Bay | High-Bay Luminaires for Commercial and Industrial Buildings | Standard | FALSE | [9 empty] | 41740 | Not Yet Verified | Not Yet Verified | NotYetVerified |  | 3 | 10881 | 84.5 | 128.7 | 17 | 0.89 | 2978 | 83.7
P000003B3 | Acuity Brands Lighting | Holophane | RPHZ 12L 3K XX X X W | Indoor Luminaires | High-Bay | High-Bay Luminaires for Commercial and Industrial Buildings | Standard | FALSE | [9 empty] | 41740 | Not Yet Verified | Not Yet Verified | NotYetVerified |  | 3 | 10813.2 | 84 | 128.7 | 17 | 0.89 | 2978 | 83.7
P000003AV | Acuity Brands Lighting | Holophane | PHZ 12L 3K XX X X W | Indoor Luminaires | High-Bay | High-Bay Luminaires for Commercial and Industrial Buildings | Standard | FALSE | [9 empty] | 41740 | Not Yet Verified | Not Yet Verified | NotYetVerified |  | 3 | 10813.2 | 84 | 128.7 | 17 | 0.89 | 2978 | 83.7
P000003B1 | Acuity Brands Lighting | Holophane | RPHZ 12L 3K XX X X N | Indoor Luminaires | High-Bay | High-Bay Luminaires for Commercial and Industrial Buildings | Standard | FALSE | [9 empty] | 41740 | Not Yet Verified | Not Yet Verified | NotYetVerified |  | 3 | 10806.3 | 84 | 128.7 | 17 | 0.89 | 2978 | 83.7
P000003AT | Acuity Brands Lighting | Holophane | PHZ 12L 3K XX X X N | Indoor Luminaires | High-Bay | High-Bay Luminaires for Commercial and Industrial Buildings | Standard | FALSE | [9 empty] | 41740 | Not Yet Verified | Not Yet Verified | NotYetVerified |  | 3 | 10806.3 | 84 | 128.7 | 17 | 0.89 | 2978 | 83.7
P000003BL | Acuity Brands Lighting | Holophane | RPHZ 24L 3K XX X X W | Indoor Luminaires | High-Bay | High-Bay Luminaires for Commercial and Industrial Buildings | Standard | FALSE | [9 empty] | 41740 | Not Yet Verified | Not Yet Verified | NotYetVerified |  | 3 | 19245.73 | 78.22 | 246.05 | 11.3 | 0.96 | 2978 | 83.7
P00001329 | Paraflex Industries | Z-Series LED | ZCL.60W.30K | Indoor Luminaires | High-Bay | Low-Bay Luminaires for Commercial and Industrial Buildings | Standard | TRUE | 4882 | 85.71 | 56.96 | 14.85 | 0.9631 | 3186 | 73 | 5 |  | 41739 |  |  | NotYetVerified |  | 3 | 4882 |  | 60 |  |  | 3000
P0000132J | Paraflex Industries | Z-Series LED | ZHB.120W.30K | Indoor Luminaires | High-Bay | High-Bay Aisle Luminaires | Standard | TRUE | 11604 | 96.6 | 120.1 | 11.67 | 0.9378 | 3146 | 73.5 | 5 | 50000 | 41739 |  |  | NotYetVerified |  | 3 | 11604 | 96.6 | 120 |  |  | 3000
P0000132D | Paraflex Industries | Z-Series LED | ZCL.100W.30K | Indoor Luminaires | High-Bay | Low-Bay Luminaires for Commercial and Industrial Buildings | Standard | TRUE | 8494 | 85.94 | 98.84 | 14.61 | 0.9371 | 3206 | 73 | 5 |  | 41739 |  |  | NotYetVerified |  | 3 | 8494 |  | 100 |  |  | 3000
P000011BG | Neptun Light Inc. | Neptun Light | LED-19200-AL-UNV-850 | Indoor Luminaires | High-Bay | High-Bay Luminaires for Commercial and Industrial Buildings | Standard | TRUE | 19195 | 94.81 | 202.46 | 13.2 | 0.936 | 5086 | 82.5 | 5 | 75000 | 41739 |  |  | NotYetVerified |  | 3 | 19195 | 94.81 | 202.46 | 13.2 | 0.936 | 5086 | 82.5
P0000132H | Paraflex Industries | Z-Series LED | ZCL.120W.30K | Indoor Luminaires | High-Bay | High-Bay Luminaires for Commercial and Industrial Buildings | Standard | TRUE | 10581 | 87.85 | 120.4 | 12.42 | 0.935 | 3194 | 73 | 5 |  | 41739 |  |  | NotYetVerified |  | 3 | 10581 |  | 120 |  |  | 3000
P000011BD | Neptun Light Inc. | Neptun Light | LED-19100-AL-UNV-850 | Indoor Luminaires | High-Bay | Low-Bay Luminaires for Commercial and Industrial Buildings | Standard | TRUE | 10845.22 | 105.92 | 102.39 | 13.4 | 0.934 | 5008 | 82.5 | 5 | 75000 | 41739 |  |  | NotYetVerified |  | 3 | 10845.22 | 105.92 | 102.39 | 13.4 | 0.934 | 5008 | 82.5
P0000132N | Paraflex Industries | Z-Series LED | ZCL.150W.30K | Indoor Luminaires | High-Bay | High-Bay Luminaires for Commercial and Industrial Buildings | Standard | TRUE | 13028 | 86.69 | 150.3 | 14.91 | 0.9113 | 3193 | 73 | 5 |  | 41739 |  |  | NotYetVerified |  | 3 | 13028 |  | 150 |  |  | 3000
P000011BC | Neptun Light Inc. | Neptun Light | LED-19050-AL-UNV-850 | Indoor Luminaires | High-Bay | Low-Bay Luminaires for Commercial and Industrial Buildings | Standard | TRUE | 6187.78 | 118.71 | 52.13 | 24 | 0.884 | 5034 | 83.3 | 5 | 75000 | 41739 |  |  | NotYetVerified |  | 3 | 6187.78 | 118.71 | 52.13 | 24 | 0.884 | 5034 | 83.3
P000011BF | Neptun Light Inc. | Neptun Light | LED-19120-AL-UNV-850 | Indoor Luminaires | High-Bay | High-Bay Luminaires for Commercial and Industrial Buildings | Standard | TRUE | 12779.75 | 106.17 | 120.37 | 20.6 | 0.874 | 5142 | 82.9 | 5 | 75000 | 41739 |  |  | NotYetVerified |  | 3 | 12779.75 | 106.17 | 120.37 | 20.6 | 0.874 | 5142 | 82.9
P0000132M | Paraflex Industries | Z-Series LED | ZHB.120W.45K | Indoor Luminaires | High-Bay | High-Bay Aisle Luminaires | Standard | FALSE | [9 empty] | 41739 |  |  | NotYetVerified |  | 3 | 13014.5 | 109.36 | 120 |  |  | 4500
P0000132L | Paraflex Industries | Z-Series LED | ZHB.120W.40K | Indoor Luminaires | High-Bay | High-Bay Aisle Luminaires | Standard | FALSE | [9 empty] | 41739 |  |  | NotYetVerified |  | 3 | 11604 | 96.6 | 120 |  |  | 4000
P0000132K | Paraflex Industries | Z-Series LED | ZHB.120W.35K | Indoor Luminaires | High-Bay | High-Bay Aisle Luminaires | Standard | FALSE | [9 empty] | 41739 |  |  | NotYetVerified |  | 3 | 11604 | 96.6 | 120 |  |  | 3500
P000011BI | Neptun Light Inc. | Neptun Light | LED-19180-AL-UNV-850 | Indoor Luminaires | High-Bay | High-Bay Luminaires for Commercial and Industrial Buildings | Standard | FALSE | [9 empty] | 41739 |  |  | NotYetVerified |  | 3 | 17819.31 | 98.42 | 181.05 | 14.4 | 0.925 | 5174 | 83.2
P000011BH | Neptun Light Inc. | Neptun Light | LED-19150-AL-UNV-850 | Indoor Luminaires | High-Bay | High-Bay Luminaires for Commercial and Industrial Buildings | Standard | FALSE | [9 empty] | 41739 |  |  | NotYetVerified |  | 3 | 15546.63 | 102.84 | 151.18 | 14.7 | 0.904 | 5142 | 82.7
P000011BE | Neptun Light Inc. | Neptun Light | LED-19080-AL-UNV-850 | Indoor Luminaires | High-Bay | Low-Bay Luminaires for Commercial and Industrial Buildings | Standard | FALSE | [9 empty] | 41739 |  |  | NotYetVerified |  | 3 | 9131.44 | 111.67 | 81.77 | 16.6 | 0.911 | 5042 | 83.3
P0000190M | SHENZHEN FUDAKIN DISPLAY LIGHTING CO. LTD. | FUDAKIN | FDK-HB-200-B [100-277V ONLY] | Indoor Luminaires | High-Bay | High-Bay Luminaires for Commercial and Industrial Buildings | Standard | TRUE | 16398.83 | 80.39 | 203.99 | 18.6 | 0.92 | 5286 | 79.5 | 5 | 35000 | 41738 |  |  | NotYetVerified |  | 3 | 16000 |  | 200 |  | 0.9 | 5000 | 75
PY1TK3PG | Technical Consumer Products | TCP | TCPHB4UNI1241KYYYXXXXWGPWLUUU | Indoor Luminaires | High-Bay | High-Bay Luminaires for Commercial and Industrial Buildings | Standard | TRUE | 10747 | 82.99 | 129.6 | 19.95 | 0.9115 | 4134 | 82.2 | 5 | 50000 | 41738 |  |  | NotYetVerified |  | 3 | 10747 | 82.92 | 129.6 | 19.95 | 0.9115 | 4134 | 82
P00001JBP | Ningbo Splendid Lighting Technology Co. Ltd | Splendid | FL-0244 | Indoor Luminaires | High-Bay | High-Bay Luminaires for Commercial and Industrial Buildings | Standard | TRUE | 14316 | 101.19 | 141.5 | 15.76 | 0.91 | 5023 | 72.5 | 5 | 35000 | 41738 |  |  | NotYetVerified |  | 3 | 14316 | 101.19 | 150 |  |  | 5000 | 72.5
P7QTUD2J | Technical Consumer Products | TCP | TCPHB4UNI1250KYYYXXXXUUU | Indoor Luminaires | High-Bay | High-Bay Luminaires for Commercial and Industrial Buildings | Standard | TRUE | 13516.2 | 104.13 | 129.9 | 20.98 | 0.8898 | 5128 | 82.7 | 5 | 50000 | 41738 |  |  | NotYetVerified |  | 3 | 13541.5 | 104.49 | 129.6 | 19.95 | 0.9115 | 5000 | 82.2
P00001BWI | Vision Engineering | Vision Engineering | VHB1-210W-120-277-55K-90D | Indoor Luminaires | High-Bay | High-Bay Luminaires for Commercial and Industrial Buildings | Standard | FALSE | [9 empty] | 41738 |  |  | NotYetVerified |  | 3 | 20545 | 99 | 207 | 6 | 1 | 5712 | 72
P00001BWH | Vision Engineering | Vision Engineering | VHB1-160W-120-277-55K-90D | Indoor Luminaires | High-Bay | High-Bay Luminaires for Commercial and Industrial Buildings | Standard | FALSE | [9 empty] | 41738 |  |  | NotYetVerified |  | 3 | 14341 | 98 | 147 | 6 | 1 | 5712 | 72
P00001BWG | Vision Engineering | Vision Engineering | VHB1-120W-120-277-55K-90D | Indoor Luminaires | High-Bay | High-Bay Luminaires for Commercial and Industrial Buildings | Standard | FALSE | [9 empty] | 41738 |  |  | NotYetVerified |  | 3 | 11707 | 98 | 119 | 6 | 1 | 5712 | 72
P00001BWT | Vision Engineering | Vision Engineering | VHB1-320W-120-277-55K-60D | Indoor Luminaires | High-Bay | High-Bay Luminaires for Commercial and Industrial Buildings | Standard | FALSE | [9 empty] | 41738 |  |  | NotYetVerified |  | 3 | 29840 | 99 | 300 | 5 | 1 | 5712 | 72
P00001BX5 | Vision Engineering | Vision Engineering | VHB1-320W-120-277-55K-30D | Indoor Luminaires | High-Bay | High-Bay Luminaires for Commercial and Industrial Buildings | Standard | FALSE | [9 empty] | 41738 |  |  | NotYetVerified |  | 3 | 29550 | 99 | 300 | 5 | 1 | 5712 | 72
P00001BWS | Vision Engineering | Vision Engineering | VHB1-210W-120-277-55K-60D | Indoor Luminaires | High-Bay | High-Bay Luminaires for Commercial and Industrial Buildings | Standard | FALSE | [9 empty] | 41738 |  |  | NotYetVerified |  | 3 | 20523 | 99 | 207 | 5 | 1 | 5712 | 72
P00001BX4 | Vision Engineering | Vision Engineering | VHB1-210W-120-277-55K-30D | Indoor Luminaires | High-Bay | High-Bay Luminaires for Commercial and Industrial Buildings | Standard | FALSE | [9 empty] | 41738 |  |  | NotYetVerified |  | 3 | 20430 | 99 | 207 | 5 | 1 | 5712 | 72
P00001BX3 | Vision Engineering | Vision Engineering | VHB1-160W-120-277-55K-30D | Indoor Luminaires | High-Bay | High-Bay Luminaires for Commercial and Industrial Buildings | Standard | FALSE | [9 empty] | 41738 |  |  | NotYetVerified |  | 3 | 14593 | 99 | 147 | 5 | 1 | 5712 | 72
P00001BWR | Vision Engineering | Vision Engineering | VHB1-160W-120-277-55K-60D | Indoor Luminaires | High-Bay | High-Bay Luminaires for Commercial and Industrial Buildings | Standard | FALSE | [9 empty] | 41738 |  |  | NotYetVerified |  | 3 | 14582 | 99 | 147 | 5 | 1 | 5712 | 72
P00001BWQ | Vision Engineering | Vision Engineering | VHB1-120W-120-277-55K-60D | Indoor Luminaires | High-Bay | High-Bay Luminaires for Commercial and Industrial Buildings | Standard | FALSE | [9 empty] | 41738 |  |  | NotYetVerified |  | 3 | 11882 | 100 | 119 | 5 | 1 | 5712 | 72
P00001BX2 | Vision Engineering | Vision Engineering | VHB1-120W-120-277-55K-30D | Indoor Luminaires | High-Bay | High-Bay Luminaires for Commercial and Industrial Buildings | Standard | FALSE | [9 empty] | 41738 |  |  | NotYetVerified |  | 3 | 11796 | 99 | 119 | 5 | 1 | 5712 | 72
P00001BX1 | Vision Engineering | Vision Engineering | VHB1-320W-120-277-40K-30D | Indoor Luminaires | High-Bay | High-Bay Luminaires for Commercial and Industrial Buildings | Standard | FALSE | [9 empty] | 41738 |  |  | NotYetVerified |  | 3 | 31009 | 103 | 300 | 6 | 1 | 3968 | 74
P00001BWP | Vision Engineering | Vision Engineering | VHB1-320W-120-277-40K-60D | Indoor Luminaires | High-Bay | High-Bay Luminaires for Commercial and Industrial Buildings | Standard | FALSE | [9 empty] | 41738 |  |  | NotYetVerified |  | 3 | 30515 | 102 | 300 | 6 | 1 | 3968 | 74
P00001BWF | Vision Engineering | Vision Engineering | VHB1-320W-120-277-40K-90D | Indoor Luminaires | High-Bay | High-Bay Luminaires for Commercial and Industrial Buildings | Standard | FALSE | [9 empty] | 41738 |  |  | NotYetVerified |  | 3 | 30438 | 102 | 300 | 6 | 1 | 3968 | 74
P00001BX0 | Vision Engineering | Vision Engineering | VHB1-210W-120-277-40K-30D | Indoor Luminaires | High-Bay | High-Bay Luminaires for Commercial and Industrial Buildings | Standard | FALSE | [9 empty] | 41738 |  |  | NotYetVerified |  | 3 | 21403 | 103 | 207 | 6 | 1 | 3968 | 74
P00001BWE | Vision Engineering | Vision Engineering | VHB1-210W-120-277-40K-90D | Indoor Luminaires | High-Bay | High-Bay Luminaires for Commercial and Industrial Buildings | Standard | FALSE | [9 empty] | 41738 |  |  | NotYetVerified |  | 3 | 21072 | 102 | 207 | 6 | 1 | 3968 | 74
P00001BWO | Vision Engineering | Vision Engineering | VHB1-210W-120-277-40K-60D | Indoor Luminaires | High-Bay | High-Bay Luminaires for Commercial and Industrial Buildings | Standard | FALSE | [9 empty] | 41738 |  |  | NotYetVerified |  | 3 | 21064 | 102 | 207 | 6 | 1 | 3968 | 74
P00001BWZ | Vision Engineering | Vision Engineering | VHB1-160W-120-277-40K-30D | Indoor Luminaires | High-Bay | High-Bay Luminaires for Commercial and Industrial Buildings | Standard | FALSE | [9 empty] | 41738 |  |  | NotYetVerified |  | 3 | 15201 | 103 | 147 | 6 | 1 | 3968 | 74
P00001BWN | Vision Engineering | Vision Engineering | VHB1-160W-120-277-40K-60D | Indoor Luminaires | High-Bay | High-Bay Luminaires for Commercial and Industrial Buildings | Standard | FALSE | [9 empty] | 41738 |  |  | NotYetVerified |  | 3 | 14988 | 102 | 147 | 6 | 1 | 3968 | 74
P00001BWY | Vision Engineering | Vision Engineering | VHB1-120W-120-277-40K-30D | Indoor Luminaires | High-Bay | High-Bay Luminaires for Commercial and Industrial Buildings | Standard | FALSE | [9 empty] | 41738 |  |  | NotYetVerified |  | 3 | 12282 | 103 | 119 | 6 | 1 | 3968 | 74
P00001BWM | Vision Engineering | Vision Engineering | VHB1-120W-120-277-40K-60D | Indoor Luminaires | High-Bay | High-Bay Luminaires for Commercial and Industrial Buildings | Standard | FALSE | [9 empty] | 41738 |  |  | NotYetVerified |  | 3 | 12152 | 102 | 119 | 6 | 1 | 3968 | 74
P00001BWD | Vision Engineering | Vision Engineering | VHB1-120W-120-277-40K-90D | Indoor Luminaires | High-Bay | High-Bay Luminaires for Commercial and Industrial Buildings | Standard | FALSE | [9 empty] | 41738 |  |  | NotYetVerified |  | 3 | 12115 | 102 | 119 | 6 | 1 | 3968 | 74
P00001BWX | Vision Engineering | Vision Engineering | VHB1-320W-120-277-35K-30D | Indoor Luminaires | High-Bay | High-Bay Luminaires for Commercial and Industrial Buildings | Standard | FALSE | [9 empty] | 41738 |  |  | NotYetVerified |  | 3 | 26996 | 90 | 300 | 5 | 1 | 3663 | 82
P00001BWW | Vision Engineering | Vision Engineering | VHB1-210W-120-277-35K-30D | Indoor Luminaires | High-Bay | High-Bay Luminaires for Commercial and Industrial Buildings | Standard | FALSE | [9 empty] | 41738 |  |  | NotYetVerified |  | 3 | 18606 | 90 | 207 | 5 | 1 | 3663 | 82
P00001BWL | Vision Engineering | Vision Engineering | VHB1-210W-120-277-35K-60D | Indoor Luminaires | High-Bay | High-Bay Luminaires for Commercial and Industrial Buildings | Standard | FALSE | [9 empty] | 41738 |  |  | NotYetVerified |  | 3 | 18498 | 90 | 206 | 5 | 1 | 3663 | 82
P00001BWC | Vision Engineering | Vision Engineering | VHB1-210W-120-277-35K-90D | Indoor Luminaires | High-Bay | High-Bay Luminaires for Commercial and Industrial Buildings | Standard | FALSE | [9 empty] | 41738 |  |  | NotYetVerified |  | 3 | 18138 | 88 | 206 | 5 | 1 | 3663 | 82
P00001BWV | Vision Engineering | Vision Engineering | VHB1-160W-120-277-35K-30D | Indoor Luminaires | High-Bay | High-Bay Luminaires for Commercial and Industrial Buildings | Standard | FALSE | [9 empty] | 41738 |  |  | NotYetVerified |  | 3 | 13255 | 90 | 147 | 5 | 1 | 3663 | 82
P00001BWK | Vision Engineering | Vision Engineering | VHB1-160W-120-277-35K-60D | Indoor Luminaires | High-Bay | High-Bay Luminaires for Commercial and Industrial Buildings | Standard | FALSE | [9 empty] | 41738 |  |  | NotYetVerified |  | 3 | 12989 | 88 | 147 | 5 | 1 | 3663 | 82
P00001BWB | Vision Engineering | Vision Engineering | VHB1-160W-120-277-35K-90D | Indoor Luminaires | High-Bay | High-Bay Luminaires for Commercial and Industrial Buildings | Standard | FALSE | [9 empty] | 41738 |  |  | NotYetVerified |  | 3 | 12897 | 88 | 147 | 5 | 1 | 3663 | 82
P00001BWU | Vision Engineering | Vision Engineering | VHB1-120W-120-277-35K-30D | Indoor Luminaires | High-Bay | High-Bay Luminaires for Commercial and Industrial Buildings | Standard | FALSE | [9 empty] | 41738 |  |  | NotYetVerified |  | 3 | 10823 | 91 | 119 | 5 | 1 | 3663 | 82
P00001BWJ | Vision Engineering | Vision Engineering | VHB1-120W-120-277-35K-60D | Indoor Luminaires | High-Bay | High-Bay Luminaires for Commercial and Industrial Buildings | Standard | FALSE | [9 empty] | 41738 |  |  | NotYetVerified |  | 3 | 10478 | 88 | 119 | 5 | 1 | 3663 | 82
PCB93C7T | Technical Consumer Products | TCP | TCPHB4UNI1250KYYYXXXXPWLUUU | Indoor Luminaires | High-Bay | High-Bay Luminaires for Commercial and Industrial Buildings | Standard | FALSE | [9 empty] | 41738 |  |  | NotYetVerified |  | 3 | 12575.84 | 97.04 | 129.6 | 19.95 | 0.9115 | 5000 | 82.6
PJ4MFAUA | Technical Consumer Products | TCP | TCPHB4UNI1250KYYYXXXXWGUUU | Indoor Luminaires | High-Bay | High-Bay Luminaires for Commercial and Industrial Buildings | Standard | FALSE | [9 empty] | 41738 |  |  | NotYetVerified |  | 3 | 12079.76 | 93.21 | 129.6 | 19.95 | 0.9115 | 5000 | 82.2
P3KTXUGR | Technical Consumer Products | TCP | TCPHB4UNI1250KYYYXXXXWGPWLUUU | Indoor Luminaires | High-Bay | High-Bay Luminaires for Commercial and Industrial Buildings | Standard | FALSE | [9 empty] | 41738 |  |  | NotYetVerified |  | 3 | 11391.82 | 87.9 | 129.6 | 19.95 | 0.9115 | 5000 | 82
PTQKBCB4 | Technical Consumer Products | TCP | TCPHB4UNI1241KYYYXXXXPWLUUU | Indoor Luminaires | High-Bay | High-Bay Luminaires for Commercial and Industrial Buildings | Standard | FALSE | [9 empty] | 41738 |  |  | NotYetVerified |  | 3 | 11864 | 91.54 | 129.6 | 19.95 | 0.9115 | 4159 | 82.6
PTSMUYM5 | Technical Consumer Products | TCP | TCPHB4UNI1241KYYYXXXXUUU | Indoor Luminaires | High-Bay | High-Bay Luminaires for Commercial and Industrial Buildings | Standard | FALSE | [9 empty] | 41738 |  |  | NotYetVerified |  | 3 | 12775 | 98.57 | 129.6 | 19.95 | 0.9115 | 4134 | 82.2
PTW2M46H | Technical Consumer Products | TCP | TCPHB4UNI1241KYYYXXXXWGUUU | Indoor Luminaires | High-Bay | High-Bay Luminaires for Commercial and Industrial Buildings | Standard | FALSE | [9 empty] | 41738 |  |  | NotYetVerified |  | 3 | 11396 | 87.93 | 129.6 | 19.95 | 0.9115 | 4134 | 82.2
P00001HJ6 | E2 Lighting International Inc. | E2 Lighting | E2-HIBAY-300W48-50K-PC | Indoor Luminaires | High-Bay | High-Bay Luminaires for Commercial and Industrial Buildings | Standard | TRUE | 24820.86 | 85.04 | 291.88 | 11.03 | 0.97 | 5132 | 73.7 | 5 | 50000 | 41736 |  |  | NotYetVerified |  | 3 | 27000 | 90 | 300 |  | 0.95 | 5000 | 75
P00001HJ5 | E2 Lighting International Inc. | E2 Lighting | E2-HIBAY-300W48-50K-AL | Indoor Luminaires | High-Bay | High-Bay Luminaires for Commercial and Industrial Buildings | Standard | TRUE | 25868 | 88.16 | 293.4 | 13.1 | 0.95 | 5135 | 73.2 | 5 | 50000 | 41736 |  |  | NotYetVerified |  | 3 | 27000 | 90 | 300 |  | 0.95 | 5000 | 75
P00001HJ7 | E2 Lighting International Inc. | E2 Lighting | E2-HIBAY-460W27-50K-AL | Indoor Luminaires | High-Bay | High-Bay Luminaires for Commercial and Industrial Buildings | Standard | TRUE | 40781 | 85.82 | 475.1 | 24.1 | 0.89 | 5198 | 73 | 5 | 50000 | 41736 |  |  | NotYetVerified |  | 3 | 40480 | 90 | 460 |  | 0.95 | 5000 | 75
P00000T9T | GE Lighting Solutions | Albeo | ABH2x6V57Fxxxxxxxxxxx | Indoor Luminaires | High-Bay | High-Bay Luminaires for Commercial and Industrial Buildings | Standard | FALSE | [9 empty] | 41736 |  |  | NotYetVerified |  | 3 | 57640 | 107 | 539 | 20 | 0.9 | 5000 | 70
P00000T9R | GE Lighting Solutions | Albeo | ABH2x6V578xxxxxxxxxxx | Indoor Luminaires | High-Bay | High-Bay Luminaires for Commercial and Industrial Buildings | Standard | FALSE | [9 empty] | 41736 |  |  | NotYetVerified |  | 3 | 57640 | 107 | 539 | 20 | 0.9 | 5000 | 70
P00000T9Q | GE Lighting Solutions | Albeo | ABH2x6V574xxxxxxxxxxx | Indoor Luminaires | High-Bay | High-Bay Luminaires for Commercial and Industrial Buildings | Standard | FALSE | [9 empty] | 41736 |  |  | NotYetVerified |  | 3 | 57640 | 107 | 539 | 20 | 0.9 | 5000 | 70
P00000T9P | GE Lighting Solutions | Albeo | ABH2x6V573xxxxxxxxxxx | Indoor Luminaires | High-Bay | High-Bay Luminaires for Commercial and Industrial Buildings | Standard | FALSE | [9 empty] | 41736 |  |  | NotYetVerified |  | 3 | 57640 | 107 | 539 | 20 | 0.9 | 5000 | 70
P00000T9O | GE Lighting Solutions | Albeo | ABH2x6V572xxxxxxxxxxx | Indoor Luminaires | High-Bay | High-Bay Luminaires for Commercial and Industrial Buildings | Standard | FALSE | [9 empty] | 41736 |  |  | NotYetVerified |  | 3 | 57640 | 107 | 539 | 20 | 0.9 | 5000 | 70
P00000T9N | GE Lighting Solutions | Albeo | ABH2x6V571xxxxxxxxxxx | Indoor Luminaires | High-Bay | High-Bay Luminaires for Commercial and Industrial Buildings | Standard | FALSE | [9 empty] | 41736 |  |  | NotYetVerified |  | 3 | 57640 | 107 | 539 | 20 | 0.9 | 5000 | 70
P00000T9M | GE Lighting Solutions | Albeo | ABH2x6H57Fxxxxxxxxxxx | Indoor Luminaires | High-Bay | High-Bay Luminaires for Commercial and Industrial Buildings | Standard | FALSE | [9 empty] | 41736 |  |  | NotYetVerified |  | 3 | 52400 | 110 | 478 | 20 | 0.9 | 5000 | 70
P00000T9K | GE Lighting Solutions | Albeo | ABH2x6H578xxxxxxxxxxx | Indoor Luminaires | High-Bay | High-Bay Luminaires for Commercial and Industrial Buildings | Standard | FALSE | [9 empty] | 41736 |  |  | NotYetVerified |  | 3 | 52400 | 110 | 478 | 20 | 0.9 | 5000 | 70
P00000T9J | GE Lighting Solutions | Albeo | ABH2x6H574xxxxxxxxxxx | Indoor Luminaires | High-Bay | High-Bay Luminaires for Commercial and Industrial Buildings | Standard | FALSE | [9 empty] | 41736 |  |  | NotYetVerified |  | 3 | 52400 | 110 | 478 | 20 | 0.9 | 5000 | 70
P00000T9I | GE Lighting Solutions | Albeo | ABH2x6H573xxxxxxxxxxx | Indoor Luminaires | High-Bay | High-Bay Luminaires for Commercial and Industrial Buildings | Standard | FALSE | [9 empty] | 41736 |  |  | NotYetVerified |  | 3 | 52400 | 110 | 478 | 20 | 0.9 | 5000 | 70
P00000T9H | GE Lighting Solutions | Albeo | ABH2x6H572xxxxxxxxxxx | Indoor Luminaires | High-Bay | High-Bay Luminaires for Commercial and Industrial Buildings | Standard | FALSE | [9 empty] | 41736 |  |  | NotYetVerified |  | 3 | 52400 | 110 | 478 | 20 | 0.9 | 5000 | 70
P00000T9G | GE Lighting Solutions | Albeo | ABH2x6H571xxxxxxxxxxx | Indoor Luminaires | High-Bay | High-Bay Luminaires for Commercial and Industrial Buildings | Standard | FALSE | [9 empty] | 41736 |  |  | NotYetVerified |  | 3 | 52400 | 110 | 478 | 20 | 0.9 | 5000 | 70
P00000T9S | GE Lighting Solutions | Albeo | ABH2x6V57Dxxxxxxxxxxx | Indoor Luminaires | High-Bay | High-Bay Luminaires for Commercial and Industrial Buildings | Standard | FALSE | [9 empty] | 41736 |  |  | NotYetVerified |  | 3 | 50723 | 94 | 539 | 20 | 0.9 | 5000 | 70
P00000T9L | GE Lighting Solutions | Albeo | ABH2x6H57Dxxxxxxxxxxx | Indoor Luminaires | High-Bay | High-Bay Luminaires for Commercial and Industrial Buildings | Standard | FALSE | [9 empty] | 41736 |  |  | NotYetVerified |  | 3 | 46112 | 96 | 478 | 20 | 0.9 | 5000 | 70
P00000T8N | GE Lighting Solutions | Albeo | ABH2x4V57Fxxxxxxxxxxx | Indoor Luminaires | High-Bay | High-Bay Luminaires for Commercial and Industrial Buildings | Standard | FALSE | [9 empty] | 41736 |  |  | NotYetVerified |  | 3 | 38425 | 107 | 359 | 20 | 0.9 | 5000 | 70
P00000T8L | GE Lighting Solutions | Albeo | ABH2x4V578xxxxxxxxxxx | Indoor Luminaires | High-Bay | High-Bay Luminaires for Commercial and Industrial Buildings | Standard | FALSE | [9 empty] | 41736 |  |  | NotYetVerified |  | 3 | 38425 | 107 | 359 | 20 | 0.9 | 5000 | 70
P00000T8K | GE Lighting Solutions | Albeo | ABH2x4V574xxxxxxxxxxx | Indoor Luminaires | High-Bay | High-Bay Luminaires for Commercial and Industrial Buildings | Standard | FALSE | [9 empty] | 41736 |  |  | NotYetVerified |  | 3 | 38425 | 107 | 359 | 20 | 0.9 | 5000 | 70
P00000T8J | GE Lighting Solutions | Albeo | ABH2x4V573xxxxxxxxxxx | Indoor Luminaires | High-Bay | High-Bay Luminaires for Commercial and Industrial Buildings | Standard | FALSE | [9 empty] | 41736 |  |  | NotYetVerified |  | 3 | 38425 | 107 | 359 | 20 | 0.9 | 5000 | 70
P00000T8I | GE Lighting Solutions | Albeo | ABH2x4V572xxxxxxxxxxx | Indoor Luminaires | High-Bay | High-Bay Luminaires for Commercial and Industrial Buildings | Standard | FALSE | [9 empty] | 41736 |  |  | NotYetVerified |  | 3 | 38425 | 107 | 359 | 20 | 0.9 | 5000 | 70
P00000T8H | GE Lighting Solutions | Albeo | ABH2x4V571xxxxxxxxxxx | Indoor Luminaires | High-Bay | High-Bay Luminaires for Commercial and Industrial Buildings | Standard | FALSE | [9 empty] | 41736 |  |  | NotYetVerified |  | 3 | 38425 | 107 | 359 | 20 | 0.9 | 5000 | 70
P00000T91 | GE Lighting Solutions | Albeo | ABH2x6T57Fxxxxxxxxxxx | Indoor Luminaires | High-Bay | High-Bay Luminaires for Commercial and Industrial Buildings | Standard | FALSE | [9 empty] | 41736 |  |  | NotYetVerified |  | 3 | 37050 | 108 | 342 | 20 | 0.9 | 5000 | 70
P00000T8Z | GE Lighting Solutions | Albeo | ABH2x6T578xxxxxxxxxxx | Indoor Luminaires | High-Bay | High-Bay Luminaires for Commercial and Industrial Buildings | Standard | FALSE | [9 empty] | 41736 |  |  | NotYetVerified |  | 3 | 37050 | 108 | 342 | 20 | 0.9 | 5000 | 70
P00000T8Y | GE Lighting Solutions | Albeo | ABH2x6T574xxxxxxxxxxx | Indoor Luminaires | High-Bay | High-Bay Luminaires for Commercial and Industrial Buildings | Standard | FALSE | [9 empty] | 41736 |  |  | NotYetVerified |  | 3 | 37050 | 108 | 342 | 20 | 0.9 | 5000 | 70
P00000T8X | GE Lighting Solutions | Albeo | ABH2x6T573xxxxxxxxxxx | Indoor Luminaires | High-Bay | High-Bay Luminaires for Commercial and Industrial Buildings | Standard | FALSE | [9 empty] | 41736 |  |  | NotYetVerified |  | 3 | 37050 | 108 | 342 | 20 | 0.9 | 5000 | 70
P00000T8W | GE Lighting Solutions | Albeo | ABH2x6T572xxxxxxxxxxx | Indoor Luminaires | High-Bay | High-Bay Luminaires for Commercial and Industrial Buildings | Standard | FALSE | [9 empty] | 41736 |  |  | NotYetVerified |  | 3 | 37050 | 108 | 342 | 20 | 0.9 | 5000 | 70
P00000T8V | GE Lighting Solutions | Albeo | ABH2x6T571xxxxxxxxxxx | Indoor Luminaires | High-Bay | High-Bay Luminaires for Commercial and Industrial Buildings | Standard | FALSE | [9 empty] | 41736 |  |  | NotYetVerified |  | 3 | 37050 | 108 | 342 | 20 | 0.9 | 5000 | 70
P00000T8G | GE Lighting Solutions | Albeo | ABH2x4H57Fxxxxxxxxxxx | Indoor Luminaires | High-Bay | High-Bay Luminaires for Commercial and Industrial Buildings | Standard | FALSE | [9 empty] | 41736 |  |  | NotYetVerified |  | 3 | 34940 | 110 | 318 | 20 | 0.9 | 5000 | 70
P00000T8E | GE Lighting Solutions | Albeo | ABH2x4H578xxxxxxxxxxx | Indoor Luminaires | High-Bay | High-Bay Luminaires for Commercial and Industrial Buildings | Standard | FALSE | [9 empty] | 41736 |  |  | NotYetVerified |  | 3 | 34940 | 110 | 318 | 20 | 0.9 | 5000 | 70
P00000T8D | GE Lighting Solutions | Albeo | ABH2x4H574xxxxxxxxxxx | Indoor Luminaires | High-Bay | High-Bay Luminaires for Commercial and Industrial Buildings | Standard | FALSE | [9 empty] | 41736 |  |  | NotYetVerified |  | 3 | 34940 | 110 | 318 | 20 | 0.9 | 5000 | 70
P00000T8C | GE Lighting Solutions | Albeo | ABH2x4H573xxxxxxxxxxx | Indoor Luminaires | High-Bay | High-Bay Luminaires for Commercial and Industrial Buildings | Standard | FALSE | [9 empty] | 41736 |  |  | NotYetVerified |  | 3 | 34940 | 110 | 318 | 20 | 0.9 | 5000 | 70
P00000T8B | GE Lighting Solutions | Albeo | ABH2x4H572xxxxxxxxxxx | Indoor Luminaires | High-Bay | High-Bay Luminaires for Commercial and Industrial Buildings | Standard | FALSE | [9 empty] | 41736 |  |  | NotYetVerified |  | 3 | 34940 | 110 | 318 | 20 | 0.9 | 5000 | 70
P00000T8A | GE Lighting Solutions | Albeo | ABH2x4H571xxxxxxxxxxx | Indoor Luminaires | High-Bay | High-Bay Luminaires for Commercial and Industrial Buildings | Standard | FALSE | [9 empty] | 41736 |  |  | NotYetVerified |  | 3 | 34940 | 110 | 318 | 20 | 0.9 | 5000 | 70
P00000T8M | GE Lighting Solutions | Albeo | ABH2x4V57Dxxxxxxxxxxx | Indoor Luminaires | High-Bay | High-Bay Luminaires for Commercial and Industrial Buildings | Standard | FALSE | [9 empty] | 41736 |  |  | NotYetVerified |  | 3 | 33814 | 94 | 359 | 20 | 0.9 | 5000 | 70
P00000T90 | GE Lighting Solutions | Albeo | ABH2x6T57Dxxxxxxxxxxx | Indoor Luminaires | High-Bay | High-Bay Luminaires for Commercial and Industrial Buildings | Standard | FALSE | [9 empty] | 41736 |  |  | NotYetVerified |  | 3 | 32604 | 95 | 342 | 20 | 0.9 | 5000 | 70
P00000T8F | GE Lighting Solutions | Albeo | ABH2x4H57Dxxxxxxxxxxx | Indoor Luminaires | High-Bay | High-Bay Luminaires for Commercial and Industrial Buildings | Standard | FALSE | [9 empty] | 41736 |  |  | NotYetVerified |  | 3 | 30747 | 97 | 318 | 20 | 0.9 | 5000 | 70
P00000T7H | GE Lighting Solutions | Albeo | ABH2x3V57Fxxxxxxxxxxx | Indoor Luminaires | High-Bay | High-Bay Luminaires for Commercial and Industrial Buildings | Standard | FALSE | [9 empty] | 41736 |  |  | NotYetVerified |  | 3 | 28800 | 107 | 270 | 20 | 0.9 | 5000 | 70
P00000T7F | GE Lighting Solutions | Albeo | ABH2x3V578xxxxxxxxxxx | Indoor Luminaires | High-Bay | High-Bay Luminaires for Commercial and Industrial Buildings | Standard | FALSE | [9 empty] | 41736 |  |  | NotYetVerified |  | 3 | 28800 | 107 | 270 | 20 | 0.9 | 5000 | 70
P00000T7E | GE Lighting Solutions | Albeo | ABH2x3V574xxxxxxxxxxx | Indoor Luminaires | High-Bay | High-Bay Luminaires for Commercial and Industrial Buildings | Standard | FALSE | [9 empty] | 41736 |  |  | NotYetVerified |  | 3 | 28800 | 107 | 270 | 20 | 0.9 | 5000 | 70
P00000T7D | GE Lighting Solutions | Albeo | ABH2x3V573xxxxxxxxxxx | Indoor Luminaires | High-Bay | High-Bay Luminaires for Commercial and Industrial Buildings | Standard | FALSE | [9 empty] | 41736 |  |  | NotYetVerified |  | 3 | 28800 | 107 | 270 | 20 | 0.9 | 5000 | 70
P00000T7C | GE Lighting Solutions | Albeo | ABH2x3V572xxxxxxxxxxx | Indoor Luminaires | High-Bay | High-Bay Luminaires for Commercial and Industrial Buildings | Standard | FALSE | [9 empty] | 41736 |  |  | NotYetVerified |  | 3 | 28800 | 107 | 270 | 20 | 0.9 | 5000 | 70
P00000T7B | GE Lighting Solutions | Albeo | ABH2x3V571xxxxxxxxxxx | Indoor Luminaires | High-Bay | High-Bay Luminaires for Commercial and Industrial Buildings | Standard | FALSE | [9 empty] | 41736 |  |  | NotYetVerified |  | 3 | 28800 | 107 | 270 | 20 | 0.9 | 5000 | 70
P00000T7A | GE Lighting Solutions | Albeo | ABH2x3H57Fxxxxxxxxxxx | Indoor Luminaires | High-Bay | High-Bay Luminaires for Commercial and Industrial Buildings | Standard | FALSE | [9 empty] | 41736 |  |  | NotYetVerified |  | 3 | 26200 | 109 | 241 | 20 | 0.9 | 5000 | 70
P00000T78 | GE Lighting Solutions | Albeo | ABH2x3H578xxxxxxxxxxx | Indoor Luminaires | High-Bay | High-Bay Luminaires for Commercial and Industrial Buildings | Standard | FALSE | [9 empty] | 41736 |  |  | NotYetVerified |  | 3 | 26200 | 109 | 241 | 20 | 0.9 | 5000 | 70
P00000T77 | GE Lighting Solutions | Albeo | ABH2x3H574xxxxxxxxxxx | Indoor Luminaires | High-Bay | High-Bay Luminaires for Commercial and Industrial Buildings | Standard | FALSE | [9 empty] | 41736 |  |  | NotYetVerified |  | 3 | 26200 | 109 | 241 | 20 | 0.9 | 5000 | 70
P00000T76 | GE Lighting Solutions | Albeo | ABH2x3H573xxxxxxxxxxx | Indoor Luminaires | High-Bay | High-Bay Luminaires for Commercial and Industrial Buildings | Standard | FALSE | [9 empty] | 41736 |  |  | NotYetVerified |  | 3 | 26200 | 109 | 241 | 20 | 0.9 | 5000 | 70
P00000T75 | GE Lighting Solutions | Albeo | ABH2x3H572xxxxxxxxxxx | Indoor Luminaires | High-Bay | High-Bay Luminaires for Commercial and Industrial Buildings | Standard | FALSE | [9 empty] | 41736 |  |  | NotYetVerified |  | 3 | 26200 | 109 | 241 | 20 | 0.9 | 5000 | 70
P00000T74 | GE Lighting Solutions | Albeo | ABH2x3H571xxxxxxxxxxx | Indoor Luminaires | High-Bay | High-Bay Luminaires for Commercial and Industrial Buildings | Standard | FALSE | [9 empty] | 41736 |  |  | NotYetVerified |  | 3 | 26200 | 109 | 241 | 20 | 0.9 | 5000 | 70
P00000T7G | GE Lighting Solutions | Albeo | ABH2x3V57Dxxxxxxxxxxx | Indoor Luminaires | High-Bay | High-Bay Luminaires for Commercial and Industrial Buildings | Standard | FALSE | [9 empty] | 41736 |  |  | NotYetVerified |  | 3 | 25344 | 94 | 270 | 20 | 0.9 | 5000 | 70
P00000T89 | GE Lighting Solutions | Albeo | ABH2x4T57Fxxxxxxxxxxx | Indoor Luminaires | High-Bay | High-Bay Luminaires for Commercial and Industrial Buildings | Standard | FALSE | [9 empty] | 41736 |  |  | NotYetVerified |  | 3 | 24700 | 108 | 228 | 20 | 0.9 | 5000 | 70
P00000T87 | GE Lighting Solutions | Albeo | ABH2x4T578xxxxxxxxxxx | Indoor Luminaires | High-Bay | High-Bay Luminaires for Commercial and Industrial Buildings | Standard | FALSE | [9 empty] | 41736 |  |  | NotYetVerified |  | 3 | 24700 | 108 | 228 | 20 | 0.9 | 5000 | 70
P00000T86 | GE Lighting Solutions | Albeo | ABH2x4T574xxxxxxxxxxx | Indoor Luminaires | High-Bay | High-Bay Luminaires for Commercial and Industrial Buildings | Standard | FALSE | [9 empty] | 41736 |  |  | NotYetVerified |  | 3 | 24700 | 108 | 228 | 20 | 0.9 | 5000 | 70
P00000T85 | GE Lighting Solutions | Albeo | ABH2x4T573xxxxxxxxxxx | Indoor Luminaires | High-Bay | High-Bay Luminaires for Commercial and Industrial Buildings | Standard | FALSE | [9 empty] | 41736 |  |  | NotYetVerified |  | 3 | 24700 | 108 | 228 | 20 | 0.9 | 5000 | 70
P00000T84 | GE Lighting Solutions | Albeo | ABH2x4T572xxxxxxxxxxx | Indoor Luminaires | High-Bay | High-Bay Luminaires for Commercial and Industrial Buildings | Standard | FALSE | [9 empty] | 41736 |  |  | NotYetVerified |  | 3 | 24700 | 108 | 228 | 20 | 0.9 | 5000 | 70
P00000T83 | GE Lighting Solutions | Albeo | ABH2x4T571xxxxxxxxxxx | Indoor Luminaires | High-Bay | High-Bay Luminaires for Commercial and Industrial Buildings | Standard | FALSE | [9 empty] | 41736 |  |  | NotYetVerified |  | 3 | 24700 | 108 | 228 | 20 | 0.9 | 5000 | 70
P00000T79 | GE Lighting Solutions | Albeo | ABH2x3H57Dxxxxxxxxxxx | Indoor Luminaires | High-Bay | High-Bay Luminaires for Commercial and Industrial Buildings | Standard | FALSE | [9 empty] | 41736 |  |  | NotYetVerified |  | 3 | 23056 | 96 | 241 | 20 | 0.9 | 5000 | 70
P00000T88 | GE Lighting Solutions | Albeo | ABH2x4T57Dxxxxxxxxxxx | Indoor Luminaires | High-Bay | High-Bay Luminaires for Commercial and Industrial Buildings | Standard | FALSE | [9 empty] | 41736 |  |  | NotYetVerified |  | 3 | 21736 | 95 | 228 | 20 | 0.9 | 5000 | 70
P00000T6B | GE Lighting Solutions | Albeo | ABH2x2V57Fxxxxxxxxxxx | Indoor Luminaires | High-Bay | High-Bay Luminaires for Commercial and Industrial Buildings | Standard | FALSE | [9 empty] | 41736 |  |  | NotYetVerified |  | 3 | 19200 | 107 | 179 | 20 | 0.9 | 5000 | 70
P00000T69 | GE Lighting Solutions | Albeo | ABH2x2V578xxxxxxxxxxx | Indoor Luminaires | High-Bay | High-Bay Luminaires for Commercial and Industrial Buildings | Standard | FALSE | [9 empty] | 41736 |  |  | NotYetVerified |  | 3 | 19200 | 107 | 179 | 20 | 0.9 | 5000 | 70
P00000T68 | GE Lighting Solutions | Albeo | ABH2x2V574xxxxxxxxxxx | Indoor Luminaires | High-Bay | High-Bay Luminaires for Commercial and Industrial Buildings | Standard | FALSE | [9 empty] | 41736 |  |  | NotYetVerified |  | 3 | 19200 | 107 | 179 | 20 | 0.9 | 5000 | 70
P00000T67 | GE Lighting Solutions | Albeo | ABH2x2V573xxxxxxxxxxx | Indoor Luminaires | High-Bay | High-Bay Luminaires for Commercial and Industrial Buildings | Standard | FALSE | [9 empty] | 41736 |  |  | NotYetVerified |  | 3 | 19200 | 107 | 179 | 20 | 0.9 | 5000 | 70
P00000T66 | GE Lighting Solutions | Albeo | ABH2x2V572xxxxxxxxxxx | Indoor Luminaires | High-Bay | High-Bay Luminaires for Commercial and Industrial Buildings | Standard | FALSE | [9 empty] | 41736 |  |  | NotYetVerified |  | 3 | 19200 | 107 | 179 | 20 | 0.9 | 5000 | 70
P00000T65 | GE Lighting Solutions | Albeo | ABH2x2V571xxxxxxxxxxx | Indoor Luminaires | High-Bay | High-Bay Luminaires for Commercial and Industrial Buildings | Standard | FALSE | [9 empty] | 41736 |  |  | NotYetVerified |  | 3 | 19200 | 107 | 179 | 20 | 0.9 | 5000 | 70
P00000T6P | GE Lighting Solutions | Albeo | ABH2x3T57Fxxxxxxxxxxx | Indoor Luminaires | High-Bay | High-Bay Luminaires for Commercial and Industrial Buildings | Standard | FALSE | [9 empty] | 41736 |  |  | NotYetVerified |  | 3 | 18530 | 109 | 170 | 20 | 0.9 | 5000 | 70
P00000T6N | GE Lighting Solutions | Albeo | ABH2x3T578xxxxxxxxxxx | Indoor Luminaires | High-Bay | High-Bay Luminaires for Commercial and Industrial Buildings | Standard | FALSE | [9 empty] | 41736 |  |  | NotYetVerified |  | 3 | 18530 | 109 | 170 | 20 | 0.9 | 5000 | 70
P00000T6M | GE Lighting Solutions | Albeo | ABH2x3T574xxxxxxxxxxx | Indoor Luminaires | High-Bay | High-Bay Luminaires for Commercial and Industrial Buildings | Standard | FALSE | [9 empty] | 41736 |  |  | NotYetVerified |  | 3 | 18530 | 109 | 170 | 20 | 0.9 | 5000 | 70
P00000T6L | GE Lighting Solutions | Albeo | ABH2x3T573xxxxxxxxxxx | Indoor Luminaires | High-Bay | High-Bay Luminaires for Commercial and Industrial Buildings | Standard | FALSE | [9 empty] | 41736 |  |  | NotYetVerified |  | 3 | 18530 | 109 | 170 | 20 | 0.9 | 5000 | 70
P00000T6K | GE Lighting Solutions | Albeo | ABH2x3T572xxxxxxxxxxx | Indoor Luminaires | High-Bay | High-Bay Luminaires for Commercial and Industrial Buildings | Standard | FALSE | [9 empty] | 41736 |  |  | NotYetVerified |  | 3 | 18530 | 109 | 170 | 20 | 0.9 | 5000 | 70
P00000T6J | GE Lighting Solutions | Albeo | ABH2x3T571xxxxxxxxxxx | Indoor Luminaires | High-Bay | High-Bay Luminaires for Commercial and Industrial Buildings | Standard | FALSE | [9 empty] | 41736 |  |  | NotYetVerified |  | 3 | 18530 | 109 | 170 | 20 | 0.9 | 5000 | 70
P00000T64 | GE Lighting Solutions | Albeo | ABH2x2H57Fxxxxxxxxxxx | Indoor Luminaires | High-Bay | High-Bay Luminaires for Commercial and Industrial Buildings | Standard | FALSE | [9 empty] | 41736 |  |  | NotYetVerified |  | 3 | 17450 | 110 | 159 | 20 | 0.9 | 5000 | 70
P00000T62 | GE Lighting Solutions | Albeo | ABH2x2H578xxxxxxxxxxx | Indoor Luminaires | High-Bay | High-Bay Luminaires for Commercial and Industrial Buildings | Standard | FALSE | [9 empty] | 41736 |  |  | NotYetVerified |  | 3 | 17450 | 110 | 159 | 20 | 0.9 | 5000 | 70
P00000T61 | GE Lighting Solutions | Albeo | ABH2x2H574xxxxxxxxxxx | Indoor Luminaires | High-Bay | High-Bay Luminaires for Commercial and Industrial Buildings | Standard | FALSE | [9 empty] | 41736 |  |  | NotYetVerified |  | 3 | 17450 | 110 | 159 | 20 | 0.9 | 5000 | 70
P00000T60 | GE Lighting Solutions | Albeo | ABH2x2H573xxxxxxxxxxx | Indoor Luminaires | High-Bay | High-Bay Luminaires for Commercial and Industrial Buildings | Standard | FALSE | [9 empty] | 41736 |  |  | NotYetVerified |  | 3 | 17450 | 110 | 159 | 20 | 0.9 | 5000 | 70
P00000T5Z | GE Lighting Solutions | Albeo | ABH2x2H572xxxxxxxxxxx | Indoor Luminaires | High-Bay | High-Bay Luminaires for Commercial and Industrial Buildings | Standard | FALSE | [9 empty] | 41736 |  |  | NotYetVerified |  | 3 | 17450 | 110 | 159 | 20 | 0.9 | 5000 | 70
P00000T5Y | GE Lighting Solutions | Albeo | ABH2x2H571xxxxxxxxxxx | Indoor Luminaires | High-Bay | High-Bay Luminaires for Commercial and Industrial Buildings | Standard | FALSE | [9 empty] | 41736 |  |  | NotYetVerified |  | 3 | 17450 | 110 | 159 | 20 | 0.9 | 5000 | 70
P00000T6A | GE Lighting Solutions | Albeo | ABH2x2V57Dxxxxxxxxxxx | Indoor Luminaires | High-Bay | High-Bay Luminaires for Commercial and Industrial Buildings | Standard | FALSE | [9 empty] | 41736 |  |  | NotYetVerified |  | 3 | 16896 | 94 | 179 | 20 | 0.9 | 5000 | 70
P00000T6O | GE Lighting Solutions | Albeo | ABH2x3T57Dxxxxxxxxxxx | Indoor Luminaires | High-Bay | High-Bay Luminaires for Commercial and Industrial Buildings | Standard | FALSE | [9 empty] | 41736 |  |  | NotYetVerified |  | 3 | 16306 | 96 | 170 | 20 | 0.9 | 5000 | 70
P00000T63 | GE Lighting Solutions | Albeo | ABH2x2H57Dxxxxxxxxxxx | Indoor Luminaires | High-Bay | High-Bay Luminaires for Commercial and Industrial Buildings | Standard | FALSE | [9 empty] | 41736 |  |  | NotYetVerified |  | 3 | 15356 | 97 | 159 | 20 | 0.9 | 5000 | 70
P00000T5X | GE Lighting Solutions | Albeo | ABH2x2T57Fxxxxxxxxxxx | Indoor Luminaires | High-Bay | High-Bay Luminaires for Commercial and Industrial Buildings | Standard | FALSE | [9 empty] | 41736 |  |  | NotYetVerified |  | 3 | 12350 | 108 | 114 | 20 | 0.9 | 5000 | 70
P00000T5V | GE Lighting Solutions | Albeo | ABH2x2T578xxxxxxxxxxx | Indoor Luminaires | High-Bay | High-Bay Luminaires for Commercial and Industrial Buildings | Standard | FALSE | [9 empty] | 41736 |  |  | NotYetVerified |  | 3 | 12350 | 108 | 114 | 20 | 0.9 | 5000 | 70
P00000T5U | GE Lighting Solutions | Albeo | ABH2x2T574xxxxxxxxxxx | Indoor Luminaires | High-Bay | High-Bay Luminaires for Commercial and Industrial Buildings | Standard | FALSE | [9 empty] | 41736 |  |  | NotYetVerified |  | 3 | 12350 | 108 | 114 | 20 | 0.9 | 5000 | 70
P00000T5T | GE Lighting Solutions | Albeo | ABH2x2T573xxxxxxxxxxx | Indoor Luminaires | High-Bay | High-Bay Luminaires for Commercial and Industrial Buildings | Standard | FALSE | [9 empty] | 41736 |  |  | NotYetVerified |  | 3 | 12350 | 108 | 114 | 20 | 0.9 | 5000 | 70
P00000T5S | GE Lighting Solutions | Albeo | ABH2x2T572xxxxxxxxxxx | Indoor Luminaires | High-Bay | High-Bay Luminaires for Commercial and Industrial Buildings | Standard | FALSE | [9 empty] | 41736 |  |  | NotYetVerified |  | 3 | 12350 | 108 | 114 | 20 | 0.9 | 5000 | 70
P00000T5R | GE Lighting Solutions | Albeo | ABH2x2T571xxxxxxxxxxx | Indoor Luminaires | High-Bay | High-Bay Luminaires for Commercial and Industrial Buildings | Standard | FALSE | [9 empty] | 41736 |  |  | NotYetVerified |  | 3 | 12350 | 108 | 114 | 20 | 0.9 | 5000 | 70
P00000T5W | GE Lighting Solutions | Albeo | ABH2x2T57Dxxxxxxxxxxx | Indoor Luminaires | High-Bay | High-Bay Luminaires for Commercial and Industrial Buildings | Standard | FALSE | [9 empty] | 41736 |  |  | NotYetVerified |  | 3 | 10868 | 95 | 114 | 20 | 0.9 | 5000 | 70
P00000TAL | GE Lighting Solutions | Albeo | ABH2x1V57Fxxxxxxxxxxx | Indoor Luminaires | High-Bay | Low-Bay Luminaires for Commercial and Industrial Buildings | Standard | FALSE | [9 empty] | 41736 |  |  | NotYetVerified |  | 3 | 9560 | 106 | 90 | 20 | 0.9 | 5000 | 70
P00000TAJ | GE Lighting Solutions | Albeo | ABH2x1V578xxxxxxxxxxx | Indoor Luminaires | High-Bay | Low-Bay Luminaires for Commercial and Industrial Buildings | Standard | FALSE | [9 empty] | 41736 |  |  | NotYetVerified |  | 3 | 9560 | 106 | 90 | 20 | 0.9 | 5000 | 70
P00000TAI | GE Lighting Solutions | Albeo | ABH2x1V574xxxxxxxxxxx | Indoor Luminaires | High-Bay | Low-Bay Luminaires for Commercial and Industrial Buildings | Standard | FALSE | [9 empty] | 41736 |  |  | NotYetVerified |  | 3 | 9560 | 106 | 90 | 20 | 0.9 | 5000 | 70
P00000TAH | GE Lighting Solutions | Albeo | ABH2x1V573xxxxxxxxxxx | Indoor Luminaires | High-Bay | Low-Bay Luminaires for Commercial and Industrial Buildings | Standard | FALSE | [9 empty] | 41736 |  |  | NotYetVerified |  | 3 | 9560 | 106 | 90 | 20 | 0.9 | 5000 | 70
P00000TAG | GE Lighting Solutions | Albeo | ABH2x1V572xxxxxxxxxxx | Indoor Luminaires | High-Bay | Low-Bay Luminaires for Commercial and Industrial Buildings | Standard | FALSE | [9 empty] | 41736 |  |  | NotYetVerified |  | 3 | 9560 | 106 | 90 | 20 | 0.9 | 5000 | 70
P00000TAF | GE Lighting Solutions | Albeo | ABH2x1V571xxxxxxxxxxx | Indoor Luminaires | High-Bay | Low-Bay Luminaires for Commercial and Industrial Buildings | Standard | FALSE | [9 empty] | 41736 |  |  | NotYetVerified |  | 3 | 9560 | 106 | 90 | 20 | 0.9 | 5000 | 70
P00000TAE | GE Lighting Solutions | Albeo | ABH2x1H57Fxxxxxxxxxxx | Indoor Luminaires | High-Bay | Low-Bay Luminaires for Commercial and Industrial Buildings | Standard | FALSE | [9 empty] | 41736 |  |  | NotYetVerified |  | 3 | 8735 | 108 | 81 | 20 | 0.9 | 5000 | 70
P00000TAC | GE Lighting Solutions | Albeo | ABH2x1H578xxxxxxxxxxx | Indoor Luminaires | High-Bay | Low-Bay Luminaires for Commercial and Industrial Buildings | Standard | FALSE | [9 empty] | 41736 |  |  | NotYetVerified |  | 3 | 8735 | 108 | 81 | 20 | 0.9 | 5000 | 70
P00000TAB | GE Lighting Solutions | Albeo | ABH2x1H574xxxxxxxxxxx | Indoor Luminaires | High-Bay | Low-Bay Luminaires for Commercial and Industrial Buildings | Standard | FALSE | [9 empty] | 41736 |  |  | NotYetVerified |  | 3 | 8735 | 108 | 81 | 20 | 0.9 | 5000 | 70
P00000TAA | GE Lighting Solutions | Albeo | ABH2x1H573xxxxxxxxxxx | Indoor Luminaires | High-Bay | Low-Bay Luminaires for Commercial and Industrial Buildings | Standard | FALSE | [9 empty] | 41736 |  |  | NotYetVerified |  | 3 | 8735 | 108 | 81 | 20 | 0.9 | 5000 | 70
P00000TA9 | GE Lighting Solutions | Albeo | ABH2x1H572xxxxxxxxxxx | Indoor Luminaires | High-Bay | Low-Bay Luminaires for Commercial and Industrial Buildings | Standard | FALSE | [9 empty] | 41736 |  |  | NotYetVerified |  | 3 | 8735 | 108 | 81 | 20 | 0.9 | 5000 | 70
P00000TA8 | GE Lighting Solutions | Albeo | ABH2x1H571xxxxxxxxxxx | Indoor Luminaires | High-Bay | Low-Bay Luminaires for Commercial and Industrial Buildings | Standard | FALSE | [9 empty] | 41736 |  |  | NotYetVerified |  | 3 | 8735 | 108 | 81 | 20 | 0.9 | 5000 | 70
P00000TAK | GE Lighting Solutions | Albeo | ABH2x1V57Dxxxxxxxxxxx | Indoor Luminaires | High-Bay | Low-Bay Luminaires for Commercial and Industrial Buildings | Standard | FALSE | [9 empty] | 41736 |  |  | NotYetVerified |  | 3 | 8412.8 | 93 | 90 | 20 | 0.9 | 5000 | 70
P00000TAD | GE Lighting Solutions | Albeo | ABH2x1H57Dxxxxxxxxxxx | Indoor Luminaires | High-Bay | Low-Bay Luminaires for Commercial and Industrial Buildings | Standard | FALSE | [9 empty] | 41736 |  |  | NotYetVerified |  | 3 | 7686.8 | 95 | 81 | 20 | 0.9 | 5000 | 70
P00000T9F | GE Lighting Solutions | Albeo | ABH2x6V47Fxxxxxxxxxxx | Indoor Luminaires | High-Bay | High-Bay Luminaires for Commercial and Industrial Buildings | Standard | FALSE | [9 empty] | 41736 |  |  | NotYetVerified |  | 3 | 55985 | 104 | 539 | 20 | 0.9 | 4000 | 70
P00000T9D | GE Lighting Solutions | Albeo | ABH2x6V478xxxxxxxxxxx | Indoor Luminaires | High-Bay | High-Bay Luminaires for Commercial and Industrial Buildings | Standard | FALSE | [9 empty] | 41736 |  |  | NotYetVerified |  | 3 | 55985 | 104 | 539 | 20 | 0.9 | 4000 | 70
P00000T9C | GE Lighting Solutions | Albeo | ABH2x6V474xxxxxxxxxxx | Indoor Luminaires | High-Bay | High-Bay Luminaires for Commercial and Industrial Buildings | Standard | FALSE | [9 empty] | 41736 |  |  | NotYetVerified |  | 3 | 55985 | 104 | 539 | 20 | 0.9 | 4000 | 70
P00000T9B | GE Lighting Solutions | Albeo | ABH2x6V473xxxxxxxxxxx | Indoor Luminaires | High-Bay | High-Bay Luminaires for Commercial and Industrial Buildings | Standard | FALSE | [9 empty] | 41736 |  |  | NotYetVerified |  | 3 | 55985 | 104 | 539 | 20 | 0.9 | 4000 | 70
P00000T9A | GE Lighting Solutions | Albeo | ABH2x6V472xxxxxxxxxxx | Indoor Luminaires | High-Bay | High-Bay Luminaires for Commercial and Industrial Buildings | Standard | FALSE | [9 empty] | 41736 |  |  | NotYetVerified |  | 3 | 55985 | 104 | 539 | 20 | 0.9 | 4000 | 70
P00000T99 | GE Lighting Solutions | Albeo | ABH2x6V471xxxxxxxxxxx | Indoor Luminaires | High-Bay | High-Bay Luminaires for Commercial and Industrial Buildings | Standard | FALSE | [9 empty] | 41736 |  |  | NotYetVerified |  | 3 | 55985 | 104 | 539 | 20 | 0.9 | 4000 | 70
P00000T98 | GE Lighting Solutions | Albeo | ABH2x6H47Fxxxxxxxxxxx | Indoor Luminaires | High-Bay | High-Bay Luminaires for Commercial and Industrial Buildings | Standard | FALSE | [9 empty] | 41736 |  |  | NotYetVerified |  | 3 | 50900 | 106 | 478 | 20 | 0.9 | 4000 | 70
P00000T96 | GE Lighting Solutions | Albeo | ABH2x6H478xxxxxxxxxxx | Indoor Luminaires | High-Bay | High-Bay Luminaires for Commercial and Industrial Buildings | Standard | FALSE | [9 empty] | 41736 |  |  | NotYetVerified |  | 3 | 50900 | 106 | 478 | 20 | 0.9 | 4000 | 70
P00000T95 | GE Lighting Solutions | Albeo | ABH2x6H474xxxxxxxxxxx | Indoor Luminaires | High-Bay | High-Bay Luminaires for Commercial and Industrial Buildings | Standard | FALSE | [9 empty] | 41736 |  |  | NotYetVerified |  | 3 | 50900 | 106 | 478 | 20 | 0.9 | 4000 | 70
P00000T94 | GE Lighting Solutions | Albeo | ABH2x6H473xxxxxxxxxxx | Indoor Luminaires | High-Bay | High-Bay Luminaires for Commercial and Industrial Buildings | Standard | FALSE | [9 empty] | 41736 |  |  | NotYetVerified |  | 3 | 50900 | 106 | 478 | 20 | 0.9 | 4000 | 70
P00000T93 | GE Lighting Solutions | Albeo | ABH2x6H472xxxxxxxxxxx | Indoor Luminaires | High-Bay | High-Bay Luminaires for Commercial and Industrial Buildings | Standard | FALSE | [9 empty] | 41736 |  |  | NotYetVerified |  | 3 | 50900 | 106 | 478 | 20 | 0.9 | 4000 | 70
P00000T92 | GE Lighting Solutions | Albeo | ABH2x6H471xxxxxxxxxxx | Indoor Luminaires | High-Bay | High-Bay Luminaires for Commercial and Industrial Buildings | Standard | FALSE | [9 empty] | 41736 |  |  | NotYetVerified |  | 3 | 50900 | 106 | 478 | 20 | 0.9 | 4000 | 70
P00000T9E | GE Lighting Solutions | Albeo | ABH2x6V47Dxxxxxxxxxxx | Indoor Luminaires | High-Bay | High-Bay Luminaires for Commercial and Industrial Buildings | Standard | FALSE | [9 empty] | 41736 |  |  | NotYetVerified |  | 3 | 49267 | 91 | 539 | 20 | 0.9 | 4000 | 70
P00000T97 | GE Lighting Solutions | Albeo | ABH2x6H47Dxxxxxxxxxxx | Indoor Luminaires | High-Bay | High-Bay Luminaires for Commercial and Industrial Buildings | Standard | FALSE | [9 empty] | 41736 |  |  | NotYetVerified |  | 3 | 44792 | 94 | 478 | 20 | 0.9 | 4000 | 70
P00000T82 | GE Lighting Solutions | Albeo | ABH2x4V47Fxxxxxxxxxxx | Indoor Luminaires | High-Bay | High-Bay Luminaires for Commercial and Industrial Buildings | Standard | FALSE | [9 empty] | 41736 |  |  | NotYetVerified |  | 3 | 37325 | 104 | 359 | 20 | 0.9 | 4000 | 70
P00000T80 | GE Lighting Solutions | Albeo | ABH2x4V478xxxxxxxxxxx | Indoor Luminaires | High-Bay | High-Bay Luminaires for Commercial and Industrial Buildings | Standard | FALSE | [9 empty] | 41736 |  |  | NotYetVerified |  | 3 | 37325 | 104 | 359 | 20 | 0.9 | 4000 | 70
P00000T7Z | GE Lighting Solutions | Albeo | ABH2x4V474xxxxxxxxxxx | Indoor Luminaires | High-Bay | High-Bay Luminaires for Commercial and Industrial Buildings | Standard | FALSE | [9 empty] | 41736 |  |  | NotYetVerified |  | 3 | 37325 | 104 | 359 | 20 | 0.9 | 4000 | 70
P00000T7Y | GE Lighting Solutions | Albeo | ABH2x4V473xxxxxxxxxxx | Indoor Luminaires | High-Bay | High-Bay Luminaires for Commercial and Industrial Buildings | Standard | FALSE | [9 empty] | 41736 |  |  | NotYetVerified |  | 3 | 37325 | 104 | 359 | 20 | 0.9 | 4000 | 70
P00000T7X | GE Lighting Solutions | Albeo | ABH2x4V472xxxxxxxxxxx | Indoor Luminaires | High-Bay | High-Bay Luminaires for Commercial and Industrial Buildings | Standard | FALSE | [9 empty] | 41736 |  |  | NotYetVerified |  | 3 | 37325 | 104 | 359 | 20 | 0.9 | 4000 | 70
P00000T7W | GE Lighting Solutions | Albeo | ABH2x4V471xxxxxxxxxxx | Indoor Luminaires | High-Bay | High-Bay Luminaires for Commercial and Industrial Buildings | Standard | FALSE | [9 empty] | 41736 |  |  | NotYetVerified |  | 3 | 37325 | 104 | 359 | 20 | 0.9 | 4000 | 70
P00000T8U | GE Lighting Solutions | Albeo | ABH2x6T47Fxxxxxxxxxxx | Indoor Luminaires | High-Bay | High-Bay Luminaires for Commercial and Industrial Buildings | Standard | FALSE | [9 empty] | 41736 |  |  | NotYetVerified |  | 3 | 36000 | 105 | 342 | 20 | 0.9 | 4000 | 70
P00000T8S | GE Lighting Solutions | Albeo | ABH2x6T478xxxxxxxxxxx | Indoor Luminaires | High-Bay | High-Bay Luminaires for Commercial and Industrial Buildings | Standard | FALSE | [9 empty] | 41736 |  |  | NotYetVerified |  | 3 | 36000 | 105 | 342 | 20 | 0.9 | 4000 | 70
P00000T8R | GE Lighting Solutions | Albeo | ABH2x6T474xxxxxxxxxxx | Indoor Luminaires | High-Bay | High-Bay Luminaires for Commercial and Industrial Buildings | Standard | FALSE | [9 empty] | 41736 |  |  | NotYetVerified |  | 3 | 36000 | 105 | 342 | 20 | 0.9 | 4000 | 70
P00000T8Q | GE Lighting Solutions | Albeo | ABH2x6T473xxxxxxxxxxx | Indoor Luminaires | High-Bay | High-Bay Luminaires for Commercial and Industrial Buildings | Standard | FALSE | [9 empty] | 41736 |  |  | NotYetVerified |  | 3 | 36000 | 105 | 342 | 20 | 0.9 | 4000 | 70
P00000T8P | GE Lighting Solutions | Albeo | ABH2x6T472xxxxxxxxxxx | Indoor Luminaires | High-Bay | High-Bay Luminaires for Commercial and Industrial Buildings | Standard | FALSE | [9 empty] | 41736 |  |  | NotYetVerified |  | 3 | 36000 | 105 | 342 | 20 | 0.9 | 4000 | 70
P00000T8O | GE Lighting Solutions | Albeo | ABH2x6T471xxxxxxxxxxx | Indoor Luminaires | High-Bay | High-Bay Luminaires for Commercial and Industrial Buildings | Standard | FALSE | [9 empty] | 41736 |  |  | NotYetVerified |  | 3 | 36000 | 105 | 342 | 20 | 0.9 | 4000 | 70
P00000T7V | GE Lighting Solutions | Albeo | ABH2x4H47Fxxxxxxxxxxx | Indoor Luminaires | High-Bay | High-Bay Luminaires for Commercial and Industrial Buildings | Standard | FALSE | [9 empty] | 41736 |  |  | NotYetVerified |  | 3 | 33940 | 107 | 318 | 20 | 0.9 | 4000 | 70
P00000T7T | GE Lighting Solutions | Albeo | ABH2x4H478xxxxxxxxxxx | Indoor Luminaires | High-Bay | High-Bay Luminaires for Commercial and Industrial Buildings | Standard | FALSE | [9 empty] | 41736 |  |  | NotYetVerified |  | 3 | 33940 | 107 | 318 | 20 | 0.9 | 4000 | 70
P00000T7S | GE Lighting Solutions | Albeo | ABH2x4H474xxxxxxxxxxx | Indoor Luminaires | High-Bay | High-Bay Luminaires for Commercial and Industrial Buildings | Standard | FALSE | [9 empty] | 41736 |  |  | NotYetVerified |  | 3 | 33940 | 107 | 318 | 20 | 0.9 | 4000 | 70
P00000T7R | GE Lighting Solutions | Albeo | ABH2x4H473xxxxxxxxxxx | Indoor Luminaires | High-Bay | High-Bay Luminaires for Commercial and Industrial Buildings | Standard | FALSE | [9 empty] | 41736 |  |  | NotYetVerified |  | 3 | 33940 | 107 | 318 | 20 | 0.9 | 4000 | 70
P00000T7Q | GE Lighting Solutions | Albeo | ABH2x4H472xxxxxxxxxxx | Indoor Luminaires | High-Bay | High-Bay Luminaires for Commercial and Industrial Buildings | Standard | FALSE | [9 empty] | 41736 |  |  | NotYetVerified |  | 3 | 33940 | 107 | 318 | 20 | 0.9 | 4000 | 70
P00000T7P | GE Lighting Solutions | Albeo | ABH2x4H471xxxxxxxxxxx | Indoor Luminaires | High-Bay | High-Bay Luminaires for Commercial and Industrial Buildings | Standard | FALSE | [9 empty] | 41736 |  |  | NotYetVerified |  | 3 | 33940 | 107 | 318 | 20 | 0.9 | 4000 | 70
P00000T81 | GE Lighting Solutions | Albeo | ABH2x4V47Dxxxxxxxxxxx | Indoor Luminaires | High-Bay | High-Bay Luminaires for Commercial and Industrial Buildings | Standard | FALSE | [9 empty] | 41736 |  |  | NotYetVerified |  | 3 | 32846 | 91 | 359 | 20 | 0.9 | 4000 | 70
P00000T8T | GE Lighting Solutions | Albeo | ABH2x6T47Dxxxxxxxxxxx | Indoor Luminaires | High-Bay | High-Bay Luminaires for Commercial and Industrial Buildings | Standard | FALSE | [9 empty] | 41736 |  |  | NotYetVerified |  | 3 | 31680 | 93 | 342 | 20 | 0.9 | 4000 | 70
P00000T7U | GE Lighting Solutions | Albeo | ABH2x4H47Dxxxxxxxxxxx | Indoor Luminaires | High-Bay | High-Bay Luminaires for Commercial and Industrial Buildings | Standard | FALSE | [9 empty] | 41736 |  |  | NotYetVerified |  | 3 | 29867 | 94 | 318 | 20 | 0.9 | 4000 | 70
P00000T73 | GE Lighting Solutions | Albeo | ABH2x3V47Fxxxxxxxxxxx | Indoor Luminaires | High-Bay | High-Bay Luminaires for Commercial and Industrial Buildings | Standard | FALSE | [9 empty] | 41736 |  |  | NotYetVerified |  | 3 | 28000 | 104 | 270 | 20 | 0.9 | 4000 | 70
P00000T71 | GE Lighting Solutions | Albeo | ABH2x3V478xxxxxxxxxxx | Indoor Luminaires | High-Bay | High-Bay Luminaires for Commercial and Industrial Buildings | Standard | FALSE | [9 empty] | 41736 |  |  | NotYetVerified |  | 3 | 28000 | 104 | 270 | 20 | 0.9 | 4000 | 70
P00000T70 | GE Lighting Solutions | Albeo | ABH2x3V474xxxxxxxxxxx | Indoor Luminaires | High-Bay | High-Bay Luminaires for Commercial and Industrial Buildings | Standard | FALSE | [9 empty] | 41736 |  |  | NotYetVerified |  | 3 | 28000 | 104 | 270 | 20 | 0.9 | 4000 | 70
P00000T6Z | GE Lighting Solutions | Albeo | ABH2x3V473xxxxxxxxxxx | Indoor Luminaires | High-Bay | High-Bay Luminaires for Commercial and Industrial Buildings | Standard | FALSE | [9 empty] | 41736 |  |  | NotYetVerified |  | 3 | 28000 | 104 | 270 | 20 | 0.9 | 4000 | 70
P00000T6Y | GE Lighting Solutions | Albeo | ABH2x3V472xxxxxxxxxxx | Indoor Luminaires | High-Bay | High-Bay Luminaires for Commercial and Industrial Buildings | Standard | FALSE | [9 empty] | 41736 |  |  | NotYetVerified |  | 3 | 28000 | 104 | 270 | 20 | 0.9 | 4000 | 70
P00000T6X | GE Lighting Solutions | Albeo | ABH2x3V471xxxxxxxxxxx | Indoor Luminaires | High-Bay | High-Bay Luminaires for Commercial and Industrial Buildings | Standard | FALSE | [9 empty] | 41736 |  |  | NotYetVerified |  | 3 | 28000 | 104 | 270 | 20 | 0.9 | 4000 | 70
P00000T6W | GE Lighting Solutions | Albeo | ABH2x3H47Fxxxxxxxxxxx | Indoor Luminaires | High-Bay | High-Bay Luminaires for Commercial and Industrial Buildings | Standard | FALSE | [9 empty] | 41736 |  |  | NotYetVerified |  | 3 | 25450 | 106 | 241 | 20 | 0.9 | 4000 | 70
P00000T6U | GE Lighting Solutions | Albeo | ABH2x3H478xxxxxxxxxxx | Indoor Luminaires | High-Bay | High-Bay Luminaires for Commercial and Industrial Buildings | Standard | FALSE | [9 empty] | 41736 |  |  | NotYetVerified |  | 3 | 25450 | 106 | 241 | 20 | 0.9 | 4000 | 70
P00000T6T | GE Lighting Solutions | Albeo | ABH2x3H474xxxxxxxxxxx | Indoor Luminaires | High-Bay | High-Bay Luminaires for Commercial and Industrial Buildings | Standard | FALSE | [9 empty] | 41736 |  |  | NotYetVerified |  | 3 | 25450 | 106 | 241 | 20 | 0.9 | 4000 | 70
P00000T6S | GE Lighting Solutions | Albeo | ABH2x3H473xxxxxxxxxxx | Indoor Luminaires | High-Bay | High-Bay Luminaires for Commercial and Industrial Buildings | Standard | FALSE | [9 empty] | 41736 |  |  | NotYetVerified |  | 3 | 25450 | 106 | 241 | 20 | 0.9 | 4000 | 70
P00000T6R | GE Lighting Solutions | Albeo | ABH2x3H472xxxxxxxxxxx | Indoor Luminaires | High-Bay | High-Bay Luminaires for Commercial and Industrial Buildings | Standard | FALSE | [9 empty] | 41736 |  |  | NotYetVerified |  | 3 | 25450 | 106 | 241 | 20 | 0.9 | 4000 | 70
P00000T6Q | GE Lighting Solutions | Albeo | ABH2x3H471xxxxxxxxxxx | Indoor Luminaires | High-Bay | High-Bay Luminaires for Commercial and Industrial Buildings | Standard | FALSE | [9 empty] | 41736 |  |  | NotYetVerified |  | 3 | 25450 | 106 | 241 | 20 | 0.9 | 4000 | 70
P00000T72 | GE Lighting Solutions | Albeo | ABH2x3V47Dxxxxxxxxxxx | Indoor Luminaires | High-Bay | High-Bay Luminaires for Commercial and Industrial Buildings | Standard | FALSE | [9 empty] | 41736 |  |  | NotYetVerified |  | 3 | 24640 | 91 | 270 | 20 | 0.9 | 4000 | 70
P00000T7O | GE Lighting Solutions | Albeo | ABH2x4T47Fxxxxxxxxxxx | Indoor Luminaires | High-Bay | High-Bay Luminaires for Commercial and Industrial Buildings | Standard | FALSE | [9 empty] | 41736 |  |  | NotYetVerified |  | 3 | 24000 | 105 | 228 | 20 | 0.9 | 4000 | 70
P00000T7M | GE Lighting Solutions | Albeo | ABH2x4T478xxxxxxxxxxx | Indoor Luminaires | High-Bay | High-Bay Luminaires for Commercial and Industrial Buildings | Standard | FALSE | [9 empty] | 41736 |  |  | NotYetVerified |  | 3 | 24000 | 105 | 228 | 20 | 0.9 | 4000 | 70
P00000T7L | GE Lighting Solutions | Albeo | ABH2x4T474xxxxxxxxxxx | Indoor Luminaires | High-Bay | High-Bay Luminaires for Commercial and Industrial Buildings | Standard | FALSE | [9 empty] | 41736 |  |  | NotYetVerified |  | 3 | 24000 | 105 | 228 | 20 | 0.9 | 4000 | 70
P00000T7K | GE Lighting Solutions | Albeo | ABH2x4T473xxxxxxxxxxx | Indoor Luminaires | High-Bay | High-Bay Luminaires for Commercial and Industrial Buildings | Standard | FALSE | [9 empty] | 41736 |  |  | NotYetVerified |  | 3 | 24000 | 105 | 228 | 20 | 0.9 | 4000 | 70
P00000T7J | GE Lighting Solutions | Albeo | ABH2x4T472xxxxxxxxxxx | Indoor Luminaires | High-Bay | High-Bay Luminaires for Commercial and Industrial Buildings | Standard | FALSE | [9 empty] | 41736 |  |  | NotYetVerified |  | 3 | 24000 | 105 | 228 | 20 | 0.9 | 4000 | 70
P00000T7I | GE Lighting Solutions | Albeo | ABH2x4T471xxxxxxxxxxx | Indoor Luminaires | High-Bay | High-Bay Luminaires for Commercial and Industrial Buildings | Standard | FALSE | [9 empty] | 41736 |  |  | NotYetVerified |  | 3 | 24000 | 105 | 228 | 20 | 0.9 | 4000 | 70
P00000T6V | GE Lighting Solutions | Albeo | ABH2x3H47Dxxxxxxxxxxx | Indoor Luminaires | High-Bay | High-Bay Luminaires for Commercial and Industrial Buildings | Standard | FALSE | [9 empty] | 41736 |  |  | NotYetVerified |  | 3 | 22396 | 93 | 241 | 20 | 0.9 | 4000 | 70
P00000T7N | GE Lighting Solutions | Albeo | ABH2x4T47Dxxxxxxxxxxx | Indoor Luminaires | High-Bay | High-Bay Luminaires for Commercial and Industrial Buildings | Standard | FALSE | [9 empty] | 41736 |  |  | NotYetVerified |  | 3 | 21120 | 93 | 228 | 20 | 0.9 | 4000 | 70
P00000T5Q | GE Lighting Solutions | Albeo | ABH2x2V47Fxxxxxxxxxxx | Indoor Luminaires | High-Bay | High-Bay Luminaires for Commercial and Industrial Buildings | Standard | FALSE | [9 empty] | 41736 |  |  | NotYetVerified |  | 3 | 18650 | 104 | 179 | 20 | 0.9 | 4000 | 70
P00000T5O | GE Lighting Solutions | Albeo | ABH2x2V478xxxxxxxxxxx | Indoor Luminaires | High-Bay | High-Bay Luminaires for Commercial and Industrial Buildings | Standard | FALSE | [9 empty] | 41736 |  |  | NotYetVerified |  | 3 | 18650 | 104 | 179 | 20 | 0.9 | 4000 | 70
P00000T5N | GE Lighting Solutions | Albeo | ABH2x2V474xxxxxxxxxxx | Indoor Luminaires | High-Bay | High-Bay Luminaires for Commercial and Industrial Buildings | Standard | FALSE | [9 empty] | 41736 |  |  | NotYetVerified |  | 3 | 18650 | 104 | 179 | 20 | 0.9 | 4000 | 70
P00000T5M | GE Lighting Solutions | Albeo | ABH2x2V473xxxxxxxxxxx | Indoor Luminaires | High-Bay | High-Bay Luminaires for Commercial and Industrial Buildings | Standard | FALSE | [9 empty] | 41736 |  |  | NotYetVerified |  | 3 | 18650 | 104 | 179 | 20 | 0.9 | 4000 | 70
P00000T5L | GE Lighting Solutions | Albeo | ABH2x2V472xxxxxxxxxxx | Indoor Luminaires | High-Bay | High-Bay Luminaires for Commercial and Industrial Buildings | Standard | FALSE | [9 empty] | 41736 |  |  | NotYetVerified |  | 3 | 18650 | 104 | 179 | 20 | 0.9 | 4000 | 70
P00000T5K | GE Lighting Solutions | Albeo | ABH2x2V471xxxxxxxxxxx | Indoor Luminaires | High-Bay | High-Bay Luminaires for Commercial and Industrial Buildings | Standard | FALSE | [9 empty] | 41736 |  |  | NotYetVerified |  | 3 | 18650 | 104 | 179 | 20 | 0.9 | 4000 | 70
P00000T6I | GE Lighting Solutions | Albeo | ABH2x3T47Fxxxxxxxxxxx | Indoor Luminaires | High-Bay | High-Bay Luminaires for Commercial and Industrial Buildings | Standard | FALSE | [9 empty] | 41736 |  |  | NotYetVerified |  | 3 | 18000 | 106 | 170 | 20 | 0.9 | 4000 | 70
P00000T6G | GE Lighting Solutions | Albeo | ABH2x3T478xxxxxxxxxxx | Indoor Luminaires | High-Bay | High-Bay Luminaires for Commercial and Industrial Buildings | Standard | FALSE | [9 empty] | 41736 |  |  | NotYetVerified |  | 3 | 18000 | 106 | 170 | 20 | 0.9 | 4000 | 70
P00000T6F | GE Lighting Solutions | Albeo | ABH2x3T474xxxxxxxxxxx | Indoor Luminaires | High-Bay | High-Bay Luminaires for Commercial and Industrial Buildings | Standard | FALSE | [9 empty] | 41736 |  |  | NotYetVerified |  | 3 | 18000 | 106 | 170 | 20 | 0.9 | 4000 | 70
P00000T6E | GE Lighting Solutions | Albeo | ABH2x3T473xxxxxxxxxxx | Indoor Luminaires | High-Bay | High-Bay Luminaires for Commercial and Industrial Buildings | Standard | FALSE | [9 empty] | 41736 |  |  | NotYetVerified |  | 3 | 18000 | 106 | 170 | 20 | 0.9 | 4000 | 70
P00000T6D | GE Lighting Solutions | Albeo | ABH2x3T472xxxxxxxxxxx | Indoor Luminaires | High-Bay | High-Bay Luminaires for Commercial and Industrial Buildings | Standard | FALSE | [9 empty] | 41736 |  |  | NotYetVerified |  | 3 | 18000 | 106 | 170 | 20 | 0.9 | 4000 | 70
P00000T6C | GE Lighting Solutions | Albeo | ABH2x3T471xxxxxxxxxxx | Indoor Luminaires | High-Bay | High-Bay Luminaires for Commercial and Industrial Buildings | Standard | FALSE | [9 empty] | 41736 |  |  | NotYetVerified |  | 3 | 18000 | 106 | 170 | 20 | 0.9 | 4000 | 70
P00000T5J | GE Lighting Solutions | Albeo | ABH2x2H47Fxxxxxxxxxxx | Indoor Luminaires | High-Bay | High-Bay Luminaires for Commercial and Industrial Buildings | Standard | FALSE | [9 empty] | 41736 |  |  | NotYetVerified |  | 3 | 16950 | 107 | 159 | 20 | 0.9 | 4000 | 70
P00000T5H | GE Lighting Solutions | Albeo | ABH2x2H478xxxxxxxxxxx | Indoor Luminaires | High-Bay | High-Bay Luminaires for Commercial and Industrial Buildings | Standard | FALSE | [9 empty] | 41736 |  |  | NotYetVerified |  | 3 | 16950 | 107 | 159 | 20 | 0.9 | 4000 | 70
P00000T5G | GE Lighting Solutions | Albeo | ABH2x2H474xxxxxxxxxxx | Indoor Luminaires | High-Bay | High-Bay Luminaires for Commercial and Industrial Buildings | Standard | FALSE | [9 empty] | 41736 |  |  | NotYetVerified |  | 3 | 16950 | 107 | 159 | 20 | 0.9 | 4000 | 70
P00000T5F | GE Lighting Solutions | Albeo | ABH2x2H473xxxxxxxxxxx | Indoor Luminaires | High-Bay | High-Bay Luminaires for Commercial and Industrial Buildings | Standard | FALSE | [9 empty] | 41736 |  |  | NotYetVerified |  | 3 | 16950 | 107 | 159 | 20 | 0.9 | 4000 | 70
P00000T5E | GE Lighting Solutions | Albeo | ABH2x2H472xxxxxxxxxxx | Indoor Luminaires | High-Bay | High-Bay Luminaires for Commercial and Industrial Buildings | Standard | FALSE | [9 empty] | 41736 |  |  | NotYetVerified |  | 3 | 16950 | 107 | 159 | 20 | 0.9 | 4000 | 70
P00000T5D | GE Lighting Solutions | Albeo | ABH2x2H471xxxxxxxxxxx | Indoor Luminaires | High-Bay | High-Bay Luminaires for Commercial and Industrial Buildings | Standard | FALSE | [9 empty] | 41736 |  |  | NotYetVerified |  | 3 | 16950 | 107 | 159 | 20 | 0.9 | 4000 | 70
P00000T5P | GE Lighting Solutions | Albeo | ABH2x2V47Dxxxxxxxxxxx | Indoor Luminaires | High-Bay | High-Bay Luminaires for Commercial and Industrial Buildings | Standard | FALSE | [9 empty] | 41736 |  |  | NotYetVerified |  | 3 | 16412 | 92 | 179 | 20 | 0.9 | 4000 | 70
P00000T6H | GE Lighting Solutions | Albeo | ABH2x3T47Dxxxxxxxxxxx | Indoor Luminaires | High-Bay | High-Bay Luminaires for Commercial and Industrial Buildings | Standard | FALSE | [9 empty] | 41736 |  |  | NotYetVerified |  | 3 | 15840 | 93 | 170 | 20 | 0.9 | 4000 | 70
P00000T5I | GE Lighting Solutions | Albeo | ABH2x2H47Dxxxxxxxxxxx | Indoor Luminaires | High-Bay | High-Bay Luminaires for Commercial and Industrial Buildings | Standard | FALSE | [9 empty] | 41736 |  |  | NotYetVerified |  | 3 | 14916 | 94 | 159 | 20 | 0.9 | 4000 | 70
P00000T5C | GE Lighting Solutions | Albeo | ABH2x2T47Fxxxxxxxxxxx | Indoor Luminaires | High-Bay | High-Bay Luminaires for Commercial and Industrial Buildings | Standard | FALSE | [9 empty] | 41736 |  |  | NotYetVerified |  | 3 | 12000 | 105 | 114 | 20 | 0.9 | 4000 | 70
P00000T5A | GE Lighting Solutions | Albeo | ABH2x2T478xxxxxxxxxxx | Indoor Luminaires | High-Bay | High-Bay Luminaires for Commercial and Industrial Buildings | Standard | FALSE | [9 empty] | 41736 |  |  | NotYetVerified |  | 3 | 12000 | 105 | 114 | 20 | 0.9 | 4000 | 70
P00000T59 | GE Lighting Solutions | Albeo | ABH2x2T474xxxxxxxxxxx | Indoor Luminaires | High-Bay | High-Bay Luminaires for Commercial and Industrial Buildings | Standard | FALSE | [9 empty] | 41736 |  |  | NotYetVerified |  | 3 | 12000 | 105 | 114 | 20 | 0.9 | 4000 | 70
P00000T58 | GE Lighting Solutions | Albeo | ABH2x2T473xxxxxxxxxxx | Indoor Luminaires | High-Bay | High-Bay Luminaires for Commercial and Industrial Buildings | Standard | FALSE | [9 empty] | 41736 |  |  | NotYetVerified |  | 3 | 12000 | 105 | 114 | 20 | 0.9 | 4000 | 70
P00000T57 | GE Lighting Solutions | Albeo | ABH2x2T472xxxxxxxxxxx | Indoor Luminaires | High-Bay | High-Bay Luminaires for Commercial and Industrial Buildings | Standard | FALSE | [9 empty] | 41736 |  |  | NotYetVerified |  | 3 | 12000 | 105 | 114 | 20 | 0.9 | 4000 | 70
P00000T56 | GE Lighting Solutions | Albeo | ABH2x2T471xxxxxxxxxxx | Indoor Luminaires | High-Bay | High-Bay Luminaires for Commercial and Industrial Buildings | Standard | FALSE | [9 empty] | 41736 |  |  | NotYetVerified |  | 3 | 12000 | 105 | 114 | 20 | 0.9 | 4000 | 70
P00000T5B | GE Lighting Solutions | Albeo | ABH2x2T47Dxxxxxxxxxxx | Indoor Luminaires | High-Bay | High-Bay Luminaires for Commercial and Industrial Buildings | Standard | FALSE | [9 empty] | 41736 |  |  | NotYetVerified |  | 3 | 10560 | 93 | 114 | 20 | 0.9 | 4000 | 70
P00000TA7 | GE Lighting Solutions | Albeo | ABH2x1V47Fxxxxxxxxxxx | Indoor Luminaires | High-Bay | Low-Bay Luminaires for Commercial and Industrial Buildings | Standard | FALSE | [9 empty] | 41736 |  |  | NotYetVerified |  | 3 | 9290 | 103 | 90 | 20 | 0.9 | 4000 | 70
P00000TA5 | GE Lighting Solutions | Albeo | ABH2x1V478xxxxxxxxxxx | Indoor Luminaires | High-Bay | Low-Bay Luminaires for Commercial and Industrial Buildings | Standard | FALSE | [9 empty] | 41736 |  |  | NotYetVerified |  | 3 | 9290 | 103 | 90 | 20 | 0.9 | 4000 | 70
P00000TA4 | GE Lighting Solutions | Albeo | ABH2x1V474xxxxxxxxxxx | Indoor Luminaires | High-Bay | Low-Bay Luminaires for Commercial and Industrial Buildings | Standard | FALSE | [9 empty] | 41736 |  |  | NotYetVerified |  | 3 | 9290 | 103 | 90 | 20 | 0.9 | 4000 | 70
P00000TA3 | GE Lighting Solutions | Albeo | ABH2x1V473xxxxxxxxxxx | Indoor Luminaires | High-Bay | Low-Bay Luminaires for Commercial and Industrial Buildings | Standard | FALSE | [9 empty] | 41736 |  |  | NotYetVerified |  | 3 | 9290 | 103 | 90 | 20 | 0.9 | 4000 | 70
P00000TA2 | GE Lighting Solutions | Albeo | ABH2x1V472xxxxxxxxxxx | Indoor Luminaires | High-Bay | Low-Bay Luminaires for Commercial and Industrial Buildings | Standard | FALSE | [9 empty] | 41736 |  |  | NotYetVerified |  | 3 | 9290 | 103 | 90 | 20 | 0.9 | 4000 | 70
P00000TA1 | GE Lighting Solutions | Albeo | ABH2x1V471xxxxxxxxxxx | Indoor Luminaires | High-Bay | Low-Bay Luminaires for Commercial and Industrial Buildings | Standard | FALSE | [9 empty] | 41736 |  |  | NotYetVerified |  | 3 | 9290 | 103 | 90 | 20 | 0.9 | 4000 | 70
P00000TA0 | GE Lighting Solutions | Albeo | ABH2x1H47Fxxxxxxxxxxx | Indoor Luminaires | High-Bay | Low-Bay Luminaires for Commercial and Industrial Buildings | Standard | FALSE | [9 empty] | 41736 |  |  | NotYetVerified |  | 3 | 8485 | 105 | 81 | 20 | 0.9 | 4000 | 70
P00000T9Y | GE Lighting Solutions | Albeo | ABH2x1H478xxxxxxxxxxx | Indoor Luminaires | High-Bay | Low-Bay Luminaires for Commercial and Industrial Buildings | Standard | FALSE | [9 empty] | 41736 |  |  | NotYetVerified |  | 3 | 8485 | 105 | 81 | 20 | 0.9 | 4000 | 70
P00000T9X | GE Lighting Solutions | Albeo | ABH2x1H474xxxxxxxxxxx | Indoor Luminaires | High-Bay | Low-Bay Luminaires for Commercial and Industrial Buildings | Standard | FALSE | [9 empty] | 41736 |  |  | NotYetVerified |  | 3 | 8485 | 105 | 81 | 20 | 0.9 | 4000 | 70
P00000T9W | GE Lighting Solutions | Albeo | ABH2x1H473xxxxxxxxxxx | Indoor Luminaires | High-Bay | Low-Bay Luminaires for Commercial and Industrial Buildings | Standard | FALSE | [9 empty] | 41736 |  |  | NotYetVerified |  | 3 | 8485 | 105 | 81 | 20 | 0.9 | 4000 | 70
P00000T9V | GE Lighting Solutions | Albeo | ABH2x1H472xxxxxxxxxxx | Indoor Luminaires | High-Bay | Low-Bay Luminaires for Commercial and Industrial Buildings | Standard | FALSE | [9 empty] | 41736 |  |  | NotYetVerified |  | 3 | 8485 | 105 | 81 | 20 | 0.9 | 4000 | 70
P00000T9U | GE Lighting Solutions | Albeo | ABH2x1H471xxxxxxxxxxx | Indoor Luminaires | High-Bay | Low-Bay Luminaires for Commercial and Industrial Buildings | Standard | FALSE | [9 empty] | 41736 |  |  | NotYetVerified |  | 3 | 8485 | 105 | 81 | 20 | 0.9 | 4000 | 70
P00000TA6 | GE Lighting Solutions | Albeo | ABH2x1V47Dxxxxxxxxxxx | Indoor Luminaires | High-Bay | Low-Bay Luminaires for Commercial and Industrial Buildings | Standard | FALSE | [9 empty] | 41736 |  |  | NotYetVerified |  | 3 | 8175.2 | 91 | 90 | 20 | 0.9 | 4000 | 70
P00000T9Z | GE Lighting Solutions | Albeo | ABH2x1H47Dxxxxxxxxxxx | Indoor Luminaires | High-Bay | Low-Bay Luminaires for Commercial and Industrial Buildings | Standard | FALSE | [9 empty] | 41736 |  |  | NotYetVerified |  | 3 | 7466.8 | 92 | 81 | 20 | 0.9 | 4000 | 70
P00000ZEY | Plusrite USA | Naturaled | LED-FXLB70/30K | Indoor Luminaires | High-Bay | Low-Bay Luminaires for Commercial and Industrial Buildings | Standard | TRUE | 6648.8 | 97.16 | 68.43 | 15.63 | 0.983 | 3074 | 83 | 5 | 36000 | 41733 |  |  | NotYetVerified |  | 3 | 6320 | 90 | 70 |  | 0.97 | 3000 | 80
P00000UHV | Helius Illumination | helius illumination | XL.6S | Indoor Luminaires | High-Bay | High-Bay Luminaires for Commercial and Industrial Buildings | Standard | TRUE | 31171.3 | 114.92 | 271.2 | 10.3 | 0.973 | 5193 | 72.6 | 5 | 50000 | 41733 |  |  | NotYetVerified |  | 3 | 31171.3 | 115 | 271 |  |  | 5000 | 72
P00001840 | Relume Technologies | Relume Technologies | ISB400-W1-AC-NW-UL1-*-*-*-*-* | Indoor Luminaires | High-Bay | High-Bay Luminaires for Commercial and Industrial Buildings | Standard | TRUE | 13788 | 93.9 | 146.8 | 7.92 | 0.968 | 4650 | 75.1 | 5 |  | 41733 |  |  | NotYetVerified |  | 3 | 13820 | 93.3 | 148.1 | 20 | 0.98 | 4000 | 68.8
P00000UHW | Helius Illumination | helius illumination | ST.6S | Indoor Luminaires | High-Bay | High-Bay Luminaires for Commercial and Industrial Buildings | Standard | TRUE | 19089 | 108.4 | 176.1 | 11.6 | 0.961 | 5318 | 74.4 | 5 | 50000 | 41733 |  |  | NotYetVerified |  | 3 | 19089 | 108.4 | 176 |  |  | 5000 | 74.4
P00000ZF1 | Plusrite USA | Naturaled | LED-FXHB100/30K | Indoor Luminaires | High-Bay | High-Bay Luminaires for Commercial and Industrial Buildings | Standard | TRUE | 10333.1 | 96.12 | 107.5 | 12 | 0.96 | 3079 | 84 | 5 | 36000 | 41733 |  |  | NotYetVerified |  | 3 | 9600 | 92 | 100 |  | 0.97 | 3000 | 80
P00000ZF4 | Plusrite USA | Naturaled | LED-FXHB165/30K | Indoor Luminaires | High-Bay | High-Bay Luminaires for Commercial and Industrial Buildings | Standard | TRUE | 13719.5 | 79.92 | 171.67 | 11.7 | 0.958 | 3089 | 82 | 5 |  | 41733 |  |  | NotYetVerified |  | 3 | 13200 | 80 | 165 |  | 0.97 | 3000 | 80
P00000WJZ | Illumitex Inc. | Illumitex | SHB-5012DWUXXXXXXXXX | Indoor Luminaires | High-Bay | Low-Bay Luminaires for Commercial and Industrial Buildings | Standard | TRUE | 8291 | 78.36 | 105.8 | 11.92 | 0.908 | 3866 | 71.7 | 5 | 50000 | 41733 |  |  | NotYetVerified |  | 3 | 8470 | 79.91 | 106 |  | 0.993 | 4000 | 71.7
P00000WK3 | Illumitex Inc. | Illumitex | SHB-5018DWUXXXXXXXXX | Indoor Luminaires | High-Bay | High-Bay Luminaires for Commercial and Industrial Buildings | Standard | TRUE | 12475 | 79.26 | 157.4 | 14.47 | 0.902 | 3922 | 73 | 5 | 50000 | 41733 |  |  | NotYetVerified |  | 3 | 12883 | 81.54 | 158 |  | 0.997 | 4000 | 73
P00000ZF6 | Plusrite USA | Naturaled | LED-FXHB165/50K | Indoor Luminaires | High-Bay | High-Bay Luminaires for Commercial and Industrial Buildings | Standard | FALSE | [9 empty] | 41733 |  |  | NotYetVerified |  | 3 | 14630 | 89 | 165 |  | 0.97 | 5000 | 80
P00000ZF3 | Plusrite USA | Naturaled | LED-FXHB100/50K | Indoor Luminaires | High-Bay | High-Bay Luminaires for Commercial and Industrial Buildings | Standard | FALSE | [9 empty] | 41733 |  |  | NotYetVerified |  | 3 | 10700 | 102 | 100 |  | 0.97 | 5000 | 80
P00000ZF0 | Plusrite USA | Naturaled | LED-FXLB70/50K | Indoor Luminaires | High-Bay | Low-Bay Luminaires for Commercial and Industrial Buildings | Standard | FALSE | [9 empty] | 41733 |  |  | NotYetVerified |  | 3 | 7000 | 100 | 70 |  | 0.97 | 5000 | 80
P00000ZF5 | Plusrite USA | Naturaled | LED-FXHB165/40K | Indoor Luminaires | High-Bay | High-Bay Luminaires for Commercial and Industrial Buildings | Standard | FALSE | [9 empty] | 41733 |  |  | NotYetVerified |  | 3 | 13900 | 84 | 165 |  | 0.97 | 4000 | 80
P00000ZF2 | Plusrite USA | Naturaled | LED-FXHB100/40K | Indoor Luminaires | High-Bay | High-Bay Luminaires for Commercial and Industrial Buildings | Standard | FALSE | [9 empty] | 41733 |  |  | NotYetVerified |  | 3 | 10100 | 97 | 100 |  | 0.97 | 4000 | 80
P00000ZEZ | Plusrite USA | Naturaled | LED-FXLB70/40K | Indoor Luminaires | High-Bay | Low-Bay Luminaires for Commercial and Industrial Buildings | Standard | FALSE | [9 empty] | 41733 |  |  | NotYetVerified |  | 3 | 6650 | 95 | 70 |  | 0.97 | 4000 | 80
P000011A2 | National Bright Lighting | NBL | FLKS120-4(FLKS56-120)-T5-XX-XX-XX-700-5K-XX | Indoor Luminaires | High-Bay | High-Bay Luminaires for Commercial and Industrial Buildings | Standard | FALSE | [9 empty] | 41733 |  |  | NotYetVerified |  | 3 | 7995 | 89 | 90 |  | 0.9 | 5000 | 70
P00000WKI | Illumitex Inc. | Illumitex | SHB-5048RGWUXXXXXXXXX | Indoor Luminaires | High-Bay | High-Bay Luminaires for Commercial and Industrial Buildings | Standard | FALSE | [9 empty] | 41733 |  |  | NotYetVerified |  | 3 | 36240 | 84.28 | 430 | 5.19 | 0.998 | 5700 | 71.6
P00000WKG | Illumitex Inc. | Illumitex | SHB-5048GWUXXXXXXXXX | Indoor Luminaires | High-Bay | High-Bay Luminaires for Commercial and Industrial Buildings | Standard | FALSE | [9 empty] | 41733 |  |  | NotYetVerified |  | 3 | 36240 | 84.28 | 430 | 5.19 | 0.998 | 5700 | 71.6
P00000WKA | Illumitex Inc. | Illumitex | SHB-5024RGWUXXXXXXXXX | Indoor Luminaires | High-Bay | High-Bay Luminaires for Commercial and Industrial Buildings | Standard | FALSE | [9 empty] | 41733 |  |  | NotYetVerified |  | 3 | 18120 | 84.28 | 215 | 5.19 | 0.998 | 5700 | 71.6
P00000WK8 | Illumitex Inc. | Illumitex | SHB-5024GWUXXXXXXXXX | Indoor Luminaires | High-Bay | High-Bay Luminaires for Commercial and Industrial Buildings | Standard | FALSE | [9 empty] | 41733 |  |  | NotYetVerified |  | 3 | 18120 | 84.28 | 215 | 5.19 | 0.997 | 5700 | 71.6
P00000WKE | Illumitex Inc. | Illumitex | SHB-5036RGWUXXXXXXXXX | Indoor Luminaires | High-Bay | High-Bay Luminaires for Commercial and Industrial Buildings | Standard | FALSE | [9 empty] | 41733 |  |  | NotYetVerified |  | 3 | 26846 | 84.96 | 316 | 4.48 | 0.997 | 5700 | 71.6
P00000WKC | Illumitex Inc. | Illumitex | SHB-5036GWUXXXXXXXXX | Indoor Luminaires | High-Bay | High-Bay Luminaires for Commercial and Industrial Buildings | Standard | FALSE | [9 empty] | 41733 |  |  | NotYetVerified |  | 3 | 26846 | 84.96 | 316 | 4.48 | 0.997 | 5700 | 71.6
P00000WK6 | Illumitex Inc. | Illumitex | SHB-5018RGWUXXXXXXXXX | Indoor Luminaires | High-Bay | High-Bay Luminaires for Commercial and Industrial Buildings | Standard | FALSE | [9 empty] | 41733 |  |  | NotYetVerified |  | 3 | 13423 | 84.96 | 158 | 4.48 | 0.997 | 5700 | 71.6
P00000WK4 | Illumitex Inc. | Illumitex | SHB-5018GWUXXXXXXXXX | Indoor Luminaires | High-Bay | High-Bay Luminaires for Commercial and Industrial Buildings | Standard | FALSE | [9 empty] | 41733 |  |  | NotYetVerified |  | 3 | 13423 | 84.96 | 158 | 4.48 | 0.997 | 5700 | 71.6
P00000WK2 | Illumitex Inc. | Illumitex | SHB-5012RGWUXXXXXXXXX | Indoor Luminaires | High-Bay | Low-Bay Luminaires for Commercial and Industrial Buildings | Standard | FALSE | [9 empty] | 41733 |  |  | NotYetVerified |  | 3 | 8825 | 83.97 | 105.1 |  | 0.994 | 5700 | 71.6
P00000WK0 | Illumitex Inc. | Illumitex | SHB-5012GWUXXXXXXXXX | Indoor Luminaires | High-Bay | Low-Bay Luminaires for Commercial and Industrial Buildings | Standard | FALSE | [9 empty] | 41733 |  |  | NotYetVerified |  | 3 | 8825 | 83.97 | 105.1 |  | 0.994 | 5700 | 71.6
P00000WKH | Illumitex Inc. | Illumitex | SHB-5048RDWUXXXXXXXXX | Indoor Luminaires | High-Bay | High-Bay Luminaires for Commercial and Industrial Buildings | Standard | FALSE | [9 empty] | 41733 |  |  | NotYetVerified |  | 3 | 34782 | 80.89 | 430 | 5.19 | 0.998 | 4000 | 73
P00000WKF | Illumitex Inc. | Illumitex | SHB-5048DWUXXXXXXXXX | Indoor Luminaires | High-Bay | High-Bay Luminaires for Commercial and Industrial Buildings | Standard | FALSE | [9 empty] | 41733 |  |  | NotYetVerified |  | 3 | 34782 | 80.89 | 430 | 5.19 | 0.998 | 4000 | 73
P00000WK9 | Illumitex Inc. | Illumitex | SHB-5024RDWUXXXXXXXXX | Indoor Luminaires | High-Bay | High-Bay Luminaires for Commercial and Industrial Buildings | Standard | FALSE | [9 empty] | 41733 |  |  | NotYetVerified |  | 3 | 17391 | 80.89 | 215 | 5.19 | 0.998 | 4000 | 73
P00000WK7 | Illumitex Inc. | Illumitex | SHB-5024DWUXXXXXXXXX | Indoor Luminaires | High-Bay | High-Bay Luminaires for Commercial and Industrial Buildings | Standard | FALSE | [9 empty] | 41733 |  |  | NotYetVerified |  | 3 | 17391 | 80.89 | 215 | 5.19 | 0.998 | 4000 | 73
P00000WKD | Illumitex Inc. | Illumitex | SHB-5036RDWUXXXXXXXXX | Indoor Luminaires | High-Bay | High-Bay Luminaires for Commercial and Industrial Buildings | Standard | FALSE | [9 empty] | 41733 |  |  | NotYetVerified |  | 3 | 25766 | 81.54 | 316 | 4.48 | 0.997 | 4000 | 73
P00000WKB | Illumitex Inc. | Illumitex | SHB-5036DWUXXXXXXXXX | Indoor Luminaires | High-Bay | High-Bay Luminaires for Commercial and Industrial Buildings | Standard | FALSE | [9 empty] | 41733 |  |  | NotYetVerified |  | 3 | 25766 | 81.54 | 316 | 4.48 | 0.997 | 4000 | 73
P00000WK5 | Illumitex Inc. | Illumitex | SHB-5018RDWUXXXXXXXXX | Indoor Luminaires | High-Bay | High-Bay Luminaires for Commercial and Industrial Buildings | Standard | FALSE | [9 empty] | 41733 |  |  | NotYetVerified |  | 3 | 12883 | 81.54 | 158 | 4.48 | 0.997 | 4000 | 73
P00000WK1 | Illumitex Inc. | Illumitex | SHB-5012RDWUXXXXXXXXX | Indoor Luminaires | High-Bay | Low-Bay Luminaires for Commercial and Industrial Buildings | Standard | FALSE | [9 empty] | 41733 |  |  | NotYetVerified |  | 3 | 8470 | 79.91 | 106 |  | 0.993 | 4000 | 71.1
P0000183Y | Relume Technologies | Relume Technologies | ISB250-W1-AC-NW-UL1-*-*-*-*-* | Indoor Luminaires | High-Bay | High-Bay Luminaires for Commercial and Industrial Buildings | Standard | TRUE | 9700 | 94.2 | 103 | 8.8 | 0.944 | 4345 | 75.4 | 5 |  | 41732 |  |  | NotYetVerified |  | 3 | 9635 | 95.5 | 100.9 | 20 | 0.98 | 4000 | 68.8
P00001INO | Big Ass Light Solutions | Big Ass Light | BAL-HBL1-26050100 | Indoor Luminaires | High-Bay | High-Bay Luminaires for Commercial and Industrial Buildings | Standard | TRUE | 27480 | 110.12 | 249.55 | 11.67 | 0.942 | 5102 | 73.1 | 7 | 150000 | 41732 |  |  | NotYetVerified |  | 3 | 27480 | 110.12 | 249.55 | 8.37 | 0.995 | 5102 | 73.1
P00000ZQU | Leotek Electronics USA LLC | Leotek Electronics Corp. | LCN3-100T-MV-CW-5S-WH-FDC-530 | Indoor Luminaires | High-Bay | High-Bay Luminaires for Commercial and Industrial Buildings | Standard | TRUE | 17786 | 107.7 | 165.1 | 14.3 | 0.941 | 5144 | 71.9 | 10 | 100000 | 41732 |  |  | NotYetVerified |  | 3 |  |  |  |  | 0.9 | 5000 | 70
P00000U6M | Green Ray LED International LLC | Green Ray LED | GR-LPG-445BI-55F-NWRV1 | Indoor Luminaires | High-Bay | Low-Bay Luminaires for Commercial and Industrial Buildings | Standard | TRUE | 4609.3 | 99.62 | 46.27 | 13.31 | 0.9358 | 5769 | 73.2 | 5 | 55000 | 41732 |  |  | NotYetVerified |  | 3 | 4609.3 | 99.62 | 46.27 | 13.31 | 0.9358 | 5700 | 73.2
P00001INK | Big Ass Light Solutions | Big Ass Light | BAL-HBL1-20050100 | Indoor Luminaires | High-Bay | High-Bay Luminaires for Commercial and Industrial Buildings | Standard | TRUE | 21360 | 108.98 | 196 | 7.31 | 0.935 | 5162 | 73.7 | 7 | 150000 | 41732 |  |  | NotYetVerified |  | 3 | 21360 | 108.98 | 196 | 2.25 | 0.999 | 5162 | 73.7
P00000U6N | Green Ray LED International LLC | Green Ray LED | GR-2LPGS-445BI-55F-NWRV1 | Indoor Luminaires | High-Bay | Low-Bay Luminaires for Commercial and Industrial Buildings | Standard | TRUE | 4906.7 | 105.96 | 46.31 | 13.57 | 0.9322 | 5890 | 71.8 | 5 | 55000 | 41732 |  |  | NotYetVerified |  | 3 | 4906.7 | 105.96 | 46.31 | 13.57 | 0.9322 | 5700 | 71.8
P0000183Z | Relume Technologies | Relume Technologies | ISB250-W1-AC-CW-UL1-*-*-*-*-* | Indoor Luminaires | High-Bay | High-Bay Luminaires for Commercial and Industrial Buildings | Standard | FALSE | [9 empty] | 41732 |  |  | NotYetVerified |  | 3 | 9639 | 95.5 | 100.9 | 5 | 0.998 | 5622 | 68.3
P00001INN | Big Ass Light Solutions | Big Ass Light | BAL-HBL1-20050103 | Indoor Luminaires | High-Bay | High-Bay Luminaires for Commercial and Industrial Buildings | Standard | FALSE | [9 empty] | 41732 | Not Yet Verified | Not Yet Verified | NotYetVerified |  | 3 | 20510 | 104.64 | 196 | 2.25 | 0.999 | 5162 | 73.3
P00001INM | Big Ass Light Solutions | Big Ass Light | BAL-HBL1-20050102 | Indoor Luminaires | High-Bay | High-Bay Luminaires for Commercial and Industrial Buildings | Standard | FALSE | [9 empty] | 41732 | Not Yet Verified | Not Yet Verified | NotYetVerified |  | 3 | 20510 | 104.64 | 196 | 2.25 | 0.999 | 5162 | 73.3
P00001INL | Big Ass Light Solutions | Big Ass Light | BAL-HBL1-20050101 | Indoor Luminaires | High-Bay | High-Bay Luminaires for Commercial and Industrial Buildings | Standard | FALSE | [9 empty] | 41732 | Not Yet Verified | Not Yet Verified | NotYetVerified |  | 3 | 20510 | 104.64 | 196 | 2.25 | 0.999 | 5162 | 73.3
P00001INR | Big Ass Light Solutions | Big Ass Light | BAL-HBL1-26050103 | Indoor Luminaires | High-Bay | High-Bay Luminaires for Commercial and Industrial Buildings | Standard | FALSE | [9 empty] | 41732 | Not Yet Verified | Not Yet Verified | NotYetVerified |  | 3 | 26190 | 106.07 | 246.92 | 8.37 | 0.944 | 5067 | 73.2
P00001INQ | Big Ass Light Solutions | Big Ass Light | BAL-HBL1-26050102 | Indoor Luminaires | High-Bay | High-Bay Luminaires for Commercial and Industrial Buildings | Standard | FALSE | [9 empty] | 41732 | Not Yet Verified | Not Yet Verified | NotYetVerified |  | 3 | 26190 | 106.07 | 246.92 | 8.37 | 0.944 | 5067 | 73.2
P00001INP | Big Ass Light Solutions | Big Ass Light | BAL-HBL1-26050101 | Indoor Luminaires | High-Bay | High-Bay Luminaires for Commercial and Industrial Buildings | Standard | FALSE | [9 empty] | 41732 | Not Yet Verified | Not Yet Verified | NotYetVerified |  | 3 | 26190 | 106.07 | 246.92 | 8.37 | 0.944 | 5067 | 73.2
P0000063B | CONXCORP | CONXCORP VIVIX | CNX-LBL-P1-CN-40-040-S | Indoor Luminaires | High-Bay | Low-Bay Luminaires for Commercial and Industrial Buildings | Standard | TRUE | 7986 | 84.3 | 94.76 | 6.74 | 0.996 | 4072 | 72.8 | 5 |  | 41729 |  |  | NotYetVerified |  | 3 | 7200 |  | 95 |  | 0.9 | 4000 | 70
P0000061U | CONXCORP | CONXCORP VIVIX | CNX-LBL-P2-CN-40-060-M | Indoor Luminaires | High-Bay | High-Bay Luminaires for Commercial and Industrial Buildings | Standard | TRUE | 12126 | 81.4 | 149 | 9.96 | 0.984 | 4083 | 72.8 | 5 | 50000 | 41729 |  |  | NotYetVerified |  | 3 | 11200 | 80 | 140 |  | 0.9 | 4000 | 70
P0000061R | CONXCORP | CONXCORP VIVIX | CNX-LBL-P2-AN-40-060-M | Indoor Luminaires | High-Bay | High-Bay Aisle Luminaires | Standard | TRUE | 11720 | 78.5 | 149.3 | 9.96 | 0.984 | 4079 | 72.8 | 5 |  | 41729 |  |  | NotYetVerified |  | 3 | 11200 | 80 | 140 |  | 0.9 | 4000 | 70
P0000061S | CONXCORP | CONXCORP VIVIX | CNX-LBL-P1-AN-40-100-L | Indoor Luminaires | High-Bay | High-Bay Aisle Luminaires | Standard | TRUE | 18909 | 80.6 | 234.6 | 10.8 | 0.968 | 4066 | 73.4 | 5 |  | 41729 |  |  | NotYetVerified |  | 3 | 18800 | 82 | 230 |  | 0.9 | 4000 | 70
P0000061T | CONXCORP | CONXCORP VIVIX | CNX-LBL-P1-CN-40-060-M | Indoor Luminaires | High-Bay | High-Bay Luminaires for Commercial and Industrial Buildings | Standard | TRUE | 11933 | 82.4 | 144.9 | 10.8 | 0.968 | 4083 | 72.8 | 5 | 50000 | 41729 |  |  | NotYetVerified |  | 3 | 11200 | 80 | 140 |  | 0.9 | 4000 | 70
P0000061Q | CONXCORP | CONXCORP VIVIX | CNX-LBL-P1-AN-40-060-M | Indoor Luminaires | High-Bay | High-Bay Aisle Luminaires | Standard | TRUE | 11400 | 78.4 | 145.4 | 10.8 | 0.968 | 4079 | 72.8 | 5 |  | 41729 |  |  | NotYetVerified |  | 3 | 11200 | 80 | 140 |  | 0.9 | 4000 | 70
P000004H5 | Advanced Energy Ideas | Advanced Energy Ideas | APO3-300W-50K-UNI-DME | Indoor Luminaires | High-Bay | High-Bay Luminaires for Commercial and Industrial Buildings | Standard | TRUE | 32910 | 110 | 300 | 8.98 | 0.96 | 5190 | 76.1 | 5 | 65000 | 41729 |  |  | NotYetVerified |  | 3 | [5 empty] | 5000 | 70
P0000063A | CONXCORP | CONXCORP VIVIX | CNX-LBL-P2-AN-40-040-S | Indoor Luminaires | High-Bay | Low-Bay Luminaires for Commercial and Industrial Buildings | Standard | TRUE | 7663 | 79.9 | 95.85 | 21.1 | 0.887 | 4088 | 73.9 | 5 |  | 41729 |  |  | NotYetVerified |  | 3 | 7200 |  | 95 |  | 0.9 | 4000 | 70
P0000062L | CONXCORP | CONXCORP VIVIX | CNX-LBL-P2-CN-50-120-L | Indoor Luminaires | High-Bay | High-Bay Luminaires for Commercial and Industrial Buildings | Standard | FALSE | [9 empty] | 41729 |  |  | NotYetVerified |  | 3 | 24200 | 88 | 275 |  | 0.9 | 5000 | 70
P0000062K | CONXCORP | CONXCORP VIVIX | CNX-LBL-P1-CN-50-120-L | Indoor Luminaires | High-Bay | High-Bay Luminaires for Commercial and Industrial Buildings | Standard | FALSE | [9 empty] | 41729 |  |  | NotYetVerified |  | 3 | 24200 | 88 | 275 |  | 0.9 | 5000 | 70
P00000627 | CONXCORP | CONCCORP VIVIX | CNX-LBL-P2-AN-50-120-L | Indoor Luminaires | High-Bay | High-Bay Aisle Luminaires | Standard | FALSE | [9 empty] | 41729 |  |  | NotYetVerified |  | 3 | 24200 | 88 | 275 |  | 0.9 | 5000 | 70
P00000626 | CONXCORP | CONCCORP VIVIX | CNX-LBL-P1-AN-50-120-L | Indoor Luminaires | High-Bay | High-Bay Aisle Luminaires | Standard | FALSE | [9 empty] | 41729 |  |  | NotYetVerified |  | 3 | 24200 | 88 | 275 |  | 0.9 | 5000 | 70
P0000062J | CONXCORP | CONXCORP VIVIX | CNX-LBL-P2-CN-50-100-L | Indoor Luminaires | High-Bay | High-Bay Luminaires for Commercial and Industrial Buildings | Standard | FALSE | [9 empty] | 41729 |  |  | NotYetVerified |  | 3 | 20300 | 88 | 230 |  | 0.9 | 5000 | 70
P0000062I | CONXCORP | CONXCORP VIVIX | CNX-LBL-P1-CN-50-100-L | Indoor Luminaires | High-Bay | High-Bay Luminaires for Commercial and Industrial Buildings | Standard | FALSE | [9 empty] | 41729 |  |  | NotYetVerified |  | 3 | 20300 | 88 | 230 |  | 0.9 | 5000 | 70
P00000625 | CONXCORP | CONCCORP VIVIX | CNX-LBL-P2-AN-50-100-L | Indoor Luminaires | High-Bay | High-Bay Aisle Luminaires | Standard | FALSE | [9 empty] | 41729 |  |  | NotYetVerified |  | 3 | 20300 | 88 | 230 |  | 0.9 | 5000 | 70
P00000624 | CONXCORP | CONCCORP VIVIX | CNX-LBL-P1-AN-50-100-L | Indoor Luminaires | High-Bay | High-Bay Aisle Luminaires | Standard | FALSE | [9 empty] | 41729 |  |  | NotYetVerified |  | 3 | 20300 | 88 | 230 |  | 0.9 | 5000 | 70
P0000062D | CONXCORP | CONXCORP VIVIX | CNX-LBL-P2-CN-50-080-M | Indoor Luminaires | High-Bay | High-Bay Luminaires for Commercial and Industrial Buildings | Standard | FALSE | [9 empty] | 41729 |  |  | NotYetVerified |  | 3 | 16200 | 85 | 190 |  | 0.9 | 5000 | 70
P0000062C | CONXCORP | CONXCORP VIVIX | CNX-LBL-P1-CN-50-080-M | Indoor Luminaires | High-Bay | High-Bay Luminaires for Commercial and Industrial Buildings | Standard | FALSE | [9 empty] | 41729 |  |  | NotYetVerified |  | 3 | 16200 | 85 | 190 |  | 0.9 | 5000 | 70
P00000620 | CONXCORP | CONCCORP VIVIX | CNX-LBL-P2-AN-50-080-M | Indoor Luminaires | High-Bay | High-Bay Aisle Luminaires | Standard | FALSE | [9 empty] | 41729 |  |  | NotYetVerified |  | 3 | 16200 | 85 | 190 |  | 0.9 | 5000 | 70
P0000061Z | CONXCORP | CONCCORP VIVIX | CNX-LBL-P1-AN-50-080-M | Indoor Luminaires | High-Bay | High-Bay Aisle Luminaires | Standard | FALSE | [9 empty] | 41729 |  |  | NotYetVerified |  | 3 | 16200 | 85 | 190 |  | 0.9 | 5000 | 70
P0000062B | CONXCORP | CONXCORP VIVIX | CNX-LBL-P2-CN-50-060-M | Indoor Luminaires | High-Bay | High-Bay Luminaires for Commercial and Industrial Buildings | Standard | FALSE | [9 empty] | 41729 |  |  | NotYetVerified |  | 3 | 12000 | 85 | 140 |  | 0.9 | 5000 | 70
P0000062A | CONXCORP | CONXCORP VIVIX | CNX-LBL-P1-CN-50-060-M | Indoor Luminaires | High-Bay | High-Bay Luminaires for Commercial and Industrial Buildings | Standard | FALSE | [9 empty] | 41729 |  |  | NotYetVerified |  | 3 | 12000 | 85 | 140 |  | 0.9 | 5000 | 70
P0000061Y | CONXCORP | CONCCORP VIVIX | CNX-LBL-P2-AN-50-060-M | Indoor Luminaires | High-Bay | High-Bay Aisle Luminaires | Standard | FALSE | [9 empty] | 41729 |  |  | NotYetVerified |  | 3 | 12000 | 85 | 140 |  | 0.9 | 5000 | 70
P0000061X | CONXCORP | CONCCORP VIVIX | CNX-LBL-P1-AN-50-060-M | Indoor Luminaires | High-Bay | High-Bay Aisle Luminaires | Standard | FALSE | [9 empty] | 41729 |  |  | NotYetVerified |  | 3 | 12000 | 85 | 140 |  | 0.9 | 5000 | 70
P0000062H | CONXCORP | CONXCORP VIVIX | CNX-LBL-P2-CN-40-120-L | Indoor Luminaires | High-Bay | High-Bay Luminaires for Commercial and Industrial Buildings | Standard | FALSE | [9 empty] | 41729 |  |  | NotYetVerified |  | 3 | 22500 | 82 | 275 |  | 0.9 | 4000 | 70
P0000062G | CONXCORP | CONXCORP VIVIX | CNX-LBL-P1-CN-40-120-L | Indoor Luminaires | High-Bay | High-Bay Luminaires for Commercial and Industrial Buildings | Standard | FALSE | [9 empty] | 41729 |  |  | NotYetVerified |  | 3 | 22500 | 82 | 275 |  | 0.9 | 4000 | 70
P00000623 | CONXCORP | CONCCORP VIVIX | CNX-LBL-P2-AN-40-120-L | Indoor Luminaires | High-Bay | High-Bay Aisle Luminaires | Standard | FALSE | [9 empty] | 41729 |  |  | NotYetVerified |  | 3 | 22500 | 82 | 275 |  | 0.9 | 4000 | 70
P00000622 | CONXCORP | CONCCORP VIVIX | CNX-LBL-P1-AN-40-120-L | Indoor Luminaires | High-Bay | High-Bay Aisle Luminaires | Standard | FALSE | [9 empty] | 41729 |  |  | NotYetVerified |  | 3 | 22500 | 82 | 275 |  | 0.9 | 4000 | 70
P0000062F | CONXCORP | CONXCORP VIVIX | CNX-LBL-P2-CN-40-100-L | Indoor Luminaires | High-Bay | High-Bay Luminaires for Commercial and Industrial Buildings | Standard | FALSE | [9 empty] | 41729 |  |  | NotYetVerified |  | 3 | 18800 | 82 | 230 |  | 0.9 | 4000 | 70
P0000062E | CONXCORP | CONXCORP VIVIX | CNX-LBL-P1-CN-40-100-L | Indoor Luminaires | High-Bay | High-Bay Luminaires for Commercial and Industrial Buildings | Standard | FALSE | [9 empty] | 41729 |  |  | NotYetVerified |  | 3 | 18800 | 82 | 230 |  | 0.9 | 4000 | 70
P00000621 | CONXCORP | CONCCORP VIVIX | CNX-LBL-P2-AN-40-100-L | Indoor Luminaires | High-Bay | High-Bay Aisle Luminaires | Standard | FALSE | [9 empty] | 41729 |  |  | NotYetVerified |  | 3 | 18800 | 82 | 230 |  | 0.9 | 4000 | 70
P00000629 | CONXCORP | CONXCORP VIVIX | CNX-LBL-P2-CN-40-080-M | Indoor Luminaires | High-Bay | High-Bay Luminaires for Commercial and Industrial Buildings | Standard | FALSE | [9 empty] | 41729 |  |  | NotYetVerified |  | 3 | 15200 | 80 | 190 |  | 0.9 | 4000 | 70
P00000628 | CONXCORP | CONXCORP VIVIX | CNX-LBL-P1-CN-40-080-M | Indoor Luminaires | High-Bay | High-Bay Luminaires for Commercial and Industrial Buildings | Standard | FALSE | [9 empty] | 41729 |  |  | NotYetVerified |  | 3 | 15200 | 80 | 190 |  | 0.9 | 4000 | 70
P0000061W | CONXCORP | CONCCORP VIVIX | CNX-LBL-P2-AN-40-080-M | Indoor Luminaires | High-Bay | High-Bay Aisle Luminaires | Standard | FALSE | [9 empty] | 41729 |  |  | NotYetVerified |  | 3 | 15200 | 80 | 190 |  | 0.9 | 4000 | 70
P0000061V | CONXCORP | CONCCORP VIVIX | CNX-LBL-P1-AN-40-080-M | Indoor Luminaires | High-Bay | High-Bay Aisle Luminaires | Standard | FALSE | [9 empty] | 41729 |  |  | NotYetVerified |  | 3 | 15200 | 80 | 190 |  | 0.9 | 4000 | 70
P000016WA | PristineLED | Star Bright | SB4-60K-XXX [Only 120V] | Indoor Luminaires | High-Bay | Low-Bay Luminaires for Commercial and Industrial Buildings | Standard | TRUE | 5303 | 77.8 | 68.2 | 18.6 | 0.983 | 5727 | 73 | 5 | 100000 | 41726 |  |  | NotYetVerified |  | 3 |  |  | 68.2 |  | 0.95
P000016WC | PristineLED | Bright Star | SB4-120K-XXX [Only 120V] | Indoor Luminaires | High-Bay | High-Bay Luminaires for Commercial and Industrial Buildings | Standard | TRUE | 10745 | 78.6 | 136.7 | 18.4 | 0.983 | 5682 | 73.1 | 5 | 100000 | 41726 |  |  | NotYetVerified |  | 3 | 10745 |  | 136.7 |  | 0.95
P00000YKO | KMW Inc. | GigaTera | SF800-A5015 (Qualified at 277V only) | Indoor Luminaires | High-Bay | High-Bay Luminaires for Commercial and Industrial Buildings | Standard | TRUE | 82258 | 109.91 | 748.38 | 13.69 | 0.966 | 4973 | 80 | 5 | 50000 | 41726 |  |  | NotYetVerified |  | 3 | 79000 | 100 | 800 |  | 0.9 | 5000 | 80
P00000T20 | GE Lighting Solutions | ABHG-Series | ABHGx2T48Dxxxxxxx | Indoor Luminaires | High-Bay | High-Bay Luminaires for Commercial and Industrial Buildings | Standard | TRUE | 10153.4 | 91.93 | 110.45 | 13.4 | 0.951 | 3940 | 81.1 | 5 | 100000 | 41726 |  |  | NotYetVerified |  | 3 | 10100 | 89.38 | 113 | 20 | 0.9 | 4000 | 80
P00000T21 | GE Lighting Solutions | ABHG-Series | ABHGx3H48Dxxxxxxx | Indoor Luminaires | High-Bay | High-Bay Luminaires for Commercial and Industrial Buildings | Standard | TRUE | 19956.6 | 91.17 | 218.89 | 13.3 | 0.95 | 3920 | 81.1 | 5 | 100000 | 41726 |  |  | NotYetVerified |  | 3 | 20200 | 89.78 | 225 | 20 | 0.9 | 4000 | 80
P00001GD2 | Green Illuminating Systems Inc. | Green Illuminating Systems Inc. | HBF-230FP/42-PC | Indoor Luminaires | High-Bay | High-Bay Luminaires for Commercial and Industrial Buildings | Standard | TRUE | 20772 | 92.3 | 225.1 | 19.3 | 0.93 | 4241 | 69 | 5 | 36300 | 41726 |  |  | NotYetVerified |  | 3 | 21000 | 92.3 | 225 |  | 0.932 | 4200 | 70
P0000190J | SHENZHEN FUDAKIN DISPLAY LIGHTING CO. LTD. | FUDAKIN | FDK-HB-100-B [100-277V ONLY] | Indoor Luminaires | High-Bay | High-Bay Luminaires for Commercial and Industrial Buildings | Standard | TRUE | 9884.91 | 95.46 | 103.55 | 13.9 | 0.925 | 5174 | 78.7 | 5 | 35000 | 41726 |  |  | NotYetVerified |  | 3 | 10000 |  | 100 |  | 0.9 | 5000 | 75
P00001GBS | Elecluz Industrial Co. | deledz | LEB160P(3000K) | Indoor Luminaires | High-Bay | High-Bay Luminaires for Commercial and Industrial Buildings | Standard | TRUE | 13668.6 | 86.07 | 158.8 | 12.3 | 0.923 | 3179 | 84.6 | 5 | 50000 | 41726 |  |  | NotYetVerified |  | 3 |  |  | 160 | 15 | 0.9 | 3000 | 80
P00000T19 | GE Lighting Solutions | ABHG-Series | ABHGx1V57Dxxxxxxx | Indoor Luminaires | High-Bay | Low-Bay Luminaires for Commercial and Industrial Buildings | Standard | TRUE | 8516.2 | 100.18 | 85.01 | 15.6 | 0.92 | 4991 | 74.6 | 5 | 100000 | 41726 |  |  | NotYetVerified |  | 3 | 8400 | 97.67 | 86 | 20 | 0.9 | 5000 | 70
P00000T18 | GE Lighting Solutions | ABHG-Series | ABHGx1V48Dxxxxxxx | Indoor Luminaires | High-Bay | Low-Bay Luminaires for Commercial and Industrial Buildings | Standard | TRUE | 7778.8 | 90.09 | 86.34 | 15.6 | 0.92 | 3937 | 81.2 | 5 | 100000 | 41726 |  |  | NotYetVerified |  | 3 | 7550 | 87.79 | 86 | 20 | 0.9 | 4000 | 80
P0000190K | SHENZHEN FUDAKIN DISPLAY LIGHTING CO. LTD. | FUDAKIN | FDK-HB-150-B [100-277V ONLY] | Indoor Luminaires | High-Bay | High-Bay Luminaires for Commercial and Industrial Buildings | Standard | TRUE | 13019.03 | 86.2 | 150.2 | 13.7 | 0.919 | 5224 | 78.9 | 5 | 35000 | 41726 |  |  | NotYetVerified |  | 3 | 13000 |  | 150 |  | 0.9 | 5000 | 75
P00000T4R | GE Lighting Solutions | ABHG-Series | ABHGx4H582xxxxxxx | Indoor Luminaires | High-Bay | High-Bay Luminaires for Commercial and Industrial Buildings | Standard | FALSE | [9 empty] | 41726 |  |  | NotYetVerified |  | 3 | 30350 | 102.88 | 295 | 20 | 0.9 | 5000 | 80
P00000T4T | GE Lighting Solutions | ABHG-Series | ABHGx4H584xxxxxxx | Indoor Luminaires | High-Bay | High-Bay Luminaires for Commercial and Industrial Buildings | Standard | FALSE | [9 empty] | 41726 |  |  | NotYetVerified |  | 3 | 30250 | 102.54 | 295 | 20 | 0.9 | 5000 | 80
P00000T4S | GE Lighting Solutions | ABHG-Series | ABHGx4H583xxxxxxx | Indoor Luminaires | High-Bay | High-Bay Luminaires for Commercial and Industrial Buildings | Standard | FALSE | [9 empty] | 41726 |  |  | NotYetVerified |  | 3 | 30250 | 102.54 | 295 | 20 | 0.9 | 5000 | 80
P00000T4Q | GE Lighting Solutions | ABHG-Series | ABHGx4H581xxxxxxx | Indoor Luminaires | High-Bay | High-Bay Luminaires for Commercial and Industrial Buildings | Standard | FALSE | [9 empty] | 41726 |  |  | NotYetVerified |  | 3 | 29800 | 101.02 | 295 | 20 | 0.9 | 5000 | 80
P00000T4W | GE Lighting Solutions | ABHG-Series | ABHGx4H58Fxxxxxxx | Indoor Luminaires | High-Bay | High-Bay Luminaires for Commercial and Industrial Buildings | Standard | FALSE | [9 empty] | 41726 |  |  | NotYetVerified |  | 3 | 29700 | 100.68 | 295 | 20 | 0.9 | 5000 | 80
P00000T4U | GE Lighting Solutions | ABHG-Series | ABHGx4H588xxxxxxx | Indoor Luminaires | High-Bay | High-Bay Luminaires for Commercial and Industrial Buildings | Standard | FALSE | [9 empty] | 41726 |  |  | NotYetVerified |  | 3 | 29350 | 99.49 | 295 | 20 | 0.9 | 5000 | 80
P00000T4V | GE Lighting Solutions | ABHG-Series | ABHGx4H58Dxxxxxxx | Indoor Luminaires | High-Bay | High-Bay Luminaires for Commercial and Industrial Buildings | Standard | FALSE | [9 empty] | 41726 |  |  | NotYetVerified |  | 3 | 26950 | 91.36 | 295 | 20 | 0.9 | 5000 | 80
P00000T3Z | GE Lighting Solutions | ABHG-Series | ABHGx3H582xxxxxxx | Indoor Luminaires | High-Bay | High-Bay Luminaires for Commercial and Industrial Buildings | Standard | FALSE | [9 empty] | 41726 |  |  | NotYetVerified |  | 3 | 22750 | 101.11 | 225 | 20 | 0.9 | 5000 | 80
P00000T41 | GE Lighting Solutions | ABHG-Series | ABHGx3H584xxxxxxx | Indoor Luminaires | High-Bay | High-Bay Luminaires for Commercial and Industrial Buildings | Standard | FALSE | [9 empty] | 41726 |  |  | NotYetVerified |  | 3 | 22700 | 100.89 | 225 | 20 | 0.9 | 5000 | 80
P00000T40 | GE Lighting Solutions | ABHG-Series | ABHGx3H583xxxxxxx | Indoor Luminaires | High-Bay | High-Bay Luminaires for Commercial and Industrial Buildings | Standard | FALSE | [9 empty] | 41726 |  |  | NotYetVerified |  | 3 | 22700 | 100.89 | 225 | 20 | 0.9 | 5000 | 80
P00000T3Y | GE Lighting Solutions | ABHG-Series | ABHGx3H581xxxxxxx | Indoor Luminaires | High-Bay | High-Bay Luminaires for Commercial and Industrial Buildings | Standard | FALSE | [9 empty] | 41726 |  |  | NotYetVerified |  | 3 | 22350 | 99.33 | 225 | 20 | 0.9 | 5000 | 80
P00000T44 | GE Lighting Solutions | ABHG-Series | ABHGx3H58Fxxxxxxx | Indoor Luminaires | High-Bay | High-Bay Luminaires for Commercial and Industrial Buildings | Standard | FALSE | [9 empty] | 41726 |  |  | NotYetVerified |  | 3 | 22250 | 98.89 | 225 | 20 | 0.9 | 5000 | 80
P00000T42 | GE Lighting Solutions | ABHG-Series | ABHGx3H588xxxxxxx | Indoor Luminaires | High-Bay | High-Bay Luminaires for Commercial and Industrial Buildings | Standard | FALSE | [9 empty] | 41726 |  |  | NotYetVerified |  | 3 | 22000 | 97.78 | 225 | 20 | 0.9 | 5000 | 80
P00000T43 | GE Lighting Solutions | ABHG-Series | ABHGx3H58Dxxxxxxx | Indoor Luminaires | High-Bay | High-Bay Luminaires for Commercial and Industrial Buildings | Standard | FALSE | [9 empty] | 41726 |  |  | NotYetVerified |  | 3 | 20200 | 89.78 | 225 | 20 | 0.9 | 5000 | 80
P00000T3F | GE Lighting Solutions | ABHG-Series | ABHGx2H582xxxxxxx | Indoor Luminaires | High-Bay | High-Bay Luminaires for Commercial and Industrial Buildings | Standard | FALSE | [9 empty] | 41726 |  |  | NotYetVerified |  | 3 | 15150 | 103.06 | 147 | 20 | 0.9 | 5000 | 80
P00000T3H | GE Lighting Solutions | ABHG-Series | ABHGx2H584xxxxxxx | Indoor Luminaires | High-Bay | High-Bay Luminaires for Commercial and Industrial Buildings | Standard | FALSE | [9 empty] | 41726 |  |  | NotYetVerified |  | 3 | 15100 | 102.72 | 147 | 20 | 0.9 | 5000 | 80
P00000T3G | GE Lighting Solutions | ABHG-Series | ABHGx2H583xxxxxxx | Indoor Luminaires | High-Bay | High-Bay Luminaires for Commercial and Industrial Buildings | Standard | FALSE | [9 empty] | 41726 |  |  | NotYetVerified |  | 3 | 15100 | 102.72 | 147 | 20 | 0.9 | 5000 | 80
P00000T3E | GE Lighting Solutions | ABHG-Series | ABHGx2H581xxxxxxx | Indoor Luminaires | High-Bay | High-Bay Luminaires for Commercial and Industrial Buildings | Standard | FALSE | [9 empty] | 41726 |  |  | NotYetVerified |  | 3 | 14900 | 101.36 | 147 | 20 | 0.9 | 5000 | 80
P00000T3K | GE Lighting Solutions | ABHG-Series | ABHGx2H58Fxxxxxxx | Indoor Luminaires | High-Bay | High-Bay Luminaires for Commercial and Industrial Buildings | Standard | FALSE | [9 empty] | 41726 |  |  | NotYetVerified |  | 3 | 14850 | 101.02 | 147 | 20 | 0.9 | 5000 | 80
P00000T3I | GE Lighting Solutions | ABHG-Series | ABHGx2H588xxxxxxx | Indoor Luminaires | High-Bay | High-Bay Luminaires for Commercial and Industrial Buildings | Standard | FALSE | [9 empty] | 41726 |  |  | NotYetVerified |  | 3 | 14650 | 99.66 | 147 | 20 | 0.9 | 5000 | 80
P00000T3J | GE Lighting Solutions | ABHG-Series | ABHGx2H58Dxxxxxxx | Indoor Luminaires | High-Bay | High-Bay Luminaires for Commercial and Industrial Buildings | Standard | FALSE | [9 empty] | 41726 |  |  | NotYetVerified |  | 3 | 13450 | 91.5 | 147 | 20 | 0.9 | 5000 | 80
P00000T33 | GE Lighting Solutions | ABHG-Series | ABHGx2T584xxxxxxx | Indoor Luminaires | High-Bay | High-Bay Luminaires for Commercial and Industrial Buildings | Standard | FALSE | [9 empty] | 41726 |  |  | NotYetVerified |  | 3 | 11350 | 100.44 | 113 | 20 | 0.9 | 5000 | 80
P00000T32 | GE Lighting Solutions | ABHG-Series | ABHGx2T583xxxxxxx | Indoor Luminaires | High-Bay | High-Bay Luminaires for Commercial and Industrial Buildings | Standard | FALSE | [9 empty] | 41726 |  |  | NotYetVerified |  | 3 | 11350 | 100.44 | 113 | 20 | 0.9 | 5000 | 80
P00000T31 | GE Lighting Solutions | ABHG-Series | ABHGx2T582xxxxxxx | Indoor Luminaires | High-Bay | High-Bay Luminaires for Commercial and Industrial Buildings | Standard | FALSE | [9 empty] | 41726 |  |  | NotYetVerified |  | 3 | 11350 | 100.44 | 113 | 20 | 0.9 | 5000 | 80
P00000T36 | GE Lighting Solutions | ABHG-Series | ABHGx2T58Fxxxxxxx | Indoor Luminaires | High-Bay | High-Bay Luminaires for Commercial and Industrial Buildings | Standard | FALSE | [9 empty] | 41726 |  |  | NotYetVerified |  | 3 | 11150 | 98.67 | 113 | 20 | 0.9 | 5000 | 80
P00000T30 | GE Lighting Solutions | ABHG-Series | ABHGx2T581xxxxxxx | Indoor Luminaires | High-Bay | High-Bay Luminaires for Commercial and Industrial Buildings | Standard | FALSE | [9 empty] | 41726 |  |  | NotYetVerified |  | 3 | 11150 | 98.67 | 113 | 20 | 0.9 | 5000 | 80
P00000T34 | GE Lighting Solutions | ABHG-Series | ABHGx2T588xxxxxxx | Indoor Luminaires | High-Bay | High-Bay Luminaires for Commercial and Industrial Buildings | Standard | FALSE | [9 empty] | 41726 |  |  | NotYetVerified |  | 3 | 11000 | 97.35 | 113 | 20 | 0.9 | 5000 | 80
P00000T35 | GE Lighting Solutions | ABHG-Series | ABHGx2T58Dxxxxxxx | Indoor Luminaires | High-Bay | High-Bay Luminaires for Commercial and Industrial Buildings | Standard | FALSE | [9 empty] | 41726 |  |  | NotYetVerified |  | 3 | 10100 | 89.38 | 113 | 20 | 0.9 | 5000 | 80
P00000T1O | GE Lighting Solutions | ABHG-Series | ABHGx1V582xxxxxxx | Indoor Luminaires | High-Bay | Low-Bay Luminaires for Commercial and Industrial Buildings | Standard | FALSE | [9 empty] | 41726 |  |  | NotYetVerified |  | 3 | 8550 | 99.42 | 86 | 20 | 0.9 | 5000 | 80
P00000T1Q | GE Lighting Solutions | ABHG-Series | ABHGx1V584xxxxxxx | Indoor Luminaires | High-Bay | Low-Bay Luminaires for Commercial and Industrial Buildings | Standard | FALSE | [9 empty] | 41726 |  |  | NotYetVerified |  | 3 | 8500 | 98.84 | 86 | 20 | 0.9 | 5000 | 80
P00000T1P | GE Lighting Solutions | ABHG-Series | ABHGx1V583xxxxxxx | Indoor Luminaires | High-Bay | Low-Bay Luminaires for Commercial and Industrial Buildings | Standard | FALSE | [9 empty] | 41726 |  |  | NotYetVerified |  | 3 | 8500 | 98.84 | 86 | 20 | 0.9 | 5000 | 80
P00000T1T | GE Lighting Solutions | ABHG-Series | ABHGx1V58Fxxxxxxx | Indoor Luminaires | High-Bay | Low-Bay Luminaires for Commercial and Industrial Buildings | Standard | FALSE | [9 empty] | 41726 |  |  | NotYetVerified |  | 3 | 8350 | 97.09 | 86 | 20 | 0.9 | 5000 | 80
P00000T1N | GE Lighting Solutions | ABHG-Series | ABHGx1V581xxxxxxx | Indoor Luminaires | High-Bay | Low-Bay Luminaires for Commercial and Industrial Buildings | Standard | FALSE | [9 empty] | 41726 |  |  | NotYetVerified |  | 3 | 8350 | 97.09 | 86 | 20 | 0.9 | 5000 | 80
P00000T1R | GE Lighting Solutions | ABHG-Series | ABHGx1V588xxxxxxx | Indoor Luminaires | High-Bay | Low-Bay Luminaires for Commercial and Industrial Buildings | Standard | FALSE | [9 empty] | 41726 |  |  | NotYetVerified |  | 3 | 8250 | 95.93 | 86 | 20 | 0.9 | 5000 | 80
P00000T1S | GE Lighting Solutions | ABHG-Series | ABHGx1V58Dxxxxxxx | Indoor Luminaires | High-Bay | Low-Bay Luminaires for Commercial and Industrial Buildings | Standard | FALSE | [9 empty] | 41726 |  |  | NotYetVerified |  | 3 | 7550 | 87.79 | 86 | 20 | 0.9 | 5000 | 80
P00000T4Y | GE Lighting Solutions | ABHG-Series | ABHGx4H572xxxxxxx | Indoor Luminaires | High-Bay | High-Bay Luminaires for Commercial and Industrial Buildings | Standard | FALSE | [9 empty] | 41726 |  |  | NotYetVerified |  | 3 | 33700 | 114.24 | 295 | 20 | 0.9 | 5000 | 70
P00000T50 | GE Lighting Solutions | ABHG-Series | ABHGx4H574xxxxxxx | Indoor Luminaires | High-Bay | High-Bay Luminaires for Commercial and Industrial Buildings | Standard | FALSE | [9 empty] | 41726 |  |  | NotYetVerified |  | 3 | 33600 | 113.9 | 295 | 20 | 0.9 | 5000 | 70
P00000T4Z | GE Lighting Solutions | ABHG-Series | ABHGx4H573xxxxxxx | Indoor Luminaires | High-Bay | High-Bay Luminaires for Commercial and Industrial Buildings | Standard | FALSE | [9 empty] | 41726 |  |  | NotYetVerified |  | 3 | 33600 | 113.9 | 295 | 20 | 0.9 | 5000 | 70
P00000T4X | GE Lighting Solutions | ABHG-Series | ABHGx4H571xxxxxxx | Indoor Luminaires | High-Bay | High-Bay Luminaires for Commercial and Industrial Buildings | Standard | FALSE | [9 empty] | 41726 |  |  | NotYetVerified |  | 3 | 33100 | 112.2 | 295 | 20 | 0.9 | 5000 | 70
P00000T53 | GE Lighting Solutions | ABHG-Series | ABHGx4H57Fxxxxxxx | Indoor Luminaires | High-Bay | High-Bay Luminaires for Commercial and Industrial Buildings | Standard | FALSE | [9 empty] | 41726 |  |  | NotYetVerified |  | 3 | 33000 | 111.86 | 295 | 20 | 0.9 | 5000 | 70
P00000T51 | GE Lighting Solutions | ABHG-Series | ABHGx4H578xxxxxxx | Indoor Luminaires | High-Bay | High-Bay Luminaires for Commercial and Industrial Buildings | Standard | FALSE | [9 empty] | 41726 |  |  | NotYetVerified |  | 3 | 32650 | 110.68 | 295 | 20 | 0.9 | 5000 | 70
P00000T52 | GE Lighting Solutions | ABHG-Series | ABHGx4H57Dxxxxxxx | Indoor Luminaires | High-Bay | High-Bay Luminaires for Commercial and Industrial Buildings | Standard | FALSE | [9 empty] | 41726 |  |  | NotYetVerified |  | 3 | 29950 | 101.53 | 295 | 20 | 0.9 | 5000 | 70
P00000T46 | GE Lighting Solutions | ABHG-Series | ABHGx3H572xxxxxxx | Indoor Luminaires | High-Bay | High-Bay Luminaires for Commercial and Industrial Buildings | Standard | FALSE | [9 empty] | 41726 |  |  | NotYetVerified |  | 3 | 25300 | 112.44 | 225 | 20 | 0.9 | 5000 | 70
P00000T48 | GE Lighting Solutions | ABHG-Series | ABHGx3H574xxxxxxx | Indoor Luminaires | High-Bay | High-Bay Luminaires for Commercial and Industrial Buildings | Standard | FALSE | [9 empty] | 41726 |  |  | NotYetVerified |  | 3 | 25200 | 112 | 225 | 20 | 0.9 | 5000 | 70
P00000T47 | GE Lighting Solutions | ABHG-Series | ABHGx3H573xxxxxxx | Indoor Luminaires | High-Bay | High-Bay Luminaires for Commercial and Industrial Buildings | Standard | FALSE | [9 empty] | 41726 |  |  | NotYetVerified |  | 3 | 25200 | 112 | 225 | 20 | 0.9 | 5000 | 70
P00000T45 | GE Lighting Solutions | ABHG-Series | ABHGx3H571xxxxxxx | Indoor Luminaires | High-Bay | High-Bay Luminaires for Commercial and Industrial Buildings | Standard | FALSE | [9 empty] | 41726 |  |  | NotYetVerified |  | 3 | 24850 | 110.44 | 225 | 20 | 0.9 | 5000 | 70
P00000T4B | GE Lighting Solutions | ABHG-Series | ABHGx3H57Fxxxxxxx | Indoor Luminaires | High-Bay | High-Bay Luminaires for Commercial and Industrial Buildings | Standard | FALSE | [9 empty] | 41726 |  |  | NotYetVerified |  | 3 | 24750 | 110 | 225 | 20 | 0.9 | 5000 | 70
P00000T49 | GE Lighting Solutions | ABHG-Series | ABHGx3H578xxxxxxx | Indoor Luminaires | High-Bay | High-Bay Luminaires for Commercial and Industrial Buildings | Standard | FALSE | [9 empty] | 41726 |  |  | NotYetVerified |  | 3 | 24450 | 108.67 | 225 | 20 | 0.9 | 5000 | 70
P00000T4A | GE Lighting Solutions | ABHG-Series | ABHGx3H57Dxxxxxxx | Indoor Luminaires | High-Bay | High-Bay Luminaires for Commercial and Industrial Buildings | Standard | FALSE | [9 empty] | 41726 |  |  | NotYetVerified |  | 3 | 22450 | 99.78 | 225 | 20 | 0.9 | 5000 | 70
P00000T38 | GE Lighting Solutions | ABHG-Series | ABHGx2H572xxxxxxx | Indoor Luminaires | High-Bay | High-Bay Luminaires for Commercial and Industrial Buildings | Standard | FALSE | [9 empty] | 41726 |  |  | NotYetVerified |  | 3 | 16850 | 114.63 | 147 | 20 | 0.9 | 5000 | 70
P00000T3A | GE Lighting Solutions | ABHG-Series | ABHGx2H574xxxxxxx | Indoor Luminaires | High-Bay | High-Bay Luminaires for Commercial and Industrial Buildings | Standard | FALSE | [9 empty] | 41726 |  |  | NotYetVerified |  | 3 | 16800 | 114.29 | 147 | 20 | 0.9 | 5000 | 70
P00000T39 | GE Lighting Solutions | ABHG-Series | ABHGx2H573xxxxxxx | Indoor Luminaires | High-Bay | High-Bay Luminaires for Commercial and Industrial Buildings | Standard | FALSE | [9 empty] | 41726 |  |  | NotYetVerified |  | 3 | 16800 | 114.29 | 147 | 20 | 0.9 | 5000 | 70
P00000T37 | GE Lighting Solutions | ABHG-Series | ABHGx2H571xxxxxxx | Indoor Luminaires | High-Bay | High-Bay Luminaires for Commercial and Industrial Buildings | Standard | FALSE | [9 empty] | 41726 |  |  | NotYetVerified |  | 3 | 16550 | 112.59 | 147 | 20 | 0.9 | 5000 | 70
P00000T3D | GE Lighting Solutions | ABHG-Series | ABHGx2H57Fxxxxxxx | Indoor Luminaires | High-Bay | High-Bay Luminaires for Commercial and Industrial Buildings | Standard | FALSE | [9 empty] | 41726 |  |  | NotYetVerified |  | 3 | 16500 | 112.24 | 147 | 20 | 0.9 | 5000 | 70
P00000T3B | GE Lighting Solutions | ABHG-Series | ABHGx2H578xxxxxxx | Indoor Luminaires | High-Bay | High-Bay Luminaires for Commercial and Industrial Buildings | Standard | FALSE | [9 empty] | 41726 |  |  | NotYetVerified |  | 3 | 16300 | 110.88 | 147 | 20 | 0.9 | 5000 | 70
P00000T3C | GE Lighting Solutions | ABHG-Series | ABHGx2H57Dxxxxxxx | Indoor Luminaires | High-Bay | High-Bay Luminaires for Commercial and Industrial Buildings | Standard | FALSE | [9 empty] | 41726 |  |  | NotYetVerified |  | 3 | 14950 | 101.7 | 147 | 20 | 0.9 | 5000 | 70
P00000T2U | GE Lighting Solutions | ABHG-Series | ABHGx2T572xxxxxxx | Indoor Luminaires | High-Bay | High-Bay Luminaires for Commercial and Industrial Buildings | Standard | FALSE | [9 empty] | 41726 |  |  | NotYetVerified |  | 3 | 12650 | 111.95 | 113 | 20 | 0.9 | 5000 | 70
P00000T2W | GE Lighting Solutions | ABHG-Series | ABHGx2T574xxxxxxx | Indoor Luminaires | High-Bay | High-Bay Luminaires for Commercial and Industrial Buildings | Standard | FALSE | [9 empty] | 41726 |  |  | NotYetVerified |  | 3 | 12600 | 111.5 | 113 | 20 | 0.9 | 5000 | 70
P00000T2V | GE Lighting Solutions | ABHG-Series | ABHGx2T573xxxxxxx | Indoor Luminaires | High-Bay | High-Bay Luminaires for Commercial and Industrial Buildings | Standard | FALSE | [9 empty] | 41726 |  |  | NotYetVerified |  | 3 | 12600 | 111.5 | 113 | 20 | 0.9 | 5000 | 70
P00000T2Z | GE Lighting Solutions | ABHG-Series | ABHGx2T57Fxxxxxxx | Indoor Luminaires | High-Bay | High-Bay Luminaires for Commercial and Industrial Buildings | Standard | FALSE | [9 empty] | 41726 |  |  | NotYetVerified |  | 3 | 12400 | 109.73 | 113 | 20 | 0.9 | 5000 | 70
P00000T2T | GE Lighting Solutions | ABHG-Series | ABHGx2T571xxxxxxx | Indoor Luminaires | High-Bay | High-Bay Luminaires for Commercial and Industrial Buildings | Standard | FALSE | [9 empty] | 41726 |  |  | NotYetVerified |  | 3 | 12400 | 109.73 | 113 | 20 | 0.9 | 5000 | 70
P00000T2X | GE Lighting Solutions | ABHG-Series | ABHGx2T578xxxxxxx | Indoor Luminaires | High-Bay | High-Bay Luminaires for Commercial and Industrial Buildings | Standard | FALSE | [9 empty] | 41726 |  |  | NotYetVerified |  | 3 | 12250 | 108.41 | 113 | 20 | 0.9 | 5000 | 70
P00000T2Y | GE Lighting Solutions | ABHG-Series | ABHGx2T57Dxxxxxxx | Indoor Luminaires | High-Bay | High-Bay Luminaires for Commercial and Industrial Buildings | Standard | FALSE | [9 empty] | 41726 |  |  | NotYetVerified |  | 3 | 11200 | 99.12 | 113 | 20 | 0.9 | 5000 | 70
P00000T1V | GE Lighting Solutions | ABHG-Series | ABHGx1V572xxxxxxx | Indoor Luminaires | High-Bay | Low-Bay Luminaires for Commercial and Industrial Buildings | Standard | FALSE | [9 empty] | 41726 |  |  | NotYetVerified |  | 3 | 9500 | 110.47 | 86 | 20 | 0.9 | 5000 | 70
P00000T1X | GE Lighting Solutions | ABHG-Series | ABHGx1V574xxxxxxx | Indoor Luminaires | High-Bay | Low-Bay Luminaires for Commercial and Industrial Buildings | Standard | FALSE | [9 empty] | 41726 |  |  | NotYetVerified |  | 3 | 9450 | 109.88 | 86 | 20 | 0.9 | 5000 | 70
P00000T1W | GE Lighting Solutions | ABHG-Series | ABHGx1V573xxxxxxx | Indoor Luminaires | High-Bay | Low-Bay Luminaires for Commercial and Industrial Buildings | Standard | FALSE | [9 empty] | 41726 |  |  | NotYetVerified |  | 3 | 9450 | 109.88 | 86 | 20 | 0.9 | 5000 | 70
P00000T1Z | GE Lighting Solutions | ABHG-Series | ABHGx1V57Fxxxxxxx | Indoor Luminaires | High-Bay | Low-Bay Luminaires for Commercial and Industrial Buildings | Standard | FALSE | [9 empty] | 41726 |  |  | NotYetVerified |  | 3 | 9300 | 108.14 | 86 | 20 | 0.9 | 5000 | 70
P00000T1U | GE Lighting Solutions | ABHG-Series | ABHGx1V571xxxxxxx | Indoor Luminaires | High-Bay | Low-Bay Luminaires for Commercial and Industrial Buildings | Standard | FALSE | [9 empty] | 41726 |  |  | NotYetVerified |  | 3 | 9300 | 108.14 | 86 | 20 | 0.9 | 5000 | 70
P00000T1Y | GE Lighting Solutions | ABHG-Series | ABHGx1V578xxxxxxx | Indoor Luminaires | High-Bay | Low-Bay Luminaires for Commercial and Industrial Buildings | Standard | FALSE | [9 empty] | 41726 |  |  | NotYetVerified |  | 3 | 9200 | 106.98 | 86 | 20 | 0.9 | 5000 | 70
P00000T4D | GE Lighting Solutions | ABHG-Series | ABHGx4H482xxxxxxx | Indoor Luminaires | High-Bay | High-Bay Luminaires for Commercial and Industrial Buildings | Standard | FALSE | [9 empty] | 41726 |  |  | NotYetVerified |  | 3 | 30300 | 102.71 | 295 | 20 | 0.9 | 4000 | 80
P00000T4F | GE Lighting Solutions | ABHG-Series | ABHGx4H484xxxxxxx | Indoor Luminaires | High-Bay | High-Bay Luminaires for Commercial and Industrial Buildings | Standard | FALSE | [9 empty] | 41726 |  |  | NotYetVerified |  | 3 | 30200 | 102.37 | 295 | 20 | 0.9 | 4000 | 80
P00000T4E | GE Lighting Solutions | ABHG-Series | ABHGx4H483xxxxxxx | Indoor Luminaires | High-Bay | High-Bay Luminaires for Commercial and Industrial Buildings | Standard | FALSE | [9 empty] | 41726 |  |  | NotYetVerified |  | 3 | 30200 | 102.37 | 295 | 20 | 0.9 | 4000 | 80
P00000T4C | GE Lighting Solutions | ABHG-Series | ABHGx4H481xxxxxxx | Indoor Luminaires | High-Bay | High-Bay Luminaires for Commercial and Industrial Buildings | Standard | FALSE | [9 empty] | 41726 |  |  | NotYetVerified |  | 3 | 29750 | 100.85 | 295 | 20 | 0.9 | 4000 | 80
P00000T4I | GE Lighting Solutions | ABHG-Series | ABHGx4H48Fxxxxxxx | Indoor Luminaires | High-Bay | High-Bay Luminaires for Commercial and Industrial Buildings | Standard | FALSE | [9 empty] | 41726 |  |  | NotYetVerified |  | 3 | 29650 | 100.51 | 295 | 20 | 0.9 | 4000 | 80
P00000T4G | GE Lighting Solutions | ABHG-Series | ABHGx4H488xxxxxxx | Indoor Luminaires | High-Bay | High-Bay Luminaires for Commercial and Industrial Buildings | Standard | FALSE | [9 empty] | 41726 |  |  | NotYetVerified |  | 3 | 29350 | 99.49 | 295 | 20 | 0.9 | 4000 | 80
P00000T4H | GE Lighting Solutions | ABHG-Series | ABHGx4H48Dxxxxxxx | Indoor Luminaires | High-Bay | High-Bay Luminaires for Commercial and Industrial Buildings | Standard | FALSE | [9 empty] | 41726 |  |  | NotYetVerified |  | 3 | 26900 | 91.19 | 295 | 20 | 0.9 | 4000 | 80
P00000T3M | GE Lighting Solutions | ABHG-Series | ABHGx3H482xxxxxxx | Indoor Luminaires | High-Bay | High-Bay Luminaires for Commercial and Industrial Buildings | Standard | FALSE | [9 empty] | 41726 |  |  | NotYetVerified |  | 3 | 22750 | 101.11 | 225 | 20 | 0.9 | 4000 | 80
P00000T3O | GE Lighting Solutions | ABHG-Series | ABHGx3H484xxxxxxx | Indoor Luminaires | High-Bay | High-Bay Luminaires for Commercial and Industrial Buildings | Standard | FALSE | [9 empty] | 41726 |  |  | NotYetVerified |  | 3 | 22650 | 100.67 | 225 | 20 | 0.9 | 4000 | 80
P00000T3N | GE Lighting Solutions | ABHG-Series | ABHGx3H483xxxxxxx | Indoor Luminaires | High-Bay | High-Bay Luminaires for Commercial and Industrial Buildings | Standard | FALSE | [9 empty] | 41726 |  |  | NotYetVerified |  | 3 | 22650 | 100.67 | 225 | 20 | 0.9 | 4000 | 80
P00000T3L | GE Lighting Solutions | ABHG-Series | ABHGx3H481xxxxxxx | Indoor Luminaires | High-Bay | High-Bay Luminaires for Commercial and Industrial Buildings | Standard | FALSE | [9 empty] | 41726 |  |  | NotYetVerified |  | 3 | 22300 | 99.11 | 225 | 20 | 0.9 | 4000 | 80
P00000T3Q | GE Lighting Solutions | ABHG-Series | ABHGx3H48Fxxxxxxx | Indoor Luminaires | High-Bay | High-Bay Luminaires for Commercial and Industrial Buildings | Standard | FALSE | [9 empty] | 41726 |  |  | NotYetVerified |  | 3 | 22250 | 98.89 | 225 | 20 | 0.9 | 4000 | 80
P00000T3P | GE Lighting Solutions | ABHG-Series | ABHGx3H488xxxxxxx | Indoor Luminaires | High-Bay | High-Bay Luminaires for Commercial and Industrial Buildings | Standard | FALSE | [9 empty] | 41726 |  |  | NotYetVerified |  | 3 | 22000 | 97.78 | 225 | 20 | 0.9 | 4000 | 80
P00000T2N | GE Lighting Solutions | ABHG-Series | ABHGx2H482xxxxxxx | Indoor Luminaires | High-Bay | High-Bay Luminaires for Commercial and Industrial Buildings | Standard | FALSE | [9 empty] | 41726 |  |  | NotYetVerified |  | 3 | 15150 | 103.06 | 147 | 20 | 0.9 | 4000 | 80
P00000T2P | GE Lighting Solutions | ABHG-Series | ABHGx2H484xxxxxxx | Indoor Luminaires | High-Bay | High-Bay Luminaires for Commercial and Industrial Buildings | Standard | FALSE | [9 empty] | 41726 |  |  | NotYetVerified |  | 3 | 15100 | 102.72 | 147 | 20 | 0.9 | 4000 | 80
P00000T2O | GE Lighting Solutions | ABHG-Series | ABHGx2H483xxxxxxx | Indoor Luminaires | High-Bay | High-Bay Luminaires for Commercial and Industrial Buildings | Standard | FALSE | [9 empty] | 41726 |  |  | NotYetVerified |  | 3 | 15100 | 102.72 | 147 | 20 | 0.9 | 4000 | 80
P00000T2M | GE Lighting Solutions | ABHG-Series | ABHGx2H481xxxxxxx | Indoor Luminaires | High-Bay | High-Bay Luminaires for Commercial and Industrial Buildings | Standard | FALSE | [9 empty] | 41726 |  |  | NotYetVerified |  | 3 | 14900 | 101.36 | 147 | 20 | 0.9 | 4000 | 80
P00000T2S | GE Lighting Solutions | ABHG-Series | ABHGx2H48Fxxxxxxx | Indoor Luminaires | High-Bay | High-Bay Luminaires for Commercial and Industrial Buildings | Standard | FALSE | [9 empty] | 41726 |  |  | NotYetVerified |  | 3 | 14850 | 101.02 | 147 | 20 | 0.9 | 4000 | 80
P00000T2Q | GE Lighting Solutions | ABHG-Series | ABHGx2H488xxxxxxx | Indoor Luminaires | High-Bay | High-Bay Luminaires for Commercial and Industrial Buildings | Standard | FALSE | [9 empty] | 41726 |  |  | NotYetVerified |  | 3 | 14650 | 99.66 | 147 | 20 | 0.9 | 4000 | 80
P00000T2R | GE Lighting Solutions | ABHG-Series | ABHGx2H48Dxxxxxxx | Indoor Luminaires | High-Bay | High-Bay Luminaires for Commercial and Industrial Buildings | Standard | FALSE | [9 empty] | 41726 |  |  | NotYetVerified |  | 3 | 13450 | 91.5 | 147 | 20 | 0.9 | 4000 | 80
P00000T2C | GE Lighting Solutions | ABHG-Series | ABHGx2T484xxxxxxx | Indoor Luminaires | High-Bay | High-Bay Luminaires for Commercial and Industrial Buildings | Standard | FALSE | [9 empty] | 41726 |  |  | NotYetVerified |  | 3 | 11350 | 100.44 | 113 | 20 | 0.9 | 4000 | 80
P00000T2B | GE Lighting Solutions | ABHG-Series | ABHGx2T483xxxxxxx | Indoor Luminaires | High-Bay | High-Bay Luminaires for Commercial and Industrial Buildings | Standard | FALSE | [9 empty] | 41726 |  |  | NotYetVerified |  | 3 | 11350 | 100.44 | 113 | 20 | 0.9 | 4000 | 80
P00000T2A | GE Lighting Solutions | ABHG-Series | ABHGx2T482xxxxxxx | Indoor Luminaires | High-Bay | High-Bay Luminaires for Commercial and Industrial Buildings | Standard | FALSE | [9 empty] | 41726 |  |  | NotYetVerified |  | 3 | 11350 | 100.44 | 113 | 20 | 0.9 | 4000 | 80
P00000T29 | GE Lighting Solutions | ABHG-Series | ABHGx2T481xxxxxxx | Indoor Luminaires | High-Bay | High-Bay Luminaires for Commercial and Industrial Buildings | Standard | FALSE | [9 empty] | 41726 |  |  | NotYetVerified |  | 3 | 11150 | 98.67 | 113 | 20 | 0.9 | 4000 | 80
P00000T2E | GE Lighting Solutions | ABHG-Series | ABHGx2T48Fxxxxxxx | Indoor Luminaires | High-Bay | High-Bay Luminaires for Commercial and Industrial Buildings | Standard | FALSE | [9 empty] | 41726 |  |  | NotYetVerified |  | 3 | 11100 | 98.23 | 113 | 20 | 0.9 | 4000 | 80
P00000T2D | GE Lighting Solutions | ABHG-Series | ABHGx2T488xxxxxxx | Indoor Luminaires | High-Bay | High-Bay Luminaires for Commercial and Industrial Buildings | Standard | FALSE | [9 empty] | 41726 |  |  | NotYetVerified |  | 3 | 11000 | 97.35 | 113 | 20 | 0.9 | 4000 | 80
P00000T1D | GE Lighting Solutions | ABHG-Series | ABHGx1V484xxxxxxx | Indoor Luminaires | High-Bay | Low-Bay Luminaires for Commercial and Industrial Buildings | Standard | FALSE | [9 empty] | 41726 |  |  | NotYetVerified |  | 3 | 8500 | 98.84 | 86 | 20 | 0.9 | 4000 | 80
P00000T1C | GE Lighting Solutions | ABHG-Series | ABHGx1V483xxxxxxx | Indoor Luminaires | High-Bay | Low-Bay Luminaires for Commercial and Industrial Buildings | Standard | FALSE | [9 empty] | 41726 |  |  | NotYetVerified |  | 3 | 8500 | 98.84 | 86 | 20 | 0.9 | 4000 | 80
P00000T1B | GE Lighting Solutions | ABHG-Series | ABHGx1V482xxxxxxx | Indoor Luminaires | High-Bay | Low-Bay Luminaires for Commercial and Industrial Buildings | Standard | FALSE | [9 empty] | 41726 |  |  | NotYetVerified |  | 3 | 8500 | 98.84 | 86 | 20 | 0.9 | 4000 | 80
P00000T1F | GE Lighting Solutions | ABHG-Series | ABHGx1V48Fxxxxxxx | Indoor Luminaires | High-Bay | Low-Bay Luminaires for Commercial and Industrial Buildings | Standard | FALSE | [9 empty] | 41726 |  |  | NotYetVerified |  | 3 | 8350 | 97.09 | 86 | 20 | 0.9 | 4000 | 80
P00000T1A | GE Lighting Solutions | ABHG-Series | ABHGx1V481xxxxxxx | Indoor Luminaires | High-Bay | Low-Bay Luminaires for Commercial and Industrial Buildings | Standard | FALSE | [9 empty] | 41726 |  |  | NotYetVerified |  | 3 | 8350 | 97.09 | 86 | 20 | 0.9 | 4000 | 80
P00000T1E | GE Lighting Solutions | ABHG-Series | ABHGx1V488xxxxxxx | Indoor Luminaires | High-Bay | Low-Bay Luminaires for Commercial and Industrial Buildings | Standard | FALSE | [9 empty] | 41726 |  |  | NotYetVerified |  | 3 | 8250 | 95.93 | 86 | 20 | 0.9 | 4000 | 80
P00000T4K | GE Lighting Solutions | ABHG-Series | ABHGx4H472xxxxxxx | Indoor Luminaires | High-Bay | High-Bay Luminaires for Commercial and Industrial Buildings | Standard | FALSE | [9 empty] | 41726 |  |  | NotYetVerified |  | 3 | 32900 | 111.53 | 295 | 20 | 0.9 | 4000 | 70
P00000T4M | GE Lighting Solutions | ABHG-Series | ABHGx4H474xxxxxxx | Indoor Luminaires | High-Bay | High-Bay Luminaires for Commercial and Industrial Buildings | Standard | FALSE | [9 empty] | 41726 |  |  | NotYetVerified |  | 3 | 32800 | 111.19 | 295 | 20 | 0.9 | 4000 | 70
P00000T4L | GE Lighting Solutions | ABHG-Series | ABHGx4H473xxxxxxx | Indoor Luminaires | High-Bay | High-Bay Luminaires for Commercial and Industrial Buildings | Standard | FALSE | [9 empty] | 41726 |  |  | NotYetVerified |  | 3 | 32800 | 111.19 | 295 | 20 | 0.9 | 4000 | 70
P00000T4J | GE Lighting Solutions | ABHG-Series | ABHGx4H471xxxxxxx | Indoor Luminaires | High-Bay | High-Bay Luminaires for Commercial and Industrial Buildings | Standard | FALSE | [9 empty] | 41726 |  |  | NotYetVerified |  | 3 | 32300 | 109.49 | 295 | 20 | 0.9 | 4000 | 70
P00000T4P | GE Lighting Solutions | ABHG-Series | ABHGx4H47Fxxxxxxx | Indoor Luminaires | High-Bay | High-Bay Luminaires for Commercial and Industrial Buildings | Standard | FALSE | [9 empty] | 41726 |  |  | NotYetVerified |  | 3 | 32200 | 109.15 | 295 | 20 | 0.9 | 4000 | 70
P00000T4N | GE Lighting Solutions | ABHG-Series | ABHGx4H478xxxxxxx | Indoor Luminaires | High-Bay | High-Bay Luminaires for Commercial and Industrial Buildings | Standard | FALSE | [9 empty] | 41726 |  |  | NotYetVerified |  | 3 | 31850 | 107.97 | 295 | 20 | 0.9 | 4000 | 70
P00000T4O | GE Lighting Solutions | ABHG-Series | ABHGx4H47Dxxxxxxx | Indoor Luminaires | High-Bay | High-Bay Luminaires for Commercial and Industrial Buildings | Standard | FALSE | [9 empty] | 41726 |  |  | NotYetVerified |  | 3 | 29200 | 98.98 | 295 | 20 | 0.9 | 4000 | 70
P00000T3S | GE Lighting Solutions | ABHG-Series | ABHGx3H472xxxxxxx | Indoor Luminaires | High-Bay | High-Bay Luminaires for Commercial and Industrial Buildings | Standard | FALSE | [9 empty] | 41726 |  |  | NotYetVerified |  | 3 | 24700 | 109.78 | 225 | 20 | 0.9 | 4000 | 70
P00000T3U | GE Lighting Solutions | ABHG-Series | ABHGx3H474xxxxxxx | Indoor Luminaires | High-Bay | High-Bay Luminaires for Commercial and Industrial Buildings | Standard | FALSE | [9 empty] | 41726 |  |  | NotYetVerified |  | 3 | 24600 | 109.33 | 225 | 20 | 0.9 | 4000 | 70
P00000T3T | GE Lighting Solutions | ABHG-Series | ABHGx3H473xxxxxxx | Indoor Luminaires | High-Bay | High-Bay Luminaires for Commercial and Industrial Buildings | Standard | FALSE | [9 empty] | 41726 |  |  | NotYetVerified |  | 3 | 24600 | 109.33 | 225 | 20 | 0.9 | 4000 | 70
P00000T3R | GE Lighting Solutions | ABHG-Series | ABHGx3H471xxxxxxx | Indoor Luminaires | High-Bay | High-Bay Luminaires for Commercial and Industrial Buildings | Standard | FALSE | [9 empty] | 41726 |  |  | NotYetVerified |  | 3 | 24250 | 107.78 | 225 | 20 | 0.9 | 4000 | 70
P00000T3X | GE Lighting Solutions | ABHG-Series | ABHGx3H47Fxxxxxxx | Indoor Luminaires | High-Bay | High-Bay Luminaires for Commercial and Industrial Buildings | Standard | FALSE | [9 empty] | 41726 |  |  | NotYetVerified |  | 3 | 24150 | 107.33 | 225 | 20 | 0.9 | 4000 | 70
P00000T3V | GE Lighting Solutions | ABHG-Series | ABHGx3H478xxxxxxx | Indoor Luminaires | High-Bay | High-Bay Luminaires for Commercial and Industrial Buildings | Standard | FALSE | [9 empty] | 41726 |  |  | NotYetVerified |  | 3 | 23900 | 106.22 | 225 | 20 | 0.9 | 4000 | 70
P00000T3W | GE Lighting Solutions | ABHG-Series | ABHGx3H47Dxxxxxxx | Indoor Luminaires | High-Bay | High-Bay Luminaires for Commercial and Industrial Buildings | Standard | FALSE | [9 empty] | 41726 |  |  | NotYetVerified |  | 3 | 21900 | 97.33 | 225 | 20 | 0.9 | 4000 | 70
P00000T2G | GE Lighting Solutions | ABHG-Series | ABHGx2H472xxxxxxx | Indoor Luminaires | High-Bay | High-Bay Luminaires for Commercial and Industrial Buildings | Standard | FALSE | [9 empty] | 41726 |  |  | NotYetVerified |  | 3 | 16450 | 111.9 | 147 | 20 | 0.9 | 4000 | 70
P00000T2I | GE Lighting Solutions | ABHG-Series | ABHGx2H474xxxxxxx | Indoor Luminaires | High-Bay | High-Bay Luminaires for Commercial and Industrial Buildings | Standard | FALSE | [9 empty] | 41726 |  |  | NotYetVerified |  | 3 | 16400 | 111.56 | 147 | 20 | 0.9 | 4000 | 70
P00000T2H | GE Lighting Solutions | ABHG-Series | ABHGx2H473xxxxxxx | Indoor Luminaires | High-Bay | High-Bay Luminaires for Commercial and Industrial Buildings | Standard | FALSE | [9 empty] | 41726 |  |  | NotYetVerified |  | 3 | 16400 | 111.56 | 147 | 20 | 0.9 | 4000 | 70
P00000T2F | GE Lighting Solutions | ABHG-Series | ABHGx2H471xxxxxxx | Indoor Luminaires | High-Bay | High-Bay Luminaires for Commercial and Industrial Buildings | Standard | FALSE | [9 empty] | 41726 |  |  | NotYetVerified |  | 3 | 16150 | 109.86 | 147 | 20 | 0.9 | 4000 | 70
P00000T2L | GE Lighting Solutions | ABHG-Series | ABHGx2H47Fxxxxxxx | Indoor Luminaires | High-Bay | High-Bay Luminaires for Commercial and Industrial Buildings | Standard | FALSE | [9 empty] | 41726 |  |  | NotYetVerified |  | 3 | 16100 | 109.52 | 147 | 20 | 0.9 | 4000 | 70
P00000T2J | GE Lighting Solutions | ABHG-Series | ABHGx2H478xxxxxxx | Indoor Luminaires | High-Bay | High-Bay Luminaires for Commercial and Industrial Buildings | Standard | FALSE | [9 empty] | 41726 |  |  | NotYetVerified |  | 3 | 15900 | 108.16 | 147 | 20 | 0.9 | 4000 | 70
P00000T2K | GE Lighting Solutions | ABHG-Series | ABHGx2H47Dxxxxxxx | Indoor Luminaires | High-Bay | High-Bay Luminaires for Commercial and Industrial Buildings | Standard | FALSE | [9 empty] | 41726 |  |  | NotYetVerified |  | 3 | 14600 | 99.32 | 147 | 20 | 0.9 | 4000 | 70
P00000T23 | GE Lighting Solutions | ABHG-Series | ABHGx2T472xxxxxxx | Indoor Luminaires | High-Bay | High-Bay Luminaires for Commercial and Industrial Buildings | Standard | FALSE | [9 empty] | 41726 |  |  | NotYetVerified |  | 3 | 12350 | 109.29 | 113 | 20 | 0.9 | 4000 | 70
P00000T25 | GE Lighting Solutions | ABHG-Series | ABHGx2T474xxxxxxx | Indoor Luminaires | High-Bay | High-Bay Luminaires for Commercial and Industrial Buildings | Standard | FALSE | [9 empty] | 41726 |  |  | NotYetVerified |  | 3 | 12300 | 108.85 | 113 | 20 | 0.9 | 4000 | 70
P00000T24 | GE Lighting Solutions | ABHG-Series | ABHGx2T473xxxxxxx | Indoor Luminaires | High-Bay | High-Bay Luminaires for Commercial and Industrial Buildings | Standard | FALSE | [9 empty] | 41726 |  |  | NotYetVerified |  | 3 | 12300 | 108.85 | 113 | 20 | 0.9 | 4000 | 70
P00000T28 | GE Lighting Solutions | ABHG-Series | ABHGx2T47Fxxxxxxx | Indoor Luminaires | High-Bay | High-Bay Luminaires for Commercial and Industrial Buildings | Standard | FALSE | [9 empty] | 41726 |  |  | NotYetVerified |  | 3 | 12100 | 107.08 | 113 | 20 | 0.9 | 4000 | 70
P00000T22 | GE Lighting Solutions | ABHG-Series | ABHGx2T471xxxxxxx | Indoor Luminaires | High-Bay | High-Bay Luminaires for Commercial and Industrial Buildings | Standard | FALSE | [9 empty] | 41726 |  |  | NotYetVerified |  | 3 | 12100 | 107.08 | 113 | 20 | 0.9 | 4000 | 70
P00000T26 | GE Lighting Solutions | ABHG-Series | ABHGx2T478xxxxxxx | Indoor Luminaires | High-Bay | High-Bay Luminaires for Commercial and Industrial Buildings | Standard | FALSE | [9 empty] | 41726 |  |  | NotYetVerified |  | 3 | 11950 | 105.75 | 113 | 20 | 0.9 | 4000 | 70
P00000T27 | GE Lighting Solutions | ABHG-Series | ABHGx2T47Dxxxxxxx | Indoor Luminaires | High-Bay | High-Bay Luminaires for Commercial and Industrial Buildings | Standard | FALSE | [9 empty] | 41726 |  |  | NotYetVerified |  | 3 | 10950 | 96.9 | 113 | 20 | 0.9 | 4000 | 70
P00000T1J | GE Lighting Solutions | ABHG-Series | ABHGx1V474xxxxxxx | Indoor Luminaires | High-Bay | Low-Bay Luminaires for Commercial and Industrial Buildings | Standard | FALSE | [9 empty] | 41726 |  |  | NotYetVerified |  | 3 | 9250 | 107.56 | 86 | 20 | 0.9 | 4000 | 70
P00000T1I | GE Lighting Solutions | ABHG-Series | ABHGx1V473xxxxxxx | Indoor Luminaires | High-Bay | Low-Bay Luminaires for Commercial and Industrial Buildings | Standard | FALSE | [9 empty] | 41726 |  |  | NotYetVerified |  | 3 | 9250 | 107.56 | 86 | 20 | 0.9 | 4000 | 70
P00000T1H | GE Lighting Solutions | ABHG-Series | ABHGx1V472xxxxxxx | Indoor Luminaires | High-Bay | Low-Bay Luminaires for Commercial and Industrial Buildings | Standard | FALSE | [9 empty] | 41726 |  |  | NotYetVerified |  | 3 | 9250 | 107.56 | 86 | 20 | 0.9 | 4000 | 70
P00000T1G | GE Lighting Solutions | ABHG-Series | ABHGx1V471xxxxxxx | Indoor Luminaires | High-Bay | Low-Bay Luminaires for Commercial and Industrial Buildings | Standard | FALSE | [9 empty] | 41726 |  |  | NotYetVerified |  | 3 | 9100 | 105.81 | 86 | 20 | 0.9 | 4000 | 70
P00000T1M | GE Lighting Solutions | ABHG-Series | ABHGx1V47Fxxxxxxx | Indoor Luminaires | High-Bay | Low-Bay Luminaires for Commercial and Industrial Buildings | Standard | FALSE | [9 empty] | 41726 |  |  | NotYetVerified |  | 3 | 9050 | 105.23 | 86 | 20 | 0.9 | 4000 | 70
P00000T1K | GE Lighting Solutions | ABHG-Series | ABHGx1V478xxxxxxx | Indoor Luminaires | High-Bay | Low-Bay Luminaires for Commercial and Industrial Buildings | Standard | FALSE | [9 empty] | 41726 |  |  | NotYetVerified |  | 3 | 8950 | 104.07 | 86 | 20 | 0.9 | 4000 | 70
P00000T1L | GE Lighting Solutions | ABHG-Series | ABHGx1V47Dxxxxxxx | Indoor Luminaires | High-Bay | Low-Bay Luminaires for Commercial and Industrial Buildings | Standard | FALSE | [9 empty] | 41726 |  |  | NotYetVerified |  | 3 | 8200 | 95.35 | 86 | 20 | 0.9 | 4000 | 70
P00001GBX | Elecluz Industrial Co. | deledz | LEB160P(5700K) | Indoor Luminaires | High-Bay | High-Bay Luminaires for Commercial and Industrial Buildings | Standard | FALSE | [9 empty] | 41726 |  |  | NotYetVerified |  | 3 | 13600 | 85 | 160 | 15 | 0.9 | 5700 | 80
P00001GBW | Elecluz Industrial Co. | deledz | LEB160P(5000K) | Indoor Luminaires | High-Bay | High-Bay Luminaires for Commercial and Industrial Buildings | Standard | FALSE | [9 empty] | 41726 |  |  | NotYetVerified |  | 3 | 13600 | 85 | 160 | 15 | 0.9 | 5000 | 80
P00001GBV | Elecluz Industrial Co. | deledz | LEB160P(4500K) | Indoor Luminaires | High-Bay | High-Bay Luminaires for Commercial and Industrial Buildings | Standard | FALSE | [9 empty] | 41726 |  |  | NotYetVerified |  | 3 | 13600 | 85 | 160 | 15 | 0.9 | 4500 | 80
P00001GBU | Elecluz Industrial Co. | deledz | LEB160P(4000K) | Indoor Luminaires | High-Bay | High-Bay Luminaires for Commercial and Industrial Buildings | Standard | FALSE | [9 empty] | 41726 |  |  | NotYetVerified |  | 3 | 13600 | 85 | 160 | 15 | 0.9 | 4000 | 80
P00001GBT | Elecluz Industrial Co. | deledz | LEB160P(3500K) | Indoor Luminaires | High-Bay | High-Bay Luminaires for Commercial and Industrial Buildings | Standard | FALSE | [9 empty] | 41726 |  |  | NotYetVerified |  | 3 | 13600 | 85 | 160 | 15 | 0.9 | 3500 | 80
P00000Q8N | Digital Lumens | Digital Lumens | DLE-24-HV-N-75[0 or 2]-[0 to 21] | Indoor Luminaires | High-Bay | High-Bay Luminaires for Commercial and Industrial Buildings | Standard | TRUE | 23540 | 98.26 | 239.57 | 20.54 | 0.9743 | 4869 | 71.4 | 5 | 54000 | 41724 |  |  | NotYetVerified | Only qualified at 0° mounting | 3 | 24000 | 100 | 240 | 18.88 | 0.9 | 5000 | 70
P000012ER | Orion Energy Systems Inc | Orion | AG173WLED50XYZ | Indoor Luminaires | High-Bay | High-Bay Luminaires for Commercial and Industrial Buildings | Standard | TRUE | 15510 | 87.4 | 177.6 | 9.45 | 0.963 | 5166 | 76.5 | 5 |  | 41724 |  |  | NotYetVerified |  | 3 | 15510 | 87.4 | 177.6 | 6.9 | 0.998 | 5166 | 76.5
P000012EQ | Orion Energy Systems Inc | Orion | AG123WLED50XYZ | Indoor Luminaires | High-Bay | High-Bay Luminaires for Commercial and Industrial Buildings | Standard | TRUE | 12160 | 97.3 | 125 | 9.82 | 0.933 | 5144 | 76.4 | 5 |  | 41724 |  |  | NotYetVerified |  | 3 | 12169 | 97.3 | 125 | 7.85 | 0.996 | 5144 | 76.4
P00000QYI | Energreentechnologies | EnerGreen | EGT-HB-150W-347-480-5K | Indoor Luminaires | High-Bay | High-Bay Luminaires for Commercial and Industrial Buildings | Standard | TRUE | 16268 | 79.01 | 205.89 | 15.29 | 0.982 | 4929 | 78 | 5 | 36300 | 41722 |  |  | NotYetVerified |  | 3 | 17000 | 80 | 200 |  | 0.95 | 5000 | 80
P00000QYJ | Energreentechnologies | EnerGreen | EGT-HB-200W-347-480-5K | Indoor Luminaires | High-Bay | High-Bay Luminaires for Commercial and Industrial Buildings | Standard | TRUE | 12948 | 86.36 | 149.9 | 15.4 | 0.9749 | 5386 | 75 | 5 | 50000 | 41722 |  |  | NotYetVerified |  | 3 | 13000 | 82 | 158 |  | 0.95 | 5000 | 80
P00000Q5J | Dialight | Durosite | HBGCVZCB | Indoor Luminaires | High-Bay | High-Bay Luminaires for Commercial and Industrial Buildings | Standard | TRUE | 16820 | 93.03 | 180.8 | 8.92 | 0.956 | 4901 | 71.9 | 5 | 50000 | 41722 |  |  | NotYetVerified |  | 3 | 16820 | 93 | 180 | 8.92 | 0.956 | 5000 | 72
P00001J5Z | MC LED LLC | MC LED LLC | MC-HB03-150W-277-4.7K | Indoor Luminaires | High-Bay | High-Bay Luminaires for Commercial and Industrial Buildings | Standard | TRUE | 12302 | 81.19 | 151.52 | 10.13 | 0.952 | 4905 | 80 | 5 | 50000 | 41722 |  |  | NotYetVerified |  | 3 |  |  | 150 |  |  | 4700
P00001J6L | Edison opto Corporation | Edison | 7HB0303306880001 | Indoor Luminaires | High-Bay | High-Bay Luminaires for Commercial and Industrial Buildings | Standard | TRUE | 10797.08 | 80.09 | 134.8 | 13.73 | 0.945 | 3120 | 81.5 | 5 | 50000 | 41722 |  |  | NotYetVerified |  | 3 | 10800 | 80 | 134.8 | 13.73 | 0.945 | 3000 | 82
P00001ERD | Aleddra Inc. | Aleddra | AHB-IS270-W200 | Indoor Luminaires | High-Bay | High-Bay Luminaires for Commercial and Industrial Buildings | Standard | TRUE | 16069 | 86.3 | 186.19 | 12.2 | 0.935 | 5500 | 75 | 5 | 35000 | 41722 |  |  | NotYetVerified |  | 3 | 15895 |  | 187 |  | 0.93 | 5700 | 70
P00001ERC | Aleddra Inc. | Aleddra | AHB-IS270-W170 | Indoor Luminaires | High-Bay | High-Bay Luminaires for Commercial and Industrial Buildings | Standard | TRUE | 14137 | 82.89 | 170.56 | 12.9 | 0.923 | 5518 | 74 | 5 | 35000 | 41722 |  |  | NotYetVerified |  | 3 | 13940 |  | 170 |  | 0.93 | 5700 | 70
P00001ERB | Aleddra Inc. | Aleddra | AHB-IS270-W130 | Indoor Luminaires | High-Bay | High-Bay Luminaires for Commercial and Industrial Buildings | Standard | TRUE | 10913 | 81.23 | 134.35 | 18.2 | 0.899 | 5634 | 76 | 5 | 35000 | 41722 |  |  | NotYetVerified |  | 3 | 10660 |  | 130 |  | 0.93 | 5700 | 70
P00001J6O | Edison opto Corporation | Edison | 7HB0303576870001 | Indoor Luminaires | High-Bay | High-Bay Luminaires for Commercial and Industrial Buildings | Standard | FALSE | [9 empty] | 41722 |  |  | NotYetVerified |  | 3 | 14740 | 109.07 | 135 |  |  | 5700 | 82
P00001J6N | Edison opto Corporation | Edison | 7HB0303506880001 | Indoor Luminaires | High-Bay | High-Bay Luminaires for Commercial and Industrial Buildings | Standard | FALSE | [9 empty] | 41722 |  |  | NotYetVerified |  | 3 | 12789 | 91.48 | 140 |  |  | 5000 | 82
P00001J6M | Edison opto Corporation | Edison | 7HB0303406880001 | Indoor Luminaires | High-Bay | High-Bay Luminaires for Commercial and Industrial Buildings | Standard | FALSE | [9 empty] | 41722 |  |  | NotYetVerified |  | 3 | 12575 | 89.43 | 135 |  |  | 4000 | 81.5
P00001IXE | Shenzhen Zoweer Optoelectronic Technology Co. Ltd. | Zoweer | ZR-HBL-150W35SS | Indoor Luminaires | High-Bay | High-Bay Luminaires for Commercial and Industrial Buildings | Standard | TRUE | 12162 | 80.25 | 151.6 | 13.4 | 0.92 | 3883 | 82 | 5 | 35000 | 41718 |  |  | NotYetVerified |  | 3 | 12750 | 80 | 150 |  | 0.95 | 4000 | 80
P00001IXC | Shenzhen Zoweer Optoelectronic Technology Co. Ltd. | Zoweer | ZR-HBL-200W35SS | Indoor Luminaires | High-Bay | High-Bay Luminaires for Commercial and Industrial Buildings | Standard | TRUE | 15698 | 77.76 | 201.9 | 23.8 | 0.9 | 3950 | 82.2 | 5 | 35000 | 41718 |  |  | NotYetVerified |  | 3 | 17000 | 80 | 200 |  | 0.95 | 4000 | 80
P00001IXD | Shenzhen Zoweer Optoelectronic Technology Co. Ltd. | Zoweer | ZR-HBL-200W35SSC | Indoor Luminaires | High-Bay | High-Bay Luminaires for Commercial and Industrial Buildings | Standard | FALSE | [9 empty] | 41718 |  |  | NotYetVerified |  | 3 | 17000 | 80 | 200 |  | 0.95 | 5700 | 80
P00001IXF | Shenzhen Zoweer Optoelectronic Technology Co. Ltd. | Zoweer | ZR-HBL-150W35SSC | Indoor Luminaires | High-Bay | High-Bay Luminaires for Commercial and Industrial Buildings | Standard | FALSE | [9 empty] | 41718 |  |  | NotYetVerified |  | 3 | 12750 | 80 | 150 |  | 0.95 | 5700 | 80
P00001DYR | XtraLight Manufacturing Ltd. | XtraLight | LHPLED206140X5AUINXXWGXXWPP | Indoor Luminaires | High-Bay | High-Bay Luminaires for Commercial and Industrial Buildings | Standard | TRUE | 11995 | 87.2 | 137.65 | 9.26 | 0.9466 | 5601 | 70.87 | 5 | 100000 | 41717 |  |  | NotYetVerified |  | 3 | 12456 | 90 | 138 |  |  | 5200
P00001IXA | Shenzhen Zoweer Optoelectronic Technology Co. Ltd. | Zoweer | ZR-HBL-100W35SS | Indoor Luminaires | High-Bay | Low-Bay Luminaires for Commercial and Industrial Buildings | Standard | TRUE | 8160 | 82.4 | 99.1 | 15.2 | 0.92 | 4149 | 82.7 | 5 | 35000 | 41717 |  |  | NotYetVerified |  | 3 | 8500 | 80 | 100 |  | 0.95 | 4000 | 80
P00001B41 | Texas Fluorescents | CIT48L | CIT48LRF84W8000LDMV40K | Indoor Luminaires | High-Bay | Low-Bay Luminaires for Commercial and Industrial Buildings | Standard | TRUE | 8110 | 96.79 | 83.792 | 19.261 | 0.9167 | 4110 | 82.76 | 5 | 35000 | 41717 |  |  | NotYetVerified |  | 3 | 8100 | 95 | 84 |  | 0.9 | 4000 | 82
P00001B42 | Texas Fluorescents | CIT48L | CIT48LFR84W8000LDMV40K | Indoor Luminaires | High-Bay | Low-Bay Luminaires for Commercial and Industrial Buildings | Standard | TRUE | 8710 | 103.82 | 83.892 | 19.26 | 0.9167 | 4091 | 82.51 | 5 | 35000 | 41717 |  |  | NotYetVerified |  | 3 | 8700 | 103 | 84 |  | 0.9 | 4000 | 82
P00000YRM | LED International Lighting Inc. | LED International Lighting | CH2L-UNV | Indoor Luminaires | High-Bay | High-Bay Luminaires for Commercial and Industrial Buildings | Standard | TRUE | 10845 | 86.32 | 125.64 | 16.43 | 0.874 | 4954 | 70.8 | 5 | 50000 | 41717 |  |  | NotYetVerified |  | 3 | 11110 | 87 | 126 |  |  | 5000 | 70
P00001IXB | Shenzhen Zoweer Optoelectronic Technology Co. Ltd. | Zoweer | ZR-HBL-100W35SSC | Indoor Luminaires | High-Bay | Low-Bay Luminaires for Commercial and Industrial Buildings | Standard | FALSE | [9 empty] | 41717 |  |  | NotYetVerified |  | 3 | 8500 | 80 | 100 |  | 0.95 | 5700 | 80
P0000199I | SIMKAR Corporation | SMT | SMTWR33050U1 | Indoor Luminaires | High-Bay | High-Bay Luminaires for Commercial and Industrial Buildings | Standard | TRUE | 31320 | 98.4 | 318.3 | 16.1 | 0.931 | 5577 | 86.4 | 5 | 80000 | 41716 |  |  | NotYetVerified |  | 3 | 28800 | 87.3 | 330 |  | 0.9 | 5000 | 80
P0000199G | SIMKAR Corporation | SMT | SMTWR17050U1 | Indoor Luminaires | High-Bay | High-Bay Luminaires for Commercial and Industrial Buildings | Standard | TRUE | 14523 | 87.1 | 166.8 | 16.1 | 0.931 | 5577 | 86.4 | 5 | 80000 | 41716 |  |  | NotYetVerified |  | 3 | 14500 | 85.3 | 170 |  | 0.9 | 5000 | 80
P0000199J | SIMKAR Corporation | SMT | SMTM433050U1 | Indoor Luminaires | High-Bay | High-Bay Luminaires for Commercial and Industrial Buildings | Standard | FALSE | [9 empty] | 41716 |  |  | NotYetVerified |  | 3 | 29600 | 89.7 | 330 |  | 0.9 | 5000 | 80
P0000199H | SIMKAR Corporation | SMT | SMTM417050U1 | Indoor Luminaires | High-Bay | High-Bay Luminaires for Commercial and Industrial Buildings | Standard | FALSE | [9 empty] | 41716 |  |  | NotYetVerified |  | 3 | 14780 | 87 | 170 |  | 0.9 | 5000 | 80
P0000190I | SHENZHEN FUDAKIN DISPLAY LIGHTING CO. LTD. | FUDAKIN | FDK-HBA-200-B | Indoor Luminaires | High-Bay | High-Bay Luminaires for Commercial and Industrial Buildings | Standard | TRUE | 15998.93 | 83.16 | 191.7 | 9.89 | 0.979 | 5220 | 79.9 | 5 | 35000 | 41715 |  |  | NotYetVerified |  | 3 | 16000 |  | 200 |  | 0.9 | 5000 | 75
P00001J4V | Energy Efficient Lighting Co. Ltd. | EEL | HB80LED08-120M (4000K) | Indoor Luminaires | High-Bay | High-Bay Luminaires for Commercial and Industrial Buildings | Standard | TRUE | 9168 | 109 | 84.1 | 7.2 | 0.959 | 4066 | 74.2 | 5 | 35000 | 41710 |  |  | No |  | 3 | 10000 | 102 | 98 | 16.7 | 0.887 | 4000 | 83
P00001J4U | Energy Efficient Lighting Co. Ltd. | EEL | HB80LED08-347 (4000K) | Indoor Luminaires | High-Bay | High-Bay Luminaires for Commercial and Industrial Buildings | Standard | TRUE | 9161 | 110.5 | 82.9 | 8.4 | 0.931 | 4063 | 74.17 | 5 | 35000 | 41710 |  |  | No |  | 3 | 10000 | 102 | 98 | 7.79 | 0.9557 | 4000 | 83
P000016NT | POSCOLED Co. LTD | Econuri | PHBCHA15N2C0A | Indoor Luminaires | High-Bay | High-Bay Luminaires for Commercial and Industrial Buildings | Standard | FALSE | [9 empty] | 41710 |  |  | NotYetVerified |  | 3 | 11500 | 95 | 115 |  | 0.9 | 4500 | 80
P000016NS | POSCOLED Co. LTD | Econuri | PHBCHA15N1C0A | Indoor Luminaires | High-Bay | High-Bay Luminaires for Commercial and Industrial Buildings | Standard | FALSE | [9 empty] | 41710 |  |  | NotYetVerified |  | 3 | 11500 | 95 | 115 |  | 0.9 | 4000 | 80
P00001J4X | Energy Efficient Lighting Co. Ltd. | EEL | HB16LED16-347 (4000K) | Indoor Luminaires | High-Bay | High-Bay Luminaires for Commercial and Industrial Buildings | Standard | FALSE | [9 empty] | 41710 |  |  | No |  | 3 | 17600 | 102 | 166 | 12.9 | 0.907 | 4000 | 83
P00001J4W | Energy Efficient Lighting Co. Ltd. | EEL | HB16LED16-120M (4000K) | Indoor Luminaires | High-Bay | High-Bay Luminaires for Commercial and Industrial Buildings | Standard | FALSE | [9 empty] | 41710 |  |  | No |  | 3 | 17600 | 102 | 166 | 6.03 | 0.976 | 4000 | 83
P0000039W | Acuity Brands Lighting | Holophane | HPLED 84 700 5K AS XX XX X L5 | Indoor Luminaires | High-Bay | High-Bay Luminaires for Commercial and Industrial Buildings | Standard | FALSE | [9 empty] | 41710 | Not Yet Verified | Not Yet Verified | NotYetVerified |  | 3 | 18104 | 93 | 195 |  |  | 5000 | 70
P0000039U | Acuity Brands Lighting | Holophane | HPLED 70 700 5K AS XX XX X L5 | Indoor Luminaires | High-Bay | High-Bay Luminaires for Commercial and Industrial Buildings | Standard | FALSE | [9 empty] | 41710 | Not Yet Verified | Not Yet Verified | NotYetVerified |  | 3 | 15159 | 92 | 165 |  |  | 5000 | 70
P0000039S | Acuity Brands Lighting | Holophane | HPLED 56 700 5K AS XX XX X L5 | Indoor Luminaires | High-Bay | High-Bay Luminaires for Commercial and Industrial Buildings | Standard | FALSE | [9 empty] | 41710 | Not Yet Verified | Not Yet Verified | NotYetVerified |  | 3 | 12104 | 94 | 129 |  |  | 5000 | 70
P000003A1 | Acuity Brands Lighting | Holophane | HPLED 42 700 5K AS XX XX X L5 | Indoor Luminaires | High-Bay | Low-Bay Luminaires for Commercial and Industrial Buildings | Standard | FALSE | [9 empty] | 41710 | Not Yet Verified | Not Yet Verified | NotYetVerified |  | 3 | 9433 | 96 | 98 |  |  | 5000 | 70
P000003A2 | Acuity Brands Lighting | Holophane | HPLED 42 700 5K AS XX XX X L5H | Indoor Luminaires | High-Bay | Low-Bay Luminaires for Commercial and Industrial Buildings | Standard | FALSE | [9 empty] | 41710 | Not Yet Verified | Not Yet Verified | NotYetVerified |  | 3 | 8046 | 82 | 98 |  |  | 5000 | 70
P000003A0 | Acuity Brands Lighting | Holophane | HPLED 42 700 5K AS XX XX X L1 | Indoor Luminaires | High-Bay | Low-Bay Luminaires for Commercial and Industrial Buildings | Standard | FALSE | [9 empty] | 41710 | Not Yet Verified | Not Yet Verified | NotYetVerified |  | 3 | 7785 | 79 | 98 |  |  | 5000 | 70
P000003AB | Acuity Brands Lighting | Holophane | HPLED 42 530 5K AS XX XX X L5 | Indoor Luminaires | High-Bay | Low-Bay Luminaires for Commercial and Industrial Buildings | Standard | FALSE | [9 empty] | 41710 | Not Yet Verified | Not Yet Verified | NotYetVerified |  | 3 | 7508 | 101 | 74 |  |  | 5000 | 70
P000003AC | Acuity Brands Lighting | Holophane | HPLED 42 530 5K AS XX XX X L5H | Indoor Luminaires | High-Bay | Low-Bay Luminaires for Commercial and Industrial Buildings | Standard | FALSE | [9 empty] | 41710 | Not Yet Verified | Not Yet Verified | NotYetVerified |  | 3 | 6404 | 87 | 74 |  |  | 5000 | 70
P000003AA | Acuity Brands Lighting | Holophane | HPLED 42 530 5K AS XX XX X L1 | Indoor Luminaires | High-Bay | Low-Bay Luminaires for Commercial and Industrial Buildings | Standard | FALSE | [9 empty] | 41710 | Not Yet Verified | Not Yet Verified | NotYetVerified |  | 3 | 6196 | 84 | 74 |  |  | 5000 | 70
P000003A5 | Acuity Brands Lighting | Holophane | HPLED 42 350 5K AS XX XX X L5 | Indoor Luminaires | High-Bay | Low-Bay Luminaires for Commercial and Industrial Buildings | Standard | FALSE | [9 empty] | 41710 | Not Yet Verified | Not Yet Verified | NotYetVerified |  | 3 | 5330 | 107 | 50 |  |  | 5000 | 70
P000003A6 | Acuity Brands Lighting | Holophane | HPLED 42 350 5K AS XX XX X L5H | Indoor Luminaires | High-Bay | Low-Bay Luminaires for Commercial and Industrial Buildings | Standard | FALSE | [9 empty] | 41710 | Not Yet Verified | Not Yet Verified | NotYetVerified |  | 3 | 4546 | 91 | 50 |  |  | 5000 | 70
P000003A4 | Acuity Brands Lighting | Holophane | HPLED 42 350 5K AS XX XX X L1 | Indoor Luminaires | High-Bay | Low-Bay Luminaires for Commercial and Industrial Buildings | Standard | FALSE | [9 empty] | 41710 | Not Yet Verified | Not Yet Verified | NotYetVerified |  | 3 | 4397 | 88 | 50 |  |  | 5000 | 70
P0000039V | Acuity Brands Lighting | Holophane | HPLED 84 700 4K AS XX XX X L5 | Indoor Luminaires | High-Bay | High-Bay Luminaires for Commercial and Industrial Buildings | Standard | FALSE | [9 empty] | 41710 | Not Yet Verified | Not Yet Verified | NotYetVerified |  | 3 | 17301 | 89 | 195 |  |  | 4000 | 70
P0000039T | Acuity Brands Lighting | Holophane | HPLED 70 700 4K AS XX XX X L5 | Indoor Luminaires | High-Bay | High-Bay Luminaires for Commercial and Industrial Buildings | Standard | FALSE | [9 empty] | 41710 | Not Yet Verified | Not Yet Verified | NotYetVerified |  | 3 | 14486 | 88 | 165 |  |  | 4000 | 70
P0000039R | Acuity Brands Lighting | Holophane | HPLED 56 700 4K AS XX XX X L5 | Indoor Luminaires | High-Bay | High-Bay Luminaires for Commercial and Industrial Buildings | Standard | FALSE | [9 empty] | 41710 | Not Yet Verified | Not Yet Verified | NotYetVerified |  | 3 | 11567 | 90 | 129 |  |  | 4000 | 70
P0000039Y | Acuity Brands Lighting | Holophane | HPLED 42 700 4K AS XX XX X L5 | Indoor Luminaires | High-Bay | Low-Bay Luminaires for Commercial and Industrial Buildings | Standard | FALSE | [9 empty] | 41710 | Not Yet Verified | Not Yet Verified | NotYetVerified |  | 3 | 9014 | 92 | 98 |  |  | 4000 | 70
P0000039Z | Acuity Brands Lighting | Holophane | HPLED 42 700 4K AS XX XX X L5H | Indoor Luminaires | High-Bay | Low-Bay Luminaires for Commercial and Industrial Buildings | Standard | FALSE | [9 empty] | 41710 | Not Yet Verified | Not Yet Verified | NotYetVerified |  | 3 | 7689 | 78 | 98 |  |  | 4000 | 70
P000003A8 | Acuity Brands Lighting | Holophane | HPLED 42 530 4K AS XX XX X L5 | Indoor Luminaires | High-Bay | Low-Bay Luminaires for Commercial and Industrial Buildings | Standard | FALSE | [9 empty] | 41710 | Not Yet Verified | Not Yet Verified | NotYetVerified |  | 3 | 7175 | 97 | 74 |  |  | 4000 | 70
P000003A9 | Acuity Brands Lighting | Holophane | HPLED 42 530 4K AS XX XX X L5H | Indoor Luminaires | High-Bay | Low-Bay Luminaires for Commercial and Industrial Buildings | Standard | FALSE | [9 empty] | 41710 | Not Yet Verified | Not Yet Verified | NotYetVerified |  | 3 | 6120 | 83 | 74 |  |  | 4000 | 70
P000003A7 | Acuity Brands Lighting | Holophane | HPLED 42 530 4K AS XX XX X L1 | Indoor Luminaires | High-Bay | Low-Bay Luminaires for Commercial and Industrial Buildings | Standard | FALSE | [9 empty] | 41710 | Not Yet Verified | Not Yet Verified | NotYetVerified |  | 3 | 5921 | 80 | 74 |  |  | 4000 | 70
P000003A3 | Acuity Brands Lighting | Holophane | HPLED 42 350 4K AS XX XX X L5 | Indoor Luminaires | High-Bay | Low-Bay Luminaires for Commercial and Industrial Buildings | Standard | FALSE | [9 empty] | 41710 | Not Yet Verified | Not Yet Verified | NotYetVerified |  | 3 | 5093 | 102 | 50 |  |  | 4000 | 70
P00000UHU | Helius Illumination | helius illumination | XL.6-070-5000 | Indoor Luminaires | High-Bay | High-Bay Luminaires for Commercial and Industrial Buildings | Standard | TRUE | 23793.3 | 93.06 | 255.7 | 6.8 | 0.99 | 5179 | 72.8 | 5 | 50000 | 41709 |  |  | NotYetVerified |  | 3 | 26000 | 93 | 234 | 20 | 0.9 | 5000 | 70
P00000UHT | Helius Illumination | helius illumination | ST.6H-070-5000 | Indoor Luminaires | High-Bay | High-Bay Luminaires for Commercial and Industrial Buildings | Standard | TRUE | 13160.6 | 99.24 | 132.6 | 14.3 | 0.97 | 5272 | 73.7 | 5 | 50000 | 41709 |  |  | NotYetVerified |  | 3 | 13600 | 99 | 118 | 20 | 0.9 | 5000 | 70
P000019DN | SLP Lighting | Citadel 4/4i LED | CT4i-LED-SMW-4-CC-UPDATE-H-840-U | Indoor Luminaires | High-Bay | High-Bay Luminaires for Commercial and Industrial Buildings | Standard | FALSE | [9 empty] | 41709 |  |  | NotYetVerified |  | 3 | 13860 | 91.8 | 151 | 20 | 0.9 | 4000 | 85
P000019DM | SLP Lighting | Citadel 4/4i LED | CT4-LED-SMW-4-CC-UPDATE-H-840-U | Indoor Luminaires | High-Bay | High-Bay Luminaires for Commercial and Industrial Buildings | Standard | TRUE | 13860 | 91.8 | 151 | 10.52 | 0.948 | 3950 | 85.71 |  |  | 41708 |  |  | NotYetVerified |  | 3 | 13860 | 91.8 | 151 | 10.52 | 0.948 | 4000 | 85.74
P00001IZQ | Go Green LED International | Go Green LED International | GG-HB03-200W-347-5K | Indoor Luminaires | High-Bay | High-Bay Luminaires for Commercial and Industrial Buildings | Standard | TRUE | 16268 | 79.01 | 205.89 | 15.29 | 0.982 | 4929 | 78 | 5 | 36300 | 41705 |  |  | NotYetVerified |  | 3 | 17000 | 80 | 200 |  | 0.95 | 5000 | 80
P00001IZJ | Go Green LED International | Go Green LED International | GG-HB03-150W-347-5K | Indoor Luminaires | High-Bay | High-Bay Luminaires for Commercial and Industrial Buildings | Standard | TRUE | 12948 | 86.36 | 149.9 | 15.4 | 0.9749 | 5386 | 75 | 5 | 50000 | 41705 |  |  | NotYetVerified |  | 3 | 13000 | 82 | 158 |  | 0.95 | 5000 | 80
P00001GAF | Autronic Plastics Inc. | Clear-Vu Lighting | IB4-ZAL-N-XW | Indoor Luminaires | High-Bay | High-Bay Luminaires for Commercial and Industrial Buildings | Standard | TRUE | 11677 | 87.2 | 133.9 | 8.98 | 0.963 | 4092 | 72 | 5 | 50000 | 41705 |  |  | NotYetVerified |  | 3 | 13600 |  | 140 |  | 0.9 | 4000 | 70
P00001IZK | Go Green LED International | Go Green LED International | GG-HB03-150W-277-4.7K | Indoor Luminaires | High-Bay | High-Bay Luminaires for Commercial and Industrial Buildings | Standard | TRUE | 12302 | 81.19 | 151.52 | 10.13 | 0.952 | 4905 | 80 | 5 | 50000 | 41705 |  |  | NotYetVerified |  | 3 |  |  | 150 |  |  | 4700
P00001IZN | Go Green LED International | Go Green LED International | GG-HB03-200W-277-4.7K | Indoor Luminaires | High-Bay | High-Bay Luminaires for Commercial and Industrial Buildings | Standard | TRUE | 15795 | 79.51 | 198.66 | 17.83 | 0.946 | 5084 | 78 | 5 | 50000 | 41705 |  |  | NotYetVerified |  | 3 | 16000 | 80 | 200 |  | 0.95 | 4700 | 80
P00001IYG | CIXI YUANHUI LIGHTING ELECTRIC CO.LTD | YUANHUI | WP-56-W | Indoor Luminaires | High-Bay | Low-Bay Luminaires for Commercial and Industrial Buildings | Standard | TRUE | 6356 | 104 | 60.92 | 17.2 | 0.923 | 3048 | 72.1 | 5 | 50000 | 41705 |  |  | NotYetVerified |  | 3 | 6356 | 104 | 60.9 |  |  | 3000 | 72
P00001IYC | CIXI YUANHUI LIGHTING ELECTRIC CO.LTD | YUANHUI | WP-44-W | Indoor Luminaires | High-Bay | Low-Bay Luminaires for Commercial and Industrial Buildings | Standard | TRUE | 4742.9 | 101.6 | 46.68 | 20.19 | 0.889 | 3087 | 72.5 | 5 | 50000 | 41705 |  |  | NotYetVerified |  | 3 | 4742.9 | 101 | 46 |  |  | 3000 | 72.5
P00001IZP | Go Green LED International | Go Green LED Internationa | GG-HB03-200W-277-5.5K | Indoor Luminaires | High-Bay | High-Bay Luminaires for Commercial and Industrial Buildings | Standard | FALSE | [9 empty] | 41705 |  |  | NotYetVerified |  | 3 | 16000 | 80 | 200 |  | 0.95 | 5500 | 80
P00001IZO | Go Green LED International | Go Green LED International | GG-HB03-200W-277-5K | Indoor Luminaires | High-Bay | High-Bay Luminaires for Commercial and Industrial Buildings | Standard | FALSE | [9 empty] | 41705 |  |  | NotYetVerified |  | 3 | 16000 | 80 | 200 |  | 0.95 | 5000 | 80
P00001IYF | CIXI YUANHUI LIGHTING ELECTRIC CO.LTD | YUANHUI | WP-44-P | Indoor Luminaires | High-Bay | Low-Bay Luminaires for Commercial and Industrial Buildings | Standard | FALSE | [9 empty] | 41705 |  |  | NotYetVerified |  | 3 | 4742.9 | 101.6 | 46.68 |  |  | 5000 | 72.5
P00001IYJ | CIXI YUANHUI LIGHTING ELECTRIC CO.LTD | YUANHUI | WP-56-P | Indoor Luminaires | High-Bay | Low-Bay Luminaires for Commercial and Industrial Buildings | Standard | FALSE | [9 empty] | 41705 |  |  | NotYetVerified |  | 3 | 6356 | 104 | 60.9 | 20 | 0.9 | 5000 | 72
P00001IYE | CIXI YUANHUI LIGHTING ELECTRIC CO.LTD | YUANHUI | WP-44-D | Indoor Luminaires | High-Bay | Low-Bay Luminaires for Commercial and Industrial Buildings | Standard | FALSE | [9 empty] | 41705 |  |  | NotYetVerified |  | 3 | 4742.9 | 101.6 | 46.68 |  |  | 4500 | 82
P00001IYI | CIXI YUANHUI LIGHTING ELECTRIC CO.LTD | YUANHUI | WP-56-D | Indoor Luminaires | High-Bay | Low-Bay Luminaires for Commercial and Industrial Buildings | Standard | FALSE | [9 empty] | 41705 |  |  | NotYetVerified |  | 3 | 6356 | 104 | 60.9 | 20 | 0.9 | 4500 | 72
P00001IYD | CIXI YUANHUI LIGHTING ELECTRIC CO.LTD | YUANHUI | WP-44-N | Indoor Luminaires | High-Bay | Low-Bay Luminaires for Commercial and Industrial Buildings | Standard | FALSE | [9 empty] | 41705 |  |  | NotYetVerified |  | 3 | 4742.9 | 101.6 | 46.68 |  |  | 4000 | 72.5
P00001IYH | CIXI YUANHUI LIGHTING ELECTRIC CO.LTD | YUANHUI | WP-56-N | Indoor Luminaires | High-Bay | Low-Bay Luminaires for Commercial and Industrial Buildings | Standard | FALSE | [9 empty] | 41705 |  |  | NotYetVerified |  | 3 | 6356 | 104 | 60.9 | 20 | 0.9 | 4000 | 72
P00001IXL | Torreya LED Lighting LTD | Torreya | TANHB-200-347-5K | Indoor Luminaires | High-Bay | High-Bay Luminaires for Commercial and Industrial Buildings | Standard | TRUE | 16268 | 79.01 | 205.89 | 15.29 | 0.982 | 4929 | 78 | 5 | 36300 | 41704 |  |  | NotYetVerified |  | 3 | 17000 | 80 | 200 |  | 0.95 | 5000 | 80
P00001IXK | Torreya LED Lighting LTD | Torreya | TANHB-150-347-5K | Indoor Luminaires | High-Bay | High-Bay Luminaires for Commercial and Industrial Buildings | Standard | TRUE | 12948 | 86.36 | 149.9 | 15.4 | 0.9749 | 5386 | 75 | 5 | 50000 | 41704 |  |  | NotYetVerified |  | 3 | 13000 | 82 | 158 |  | 0.95 | 5000 | 80
P00001IXO | Torreya LED Lighting LTD | Torreya | TANHB-150-120-4.7K | Indoor Luminaires | High-Bay | High-Bay Luminaires for Commercial and Industrial Buildings | Standard | TRUE | 12302 | 81.19 | 151.52 | 10.13 | 0.952 | 4905 | 80 | 5 | 50000 | 41704 |  |  | NotYetVerified |  | 3 |  |  | 150 |  |  | 4700
P00001IXR | Torreya LED Lighting LTD | Torreya | TANHB-200-120-4.7K | Indoor Luminaires | High-Bay | High-Bay Luminaires for Commercial and Industrial Buildings | Standard | TRUE | 15795 | 79.51 | 198.66 | 17.83 | 0.946 | 5084 | 78 | 5 | 50000 | 41704 |  |  | NotYetVerified |  | 3 | 16000 | 80 | 200 |  | 0.95 | 4700 | 80
P00001IXP | Torreya LED Lighting LTD | Torreya | TANHB-200-120-5.5K | Indoor Luminaires | High-Bay | High-Bay Luminaires for Commercial and Industrial Buildings | Standard | FALSE | [9 empty] | 41704 |  |  | NotYetVerified |  | 3 | 16000 | 80 | 200 |  | 0.95 | 5500 | 80
P00001IXQ | Torreya LED Lighting LTD | Torreya | TANHB-200-120-5K | Indoor Luminaires | High-Bay | High-Bay Luminaires for Commercial and Industrial Buildings | Standard | FALSE | [9 empty] | 41704 |  |  | NotYetVerified |  | 3 | 16000 | 80 | 200 |  | 0.95 | 5000 | 80
P00001EBZ | Light Efficient Design | LIGHT EFFICIENT DESIGN | LED-8077-40K-HV | Indoor Luminaires | High-Bay | High-Bay Luminaires for Commercial and Industrial Buildings | Standard | TRUE | 11113 | 77.82 | 142.8 | 17.29 | 0.9775 | 4215 | 81.6 | 5 | 36000 | 41703 |  |  | NotYetVerified |  | 3 | 13000 | 90 | 150 |  | 0.95 | 4000 | 70
P000014X2 | Philips Optimum | Philips Optimum | P22L CA 205W UV 840 | Indoor Luminaires | High-Bay | High-Bay Luminaires for Commercial and Industrial Buildings | Standard | TRUE | 16310 | 80.7 | 198.3 | 11.2 | 0.98 | 4030 | 77.4 | 5 | 60000 | 41702 |  |  | NotYetVerified |  | 3 | 15974 |  | 205 |  |  | 4000 | 80
P00001HZI | Flex Lighting Solutions | Lusio | LumVal-12-40-FR-480 | Indoor Luminaires | High-Bay | High-Bay Luminaires for Commercial and Industrial Buildings | Standard | TRUE | 10020 | 84.13 | 119.1 | 8.77 | 0.974 | 4101 | 73.76 | 5 | 70000 | 41702 |  |  | NotYetVerified |  | 3 | 10020 | 84.13 | 119.1 |  | 0.974 | 4000 | 74
P00001IVX | Schreder | Omnistar | OMNOB¦NA¦144L-700mA¦NW¦ASY5120¦GsSpFl¦DC¦CLI-US¦WCon¦AKZO900GS OMNGU¦GeBo20¦NA¦144L_700mA¦1OP¦WoM¦NoOC¦NoDim¦NoCLO¦120_277V_50_60Hz¦DC¦CL1-US¦NoPhC¦NoSe¦NoDis¦EqWoP¦Fus¦10kV¦WCon¦RAL7035T OMNOF¦HWB¦AKZO900GS | Indoor Luminaires | High-Bay | High-Bay Luminaires for Commercial and Industrial Buildings | Standard | TRUE | 30433 | 95.64 | 318.2 | 8.87 | 0.972 | 4213 | 73.4 | 5 | 100000 | 41702 |  |  | NotYetVerified |  | 3 |  |  | 325 |  |  | 4250
P00001HZE | Flex Lighting Solutions | Lusio | LumVal-12-40-FR-120 | Indoor Luminaires | High-Bay | High-Bay Luminaires for Commercial and Industrial Buildings | Standard | TRUE | 10050 | 84.81 | 118.5 | 7.81 | 0.969 | 4086 | 73.6 | 5 | 70000 | 41702 |  |  | NotYetVerified |  | 3 | 10050 | 84.81 | 118.5 |  | 0.998 | 4000 | 74
P00001HZ6 | Flex Lighting Solutions | Lusio | LumVal-6-40-FR-120 | Indoor Luminaires | High-Bay | Low-Bay Luminaires for Commercial and Industrial Buildings | Standard | TRUE | 5144 | 84.29 | 61.03 | 10.11 | 0.951 | 4087 | 73.59 | 5 | 70000 | 41702 |  |  | NotYetVerified |  | 3 | 5144 | 84.29 | 61.03 |  | 0.997 | 4000 | 74
P00001HZA | Flex Lighting Solutions | Lusio | LumVal-6-40-FR-480 | Indoor Luminaires | High-Bay | Low-Bay Luminaires for Commercial and Industrial Buildings | Standard | TRUE | 5187 | 81.62 | 63.55 | 15.28 | 0.926 | 4095 | 73.6 | 5 | 70000 | 41702 |  |  | NotYetVerified |  | 3 | 5187 | 81.62 | 63.55 |  | 0.926 | 4000 | 74
P00001HZL | Flex Lighting Solutions | Lusio | LumVal-12-50-SD-480 | Indoor Luminaires | High-Bay | High-Bay Luminaires for Commercial and Industrial Buildings | Standard | FALSE | [9 empty] | 41702 |  |  | NotYetVerified |  | 3 | 10990 | 92.33 | 119.03 |  | 0.973 | 5000 | 75
P00001HZH | Flex Lighting Solutions | Lusio | LumVal-12-50-SD-120 | Indoor Luminaires | High-Bay | High-Bay Luminaires for Commercial and Industrial Buildings | Standard | FALSE | [9 empty] | 41702 |  |  | NotYetVerified |  | 3 | 10930 | 91.06 | 120.03 |  | 0.998 | 5000 | 75
P00001HZF | Flex Lighting Solutions | Lusio | LumVal-12-50-FR-120 | Indoor Luminaires | High-Bay | High-Bay Luminaires for Commercial and Industrial Buildings | Standard | FALSE | [9 empty] | 41702 |  |  | NotYetVerified |  | 3 | 10310 | 85.5 | 120.58 |  | 0.998 | 5000 | 75
P00001HZJ | Flex Lighting Solutions | Lusio | LumVal-12-50-FR-480 | Indoor Luminaires | High-Bay | High-Bay Luminaires for Commercial and Industrial Buildings | Standard | FALSE | [9 empty] | 41702 |  |  | NotYetVerified |  | 3 | 10240 | 86 | 119.07 |  | 0.973 | 5000 | 75
P00001HZ9 | Flex Lighting Solutions | Lusio | LumVal-6-50-SD-120 | Indoor Luminaires | High-Bay | Low-Bay Luminaires for Commercial and Industrial Buildings | Standard | FALSE | [9 empty] | 41702 |  |  | NotYetVerified |  | 3 | 5927 | 92.68 | 63.95 |  | 0.997 | 5000 | 75
P00001HZD | Flex Lighting Solutions | Lusio | LumVal-6-50-SD-480 | Indoor Luminaires | High-Bay | Low-Bay Luminaires for Commercial and Industrial Buildings | Standard | FALSE | [9 empty] | 41702 |  |  | NotYetVerified |  | 3 | 5764 | 88.75 | 64.96 |  | 0.928 | 5000 | 75
P00001HZ7 | Flex Lighting Solutions | Lusio | LumVal-6-50-FR-120 | Indoor Luminaires | High-Bay | Low-Bay Luminaires for Commercial and Industrial Buildings | Standard | FALSE | [9 empty] | 41702 |  |  | NotYetVerified |  | 3 | 5544 | 86.75 | 63.91 |  | 0.997 | 5000 | 75
P00001HZB | Flex Lighting Solutions | Lusio | LumVal-6-50-FR-480 | Indoor Luminaires | High-Bay | Low-Bay Luminaires for Commercial and Industrial Buildings | Standard | FALSE | [9 empty] | 41702 |  |  | NotYetVerified |  | 3 | 5415 | 83.38 | 64.94 |  | 0.928 | 5000 | 75
P00001HZG | Flex Lighting Solutions | Lusio | LumVal-12-40-SD-120 | Indoor Luminaires | High-Bay | High-Bay Luminaires for Commercial and Industrial Buildings | Standard | FALSE | [9 empty] | 41702 |  |  | NotYetVerified |  | 3 | 10790 | 90.96 | 118.62 |  | 0.998 | 4000 | 74
P00001HZK | Flex Lighting Solutions | Lusio | LumVal-12-40-SD-480 | Indoor Luminaires | High-Bay | High-Bay Luminaires for Commercial and Industrial Buildings | Standard | FALSE | [9 empty] | 41702 |  |  | NotYetVerified |  | 3 | 10730 | 90.13 | 119.05 |  | 0.974 | 4000 | 74
P00001HZC | Flex Lighting Solutions | Lusio | LumVal-6-40-SD-480 | Indoor Luminaires | High-Bay | Low-Bay Luminaires for Commercial and Industrial Buildings | Standard | FALSE | [9 empty] | 41702 |  |  | NotYetVerified |  | 3 | 5519 | 86.82 | 63.57 |  | 0.927 | 4000 | 74
P00001HZ8 | Flex Lighting Solutions | Lusio | LumVal-6-40-SD-120 | Indoor Luminaires | High-Bay | Low-Bay Luminaires for Commercial and Industrial Buildings | Standard | FALSE | [9 empty] | 41702 |  |  | NotYetVerified |  | 3 | 5485 | 89.87 | 61.03 |  | 0.997 | 4000 | 74
P00001IPD | Every Watt Matters | EveryWattMatters | EWM-1-RFK-105-CM-1 | Indoor Retrofit Kit | High-Bay | Retrofit Kits for High-Bay Luminaires for Commercial and Industrial Buildings | Standard | TRUE | 10170 | 83.3 | 122.2 | 11.8 | 0.944 | 5695 | 72.9 | 5 | 100000 | 41698 |  |  | NotYetVerified |  | 3 | 11000 |  | 110 |  |  | 5500
P00000R1Y | Ephesus Lighting Inc. | Ephesus Lighting Inc. | SD-1200-I-5N-[360V ONLY]-56-N06-N-G | Indoor Luminaires | High-Bay | High-Bay Luminaires for Commercial and Industrial Buildings | Standard | TRUE | 119076 | 92.02 | 1298 | 20.92 | 0.96 | 5780 | 69.9 | 5 | 135000 | 41697 |  |  | NotYetVerified |  | 3 | 117759 | 92 | 1298 |  | 0.9 | 5600 | 70
P00000QOL | Ecopower Inc. | ECOPOWER LED | VTP4ST120WCWV4-B[020304] | Indoor Luminaires | High-Bay | High-Bay Luminaires for Commercial and Industrial Buildings | Standard | TRUE | 10312 | 84.46 | 122.1 | 13.12 | 0.94 | 5474 | 78.3 | 5 | 70000 | 41697 |  |  | NotYetVerified |  | 3 | 10343 | 84 | 122 |  |  | 5500 | 75
P00001E9C | Singbee | Singbee | SP-7009-120W-RackB (3000K) | Indoor Luminaires | High-Bay | High-Bay Aisle Luminaires | Standard | TRUE | 11604 | 96.6 | 120.1 | 11.67 | 0.9378 | 3146 | 73.5 | 5 | 50000 | 41696 |  |  | NotYetVerified |  | 3 | 11604 | 96.6 | 120 |  |  | 3000
P000018OA | Revolution Lighting Technologies | Seesmart | 120404 | Indoor Luminaires | High-Bay | High-Bay Luminaires for Commercial and Industrial Buildings | Standard | TRUE | 16324.93 | 80 | 203.9 | 17 | 0.92 | 5274 | 77.4 | 5 | 50000 | 41695 |  |  | NotYetVerified |  | 3 | 16324.93 | 80 | 203.9 |  |  | 5000 | 77
P000018O9 | Revolution Lighting Technologies | Seesmart | 120405 | Indoor Luminaires | High-Bay | High-Bay Luminaires for Commercial and Industrial Buildings | Standard | FALSE | [9 empty] | 41695 |  |  | NotYetVerified |  | 3 | 16324.93 | 80 | 203.9 |  |  | 5500 | 77
P00000EI3 | Eaton (formerly Cooper Lighting) | Metalux Industrial | HBLED-LD3-10-W-A-UNV-L840-ED1-U | Indoor Luminaires | High-Bay | High-Bay Luminaires for Commercial and Industrial Buildings | Standard | TRUE | 9082 | 91 | 99.8 | 5.05 | 0.998 |  |  | 5 | 60000 | 41694 |  |  | NotYetVerified |  | 3
P00000RED | Excellence Opto Inc. | e-lite star | EBL-A-A01-CN-040-40-S | Indoor Luminaires | High-Bay | Low-Bay Luminaires for Commercial and Industrial Buildings | Standard | TRUE | 7986 | 84.3 | 94.76 | 6.74 | 0.996 | 4072 | 72.8 | 5 |  | 41694 |  |  | NotYetVerified |  | 3 | 7200 |  | 95 |  | 0.9 | 4000 | 70
P00000EI6 | Eaton (formerly Cooper Lighting) | Metalux Industrial | HBLED-LD3-30-N-UNC-AI-L850-ED3-U | Indoor Luminaires | High-Bay | High-Bay Luminaires for Commercial and Industrial Buildings | Standard | TRUE | 26160 | 82.56 | 316.86 | 7.07 | 0.995 | 5301 | 86.6 | 5 | 60000 | 41694 |  |  | NotYetVerified |  | 3
P00000EK3 | Eaton (formerly Cooper Lighting) | Metalux Industrial | HBLED-LD3-30-N-UNV-L850-CD3-U | Indoor Luminaires | High-Bay | High-Bay Aisle Luminaires | Standard | TRUE | 29350 | 96.71 | 303.47 | 6.83 | 0.971 | 5302 | 86 | 5 | 60000 | 41694 |  |  | NotYetVerified |  | 3
P00000EI4 | Eaton (formerly Cooper Lighting) | Metalux Industrial | HBLED-LD3-30-N-UNV-L850-CD3-U | Indoor Luminaires | High-Bay | High-Bay Luminaires for Commercial and Industrial Buildings | Standard | TRUE | 29350 | 96.71 | 303.47 | 6.83 | 0.971 | 5302 | 86 | 5 | 60000 | 41694 |  |  | NotYetVerified |  | 3
P00000EHM | Eaton (formerly Cooper Lighting) | Metalux Industrial | HBLED-LD3-10-W-A-UNV-L850-ED1-U | Indoor Luminaires | High-Bay | Low-Bay Luminaires for Commercial and Industrial Buildings | Standard | TRUE | 8905 | 87.2 | 102.12 | 6.83 | 0.971 | 5302 | 86 | 5 | 60000 | 41694 |  |  | NotYetVerified |  | 3
P00000EI5 | Eaton (formerly Cooper Lighting) | Metalux Industrial | HBLED-LD3-10-W-A-UNV-L830-CD1-U | Indoor Luminaires | High-Bay | Low-Bay Luminaires for Commercial and Industrial Buildings | Standard | TRUE | 8164 | 86.74 | 99.31 | 6.83 | 0.971 | 3108 | 83.6 | 5 | 60000 | 41694 |  |  | NotYetVerified |  | 3
P00001385 | Philips Day-Brite | Philips Day-Brite | FBL08LL35-XXX(UNV120208240277)-A | Indoor Luminaires | High-Bay | Low-Bay Luminaires for Commercial and Industrial Buildings | Standard | TRUE | 8758.1 | 106.81 | 82 | 19.7 | 0.914 | 3306 | 82.12 | 5 | 50000 | 41694 |  |  | NotYetVerified |  | 3 | 9044 | 107.4 | 84.2 |  | 0.9 | 3500 | 80
P00000REC | Excellence Opto Inc. | e-lite star | EBL-A-A02-AN-040-40-S | Indoor Luminaires | High-Bay | Low-Bay Luminaires for Commercial and Industrial Buildings | Standard | TRUE | 7663 | 79.9 | 95.85 | 21.1 | 0.887 | 4088 | 73.9 | 5 |  | 41694 |  |  | NotYetVerified |  | 3 | 7200 |  | 95 |  | 0.9 | 4000 | 70
P00001388 | Philips Day-Brite | Philips Day-Brite | FBL08LL50-XXX(UNV120208240277) | Indoor Luminaires | High-Bay | Low-Bay Luminaires for Commercial and Industrial Buildings | Standard | FALSE | [9 empty] | 41694 |  |  | NotYetVerified |  | 3 | 9618 | 113.9 | 84.4 | 20 | 0.9 | 5000 | 80
P0000138B | Philips Day-Brite | Philips Day-Brite | FBL08LL50-XXX(UNV120208240277)-N | Indoor Luminaires | High-Bay | Low-Bay Luminaires for Commercial and Industrial Buildings | Standard | FALSE | [9 empty] | 41694 |  |  | NotYetVerified |  | 3 | 9483 | 112.8 | 84.1 | 20 | 0.9 | 5000 | 80
P0000138E | Philips Day-Brite | Philips Day-Brite | FBL08LL50-XXX(UNV120208240277)-M | Indoor Luminaires | High-Bay | Low-Bay Luminaires for Commercial and Industrial Buildings | Standard | FALSE | [9 empty] | 41694 |  |  | NotYetVerified |  | 3 | 9475 | 113.2 | 83.7 | 20 | 0.9 | 5000 | 80
P0000138H | Philips Day-Brite | Philips Day-Brite | FBL08LL50-XXX(UNV120208240277)-W | Indoor Luminaires | High-Bay | Low-Bay Luminaires for Commercial and Industrial Buildings | Standard | FALSE | [9 empty] | 41694 |  |  | NotYetVerified |  | 3 | 9461 | 112.5 | 84.1 | 20 | 0.9 | 5000 | 80
P0000138J | Philips Day-Brite | Philips Day-Brite | FBL08LL50-XXX(UNV120208240277)-A | Indoor Luminaires | High-Bay | Low-Bay Luminaires for Commercial and Industrial Buildings | Standard | FALSE | [9 empty] | 41694 |  |  | NotYetVerified |  | 3 | 9414 | 111.6 | 84.4 | 20 | 0.9 | 5000 | 80
P00001387 | Philips Day-Brite | Philips Day-Brite | FBL08LL40-XXX(UNV120208240277) | Indoor Luminaires | High-Bay | Low-Bay Luminaires for Commercial and Industrial Buildings | Standard | FALSE | [9 empty] | 41694 |  |  | NotYetVerified |  | 3 | 9429 | 112.2 | 84 | 20 | 0.9 | 4000 | 80
P0000138A | Philips Day-Brite | Philips Day-Brite | FBL08LL40-XXX(UNV120208240277)-N | Indoor Luminaires | High-Bay | Low-Bay Luminaires for Commercial and Industrial Buildings | Standard | FALSE | [9 empty] | 41694 |  |  | NotYetVerified |  | 3 | 9297 | 111.1 | 83.7 | 20 | 0.9 | 4000 | 80
P0000138D | Philips Day-Brite | Philips Day-Brite | FBL08LL40-XXX(UNV120208240277)-M | Indoor Luminaires | High-Bay | Low-Bay Luminaires for Commercial and Industrial Buildings | Standard | FALSE | [9 empty] | 41694 |  |  | NotYetVerified |  | 3 | 9289 | 111.5 | 83.3 | 20 | 0.9 | 4000 | 80
P0000138G | Philips Day-Brite | Philips Day-Brite | FBL08LL40-XXX(UNV120208240277)-W | Indoor Luminaires | High-Bay | Low-Bay Luminaires for Commercial and Industrial Buildings | Standard | FALSE | [9 empty] | 41694 |  |  | NotYetVerified |  | 3 | 9275 | 110.8 | 83.7 | 20 | 0.9 | 4000 | 80
P0000138I | Philips Day-Brite | Philips Day-Brite | FBL08LL40-XXX(UNV120208240277)-A | Indoor Luminaires | High-Bay | Low-Bay Luminaires for Commercial and Industrial Buildings | Standard | FALSE | [9 empty] | 41694 |  |  | NotYetVerified |  | 3 | 9229 | 109.9 | 84 | 20 | 0.9 | 4000 | 80
P00001386 | Philips Day-Brite | Philips Day-Brite | FBL08LL35-XXX(UNV120208240277) | Indoor Luminaires | High-Bay | Low-Bay Luminaires for Commercial and Industrial Buildings | Standard | FALSE | [9 empty] | 41694 |  |  | NotYetVerified |  | 3 | 9240 | 109.6 | 84.3 | 20 | 0.9 | 3500 | 80
P00001389 | Philips Day-Brite | Philips Day-Brite | FBL08LL35-XXX(UNV120208240277)-N | Indoor Luminaires | High-Bay | Low-Bay Luminaires for Commercial and Industrial Buildings | Standard | FALSE | [9 empty] | 41694 |  |  | NotYetVerified |  | 3 | 9111 | 108.5 | 83.9 | 20 | 0.9 | 3500 | 80
P0000138C | Philips Day-Brite | Philips Day-Brite | FBL08LL35-XXX(UNV120208240277)-M | Indoor Luminaires | High-Bay | Low-Bay Luminaires for Commercial and Industrial Buildings | Standard | FALSE | [9 empty] | 41694 |  |  | NotYetVerified |  | 3 | 9103 | 108.9 | 83.6 | 20 | 0.9 | 3500 | 80
P0000138F | Philips Day-Brite | Philips Day-Brite | FBL08LL35-XXX(UNV120208240277)-W | Indoor Luminaires | High-Bay | Low-Bay Luminaires for Commercial and Industrial Buildings | Standard | FALSE | [9 empty] | 41694 |  |  | NotYetVerified |  | 3 | 9090 | 108.2 | 84 | 20 | 0.9 | 3500 | 80
P00000EJS | Eaton (formerly Cooper Lighting) | Metalux Industrial | HBLED-LD3-24-W-[blank]-[Voltages include 120 thru 277V 347V and 480V]-[Emergency Options include EL7W and EL14]-L850-[Drive Types include CD and ED]3-[Options include MP and MS]-[All Packaging] | Indoor Luminaires | High-Bay | High-Bay Luminaires for Commercial and Industrial Buildings | Standard | FALSE | [9 empty] | 41694 |  |  | NotYetVerified |  | 3 | 25079 | 111.9598 | 224 | 6.15 | 0.99789 | 5000 | 85
P00000EKO | Eaton (formerly Cooper Lighting) | Metalux Industrial | HBLED-LD3-24-N-[blank]-[Voltages include 120 thru 277V 347V and 480V]-[Emergency Options include EL7W and EL14]-L850-[Drive Types include CD and ED]3-[Options include MP and MS]-[All Packaging] | Indoor Luminaires | High-Bay | High-Bay Aisle Luminaires | Standard | FALSE | [9 empty] | 41694 |  |  | NotYetVerified |  | 3 | 24114 | 107.65 | 224 | 6.15 | 0.99789 | 5000 | 85
P00000EJQ | Eaton (formerly Cooper Lighting) | Metalux Industrial | HBLED-LD3-24-N-[blank]-[Voltages include 120 thru 277V 347V and 480V]-[Emergency Options include EL7W and EL14]-L850-[Drive Types include CD and ED]3-[Options include MP and MS]-[All Packaging] | Indoor Luminaires | High-Bay | High-Bay Luminaires for Commercial and Industrial Buildings | Standard | FALSE | [9 empty] | 41694 |  |  | NotYetVerified |  | 3 | 24114 | 107.6518 | 224 | 6.15 | 0.99789 | 5000 | 85
P00000EJN | Eaton (formerly Cooper Lighting) | Metalux Industrial | HBLED-LD3-24-W-CLI-[Voltages include 120 thru 277V 347V and 480V]-[Emergency Options include EL7W and EL14]-L850-[Drive Types include CD and ED]3-[Options include MP and MS]-[All Packaging] | Indoor Luminaires | High-Bay | High-Bay Luminaires for Commercial and Industrial Buildings | Standard | FALSE | [9 empty] | 41694 |  |  | NotYetVerified |  | 3 | 23492 | 104.875 | 224 | 6.15 | 0.99789 | 5000 | 85
P00000EJM | Eaton (formerly Cooper Lighting) | Metalux Industrial | HBLED-LD3-24-W-CL-[Voltages include 120 thru 277V 347V and 480V]-[Emergency Options include EL7W and EL14]-L850-[Drive Types include CD and ED]3-[Options include MP and MS]-[All Packaging] | Indoor Luminaires | High-Bay | High-Bay Luminaires for Commercial and Industrial Buildings | Standard | FALSE | [9 empty] | 41694 |  |  | NotYetVerified |  | 3 | 23153 | 103.3616 | 224 | 6.15 | 0.99789 | 5000 | 85
P00000EKM | Eaton (formerly Cooper Lighting) | Metalux Industrial | HBLED-LD3-24-N-CLI-[Voltages include 120 thru 277V 347V and 480V]-[Emergency Options include EL7W and EL14]-L850-[Drive Types include CD and ED]3-[Options include MP and MS]-[All Packaging] | Indoor Luminaires | High-Bay | High-Bay Aisle Luminaires | Standard | FALSE | [9 empty] | 41694 |  |  | NotYetVerified |  | 3 | 22795 | 101.76 | 224 | 6.15 | 0.99789 | 5000 | 85
P00000EJJ | Eaton (formerly Cooper Lighting) | Metalux Industrial | HBLED-LD3-24-N-CLI-[Voltages include 120 thru 277V 347V and 480V]-[Emergency Options include EL7W and EL14]-L850-[Drive Types include CD and ED]3-[Options include MP and MS]-[All Packaging] | Indoor Luminaires | High-Bay | High-Bay Luminaires for Commercial and Industrial Buildings | Standard | FALSE | [9 empty] | 41694 |  |  | NotYetVerified |  | 3 | 22795 | 101.7634 | 224 | 6.15 | 0.99789 | 5000 | 85
P00000EKL | Eaton (formerly Cooper Lighting) | Metalux Industrial | HBLED-LD3-24-N-CL-[Voltages include 120 thru 277V 347V and 480V]-[Emergency Options include EL7W and EL14]-L850-[Drive Types include CD and ED]3-[Options include MP and MS]-[All Packaging] | Indoor Luminaires | High-Bay | High-Bay Aisle Luminaires | Standard | FALSE | [9 empty] | 41694 |  |  | NotYetVerified |  | 3 | 22760 | 101.61 | 224 | 6.15 | 0.99789 | 5000 | 85
P00000EJI | Eaton (formerly Cooper Lighting) | Metalux Industrial | HBLED-LD3-24-N-CL-[Voltages include 120 thru 277V 347V and 480V]-[Emergency Options include EL7W and EL14]-L850-[Drive Types include CD and ED]3-[Options include MP and MS]-[All Packaging] | Indoor Luminaires | High-Bay | High-Bay Luminaires for Commercial and Industrial Buildings | Standard | FALSE | [9 empty] | 41694 |  |  | NotYetVerified |  | 3 | 22760 | 101.6071 | 224 | 6.15 | 0.99789 | 5000 | 85
P00000EJD | Eaton (formerly Cooper Lighting) | Metalux Industrial | HBLED-LD3-24-W-AI-[Voltages include 120 thru 277V 347V and 480V]-[Emergency Options include EL7W and EL14]-L850-[Drive Types include CD and ED]3-[Options include MP and MS]-[All Packaging] | Indoor Luminaires | High-Bay | High-Bay Luminaires for Commercial and Industrial Buildings | Standard | FALSE | [9 empty] | 41694 |  |  | NotYetVerified |  | 3 | 22317 | 99.6295 | 224 | 6.15 | 0.99789 | 5000 | 85
P00000EJA | Eaton (formerly Cooper Lighting) | Metalux Industrial | HBLED-LD3-24-W-A-[Voltages include 120 thru 277V 347V and 480V]-[Emergency Options include EL7W and EL14]-L850-[Drive Types include CD and ED]3-[Options include MP and MS]-[All Packaging] | Indoor Luminaires | High-Bay | High-Bay Luminaires for Commercial and Industrial Buildings | Standard | FALSE | [9 empty] | 41694 |  |  | NotYetVerified |  | 3 | 21284 | 95.0179 | 224 | 6.15 | 0.99789 | 5000 | 85
P00000EJ2 | Eaton (formerly Cooper Lighting) | Metalux Industrial | HBLED-LD3-24-W-A/WG-[Voltages include 120 thru 277V]-[Emergency Options include EL7W and EL14]-L850-[Drive Types include CD and ED]3-[Options include MP and MS]-[All Packaging] | Indoor Luminaires | High-Bay | High-Bay Luminaires for Commercial and Industrial Buildings | Standard | FALSE | [9 empty] | 41694 |  |  | NotYetVerified |  | 3 | 20395 | 91.0491 | 224 | 6.15 | 0.99789 | 5000 | 85
P00000EJ9 | Eaton (formerly Cooper Lighting) | Metalux Industrial | HBLED-LD3-18-W-[blank]-[Voltages include 120 thru 277V 347V and 480V]-[Emergency Options include EL7W and EL14]-L850-[Drive Types include CD and ED]2-[Options include MP and MS]-[All Packaging] | Indoor Luminaires | High-Bay | High-Bay Luminaires for Commercial and Industrial Buildings | Standard | FALSE | [9 empty] | 41694 |  |  | NotYetVerified |  | 3 | 21128 | 106.1709 | 199 | 5.695 | 0.99804 | 5000 | 85
P00000EKF | Eaton (formerly Cooper Lighting) | Metalux Industrial | HBLED-LD3-18-N-[blank]-[Voltages include 120 thru 277V 347V and 480V]-[Emergency Options include EL7W and EL14]-L850-[Drive Types include CD and ED]2-[Options include MP and MS]-[All Packaging] | Indoor Luminaires | High-Bay | High-Bay Aisle Luminaires | Standard | FALSE | [9 empty] | 41694 |  |  | NotYetVerified |  | 3 | 20573 | 103.38 | 199 | 5.695 | 0.99804 | 5000 | 85
P00000EJ4 | Eaton (formerly Cooper Lighting) | Metalux Industrial | HBLED-LD3-18-N-[blank]-[Voltages include 120 thru 277V 347V and 480V]-[Emergency Options include EL7W and EL14]-L850-[Drive Types include CD and ED]2-[Options include MP and MS]-[All Packaging] | Indoor Luminaires | High-Bay | High-Bay Luminaires for Commercial and Industrial Buildings | Standard | FALSE | [9 empty] | 41694 |  |  | NotYetVerified |  | 3 | 20573 | 103.3819 | 199 | 5.695 | 0.99804 | 5000 | 85
P00000EIY | Eaton (formerly Cooper Lighting) | Metalux Industrial | HBLED-LD3-18-W-CLI-[Voltages include 120 thru 277V 347V and 480V]-[Emergency Options include EL7W and EL14]-L850-[Drive Types include CD and ED]2-[Options include MP and MS]-[All Packaging] | Indoor Luminaires | High-Bay | High-Bay Luminaires for Commercial and Industrial Buildings | Standard | FALSE | [9 empty] | 41694 |  |  | NotYetVerified |  | 3 | 19566 | 98.3216 | 199 | 5.695 | 0.99804 | 5000 | 85
P00000EKD | Eaton (formerly Cooper Lighting) | Metalux Industrial | HBLED-LD3-18-N-CL-[Voltages include 120 thru 277V 347V and 480V]-[Emergency Options include EL7W and EL14]-L850-[Drive Types include CD and ED]2-[Options include MP and MS]-[All Packaging] | Indoor Luminaires | High-Bay | High-Bay Aisle Luminaires | Standard | FALSE | [9 empty] | 41694 |  |  | NotYetVerified |  | 3 | 19428 | 97.63 | 199 | 5.695 | 0.99804 | 5000 | 85
P00000EIW | Eaton (formerly Cooper Lighting) | Metalux Industrial | HBLED-LD3-18-N-CL-[Voltages include 120 thru 277V 347V and 480V]-[Emergency Options include EL7W and EL14]-L850-[Drive Types include CD and ED]2-[Options include MP and MS]-[All Packaging] | Indoor Luminaires | High-Bay | High-Bay Luminaires for Commercial and Industrial Buildings | Standard | FALSE | [9 empty] | 41694 |  |  | NotYetVerified |  | 3 | 19428 | 97.6281 | 199 | 5.695 | 0.99804 | 5000 | 85
P00000EIV | Eaton (formerly Cooper Lighting) | Metalux Industrial | HBLED-LD3-18-W-CL-[Voltages include 120 thru 277V 347V and 480V]-[Emergency Options include EL7W and EL14]-L850-[Drive Types include CD and ED]2-[Options include MP and MS]-[All Packaging] | Indoor Luminaires | High-Bay | High-Bay Luminaires for Commercial and Industrial Buildings | Standard | FALSE | [9 empty] | 41694 |  |  | NotYetVerified |  | 3 | 19387 | 97.4221 | 199 | 5.695 | 0.99804 | 5000 | 85
P00000EKC | Eaton (formerly Cooper Lighting) | Metalux Industrial | HBLED-LD3-18-N-CLI-[Voltages include 120 thru 277V 347V and 480V]-[Emergency Options include EL7W and EL14]-L850-[Drive Types include CD and ED]2-[Options include MP and MS]-[All Packaging] | Indoor Luminaires | High-Bay | High-Bay Aisle Luminaires | Standard | FALSE | [9 empty] | 41694 |  |  | NotYetVerified |  | 3 | 19385 | 97.41 | 199 | 5.695 | 0.99804 | 5000 | 85
P00000EIT | Eaton (formerly Cooper Lighting) | Metalux Industrial | HBLED-LD3-18-N-CLI-[Voltages include 120 thru 277V 347V and 480V]-[Emergency Options include EL7W and EL14]-L850-[Drive Types include CD and ED]2-[Options include MP and MS]-[All Packaging] | Indoor Luminaires | High-Bay | High-Bay Luminaires for Commercial and Industrial Buildings | Standard | FALSE | [9 empty] | 41694 |  |  | NotYetVerified |  | 3 | 19385 | 97.4121 | 199 | 5.695 | 0.99804 | 5000 | 85
P00000EIP | Eaton (formerly Cooper Lighting) | Metalux Industrial | HBLED-LD3-18-W-AI-[Voltages include 120 thru 277V 347V and 480V]-[Emergency Options include EL7W and EL14]-L850-[Drive Types include CD and ED]2-[Options include MP and MS]-[All Packaging] | Indoor Luminaires | High-Bay | High-Bay Luminaires for Commercial and Industrial Buildings | Standard | FALSE | [9 empty] | 41694 |  |  | NotYetVerified |  | 3 | 18541 | 93.1709 | 199 | 5.695 | 0.99804 | 5000 | 85
P00000EIN | Eaton (formerly Cooper Lighting) | Metalux Industrial | HBLED-LD3-18-W-A-[Voltages include 120 thru 277V 347V and 480V]-[Emergency Options include EL7W and EL14]-L850-[Drive Types include CD and ED]2-[Options include MP and MS]-[All Packaging] | Indoor Luminaires | High-Bay | High-Bay Luminaires for Commercial and Industrial Buildings | Standard | FALSE | [9 empty] | 41694 |  |  | NotYetVerified |  | 3 | 17772 | 89.3065 | 199 | 5.695 | 0.99804 | 5000 | 85
P00000EK2 | Eaton (formerly Cooper Lighting) | Metalux Industrial | HBLED-LD3-30-W-[blank]-[Voltages include 120 thru 277V 347V and 480V]-[Emergency Options include EL7W and EL14]-L850-[Drive Types include CD and ED]3-[Options include MP and MS]-[All Packaging] | Indoor Luminaires | High-Bay | High-Bay Luminaires for Commercial and Industrial Buildings | Standard | FALSE | [9 empty] | 41694 |  |  | NotYetVerified |  | 3 | 31627 | 105.7759 | 299 | 5.502 | 0.99832 | 5000 | 85
P00000EKS | Eaton (formerly Cooper Lighting) | Metalux Industrial | HBLED-LD3-30-N-[blank]-[Voltages include 120 thru 277V 347V and 480V]-[Emergency Options include EL7W and EL14]-L850-[Drive Types include CD and ED]3-[Options include MP and MS]-[All Packaging] | Indoor Luminaires | High-Bay | High-Bay Aisle Luminaires | Standard | FALSE | [9 empty] | 41694 |  |  | NotYetVerified |  | 3 | 30579 | 102.27 | 299 | 5.502 | 0.99832 | 5000 | 85
P00000EK0 | Eaton (formerly Cooper Lighting) | Metalux Industrial | HBLED-LD3-30-N-[blank]-[Voltages include 120 thru 277V 347V and 480V]-[Emergency Options include EL7W and EL14]-L850-[Drive Types include CD and ED]3-[Options include MP and MS]-[All Packaging] | Indoor Luminaires | High-Bay | High-Bay Luminaires for Commercial and Industrial Buildings | Standard | FALSE | [9 empty] | 41694 |  |  | NotYetVerified |  | 3 | 30579 | 102.2709 | 299 | 5.502 | 0.99832 | 5000 | 85
P00000EJY | Eaton (formerly Cooper Lighting) | Metalux Industrial | HBLED-LD3-30-W-CLI-[Voltages include 120 thru 277V 347V and 480V]-[Emergency Options include EL7W and EL14]-L850-[Drive Types include CD and ED]3-[Options include MP and MS]-[All Packaging] | Indoor Luminaires | High-Bay | High-Bay Luminaires for Commercial and Industrial Buildings | Standard | FALSE | [9 empty] | 41694 |  |  | NotYetVerified |  | 3 | 29215 | 97.709 | 299 | 5.502 | 0.99832 | 5000 | 85
P00000EKQ | Eaton (formerly Cooper Lighting) | Metalux Industrial | HBLED-LD3-30-N-CLI-[Voltages include 120 thru 277V 347V and 480V]-[Emergency Options include EL7W and EL14]-L850-[Drive Types include CD and ED]3-[Options include MP and MS]-[All Packaging] | Indoor Luminaires | High-Bay | High-Bay Aisle Luminaires | Standard | FALSE | [9 empty] | 41694 |  |  | NotYetVerified |  | 3 | 28735 | 96.1 | 299 | 5.502 | 0.99832 | 5000 | 85
P00000EJW | Eaton (formerly Cooper Lighting) | Metalux Industrial | HBLED-LD3-30-N-CLI-[Voltages include 120 thru 277V 347V and 480V]-[Emergency Options include EL7W and EL14]-L850-[Drive Types include CD and ED]3-[Options include MP and MS]-[All Packaging] | Indoor Luminaires | High-Bay | High-Bay Luminaires for Commercial and Industrial Buildings | Standard | FALSE | [9 empty] | 41694 |  |  | NotYetVerified |  | 3 | 28735 | 96.1037 | 299 | 5.502 | 0.99832 | 5000 | 85
P00000EJU | Eaton (formerly Cooper Lighting) | Metalux Industrial | HBLED-LD3-30-W-AI-[Voltages include 120 thru 277V 347V and 480V]-[Emergency Options include EL7W and EL14]-L850-[Drive Types include CD and ED]3-[Options include MP and MS]-[All Packaging] | Indoor Luminaires | High-Bay | High-Bay Luminaires for Commercial and Industrial Buildings | Standard | FALSE | [9 empty] | 41694 |  |  | NotYetVerified |  | 3 | 27675 | 92.5585 | 299 | 5.502 | 0.99832 | 5000 | 85
P00000EHN | Eaton (formerly Cooper Lighting) | Metalux Industrial | HBLED-LD3-10-W-A-[Voltages include 120 thru 277V]-[Emergency Options include EL7W and EL14]-L850-[Drive Types include CD and ED]1-[Options include MP and MS]-[All Packaging] | Indoor Luminaires | High-Bay | Low-Bay Luminaires for Commercial and Industrial Buildings | Standard | FALSE | [9 empty] | 41694 |  |  | NotYetVerified |  | 3 | 8905 | 88.17 | 101 | 5 | 0.999 | 5000 | 85
P00000EIL | Eaton (formerly Cooper Lighting) | Metalux Industrial | HBLED-LD3-10-W-[blank]-[Voltages include 120 thru 277V and 347V]-[Emergency Options include EL7W and EL14]-L850-[Drive Types include CD and ED]1-[Options include MP and MS]-[All Packaging] | Indoor Luminaires | High-Bay | High-Bay Luminaires for Commercial and Industrial Buildings | Standard | FALSE | [9 empty] | 41694 |  |  | NotYetVerified |  | 3 | 10818 | 107.1089 | 101 | 4.915 | 0.99856 | 5000 | 85
P00000EK9 | Eaton (formerly Cooper Lighting) | Metalux Industrial | HBLED-LD3-10-N-[blank]-[Voltages include 120 thru 277V and 347V]-[Emergency Options include EL7W and EL14]-L850-[Drive Types include CD and ED]1-[Options include MP and MS]-[All Packaging] | Indoor Luminaires | High-Bay | High-Bay Aisle Luminaires | Standard | FALSE | [9 empty] | 41694 |  |  | NotYetVerified |  | 3 | 10434 | 103.31 | 101 | 4.915 | 0.99856 | 5000 | 85
P00000EIJ | Eaton (formerly Cooper Lighting) | Metalux Industrial | HBLED-LD3-10-N-[blank]-[Voltages include 120 thru 277V and 347V]-[Emergency Options include EL7W and EL14]-L850-[Drive Types include CD and ED]1-[Options include MP and MS]-[All Packaging] | Indoor Luminaires | High-Bay | High-Bay Luminaires for Commercial and Industrial Buildings | Standard | FALSE | [9 empty] | 41694 |  |  | NotYetVerified |  | 3 | 10434 | 103.3069 | 101 | 4.915 | 0.99856 | 5000 | 85
P00000EIH | Eaton (formerly Cooper Lighting) | Metalux Industrial | HBLED-LD3-10-W-CLI-[Voltages include 120 thru 277V and 347V]-[Emergency Options include EL7W and EL14]-L850-[Drive Types include CD and ED]1-[Options include MP and MS]-[All Packaging] | Indoor Luminaires | High-Bay | High-Bay Luminaires for Commercial and Industrial Buildings | Standard | FALSE | [9 empty] | 41694 |  |  | NotYetVerified |  | 3 | 10126 | 100.2574 | 101 | 4.915 | 0.99856 | 5000 | 85
P00000EIG | Eaton (formerly Cooper Lighting) | Metalux Industrial | HBLED-LD3-10-W-CL-[Voltages include 120 thru 277V and 347V]-[Emergency Options include EL7W and EL14]-L850-[Drive Types include CD and ED]1-[Options include MP and MS]-[All Packaging] | Indoor Luminaires | High-Bay | High-Bay Luminaires for Commercial and Industrial Buildings | Standard | FALSE | [9 empty] | 41694 |  |  | NotYetVerified |  | 3 | 10087 | 99.8713 | 101 | 4.915 | 0.99856 | 5000 | 85
P00000EK7 | Eaton (formerly Cooper Lighting) | Metalux Industrial | HBLED-LD3-10-N-CLI-[Voltages include 120 thru 277V and 347V]-[Emergency Options include EL7W and EL14]-L850-[Drive Types include CD and ED]1-[Options include MP and MS]-[All Packaging] | Indoor Luminaires | High-Bay | High-Bay Aisle Luminaires | Standard | FALSE | [9 empty] | 41694 |  |  | NotYetVerified |  | 3 | 9830 | 97.33 | 101 | 4.915 | 0.99856 | 5000 | 85
P00000EID | Eaton (formerly Cooper Lighting) | Metalux Industrial | HBLED-LD3-10-N-CLI-[Voltages include 120 thru 277V and 347V]-[Emergency Options include EL7W and EL14]-L850-[Drive Types include CD and ED]1-[Options include MP and MS]-[All Packaging] | Indoor Luminaires | High-Bay | High-Bay Luminaires for Commercial and Industrial Buildings | Standard | FALSE | [9 empty] | 41694 |  |  | NotYetVerified |  | 3 | 9830 | 97.3267 | 101 | 4.915 | 0.99856 | 5000 | 85
P00000EK6 | Eaton (formerly Cooper Lighting) | Metalux Industrial | HBLED-LD3-10-N-CL-[Voltages include 120 thru 277V and 347V]-[Emergency Options include EL7W and EL14]-L850-[Drive Types include CD and ED]1-[Options include MP and MS]-[All Packaging] | Indoor Luminaires | High-Bay | High-Bay Aisle Luminaires | Standard | FALSE | [9 empty] | 41694 |  |  | NotYetVerified |  | 3 | 9762 | 96.65 | 101 | 4.915 | 0.99856 | 5000 | 85
P00000EIC | Eaton (formerly Cooper Lighting) | Metalux Industrial | HBLED-LD3-10-N-CL-[Voltages include 120 thru 277V and 347V]-[Emergency Options include EL7W and EL14]-L850-[Drive Types include CD and ED]1-[Options include MP and MS]-[All Packaging] | Indoor Luminaires | High-Bay | High-Bay Luminaires for Commercial and Industrial Buildings | Standard | FALSE | [9 empty] | 41694 |  |  | NotYetVerified |  | 3 | 9762 | 96.6535 | 101 | 4.915 | 0.99856 | 5000 | 85
P00000EI9 | Eaton (formerly Cooper Lighting) | Metalux Industrial | HBLED-LD3-10-W-AI-[Voltages include 120 thru 277V and 347V]-[Emergency Options include EL7W and EL14]-L850-[Drive Types include CD and ED]1-[Options include MP and MS]-[All Packaging] | Indoor Luminaires | High-Bay | High-Bay Luminaires for Commercial and Industrial Buildings | Standard | FALSE | [9 empty] | 41694 |  |  | NotYetVerified |  | 3 | 9562 | 94.6733 | 101 | 4.915 | 0.99856 | 5000 | 85
P00000EJR | Eaton (formerly Cooper Lighting) | Metalux Industrial | HBLED-LD3-24-W-[blank]-[Voltages include 120 thru 277V 347V and 480V]-[Emergency Options include EL7W and EL14]-L840-[Drive Types include CD and ED]3-[Options include MP and MS]-[All Packaging] | Indoor Luminaires | High-Bay | High-Bay Luminaires for Commercial and Industrial Buildings | Standard | FALSE | [9 empty] | 41694 |  |  | NotYetVerified |  | 3 | 24699.99 | 110.2678 | 224 | 6.15 | 0.99789 | 4000 | 85
P00000EKN | Eaton (formerly Cooper Lighting) | Metalux Industrial | HBLED-LD3-24-N-[blank]-[Voltages include 120 thru 277V 347V and 480V]-[Emergency Options include EL7W and EL14]-L840-[Drive Types include CD and ED]3-[Options include MP and MS]-[All Packaging] | Indoor Luminaires | High-Bay | High-Bay Aisle Luminaires | Standard | FALSE | [9 empty] | 41694 |  |  | NotYetVerified |  | 3 | 23749.45 | 106.02 | 224 | 6.15 | 0.99789 | 4000 | 85
P00000EJO | Eaton (formerly Cooper Lighting) | Metalux Industrial | HBLED-LD3-24-N-[blank]-[Voltages include 120 thru 277V 347V and 480V]-[Emergency Options include EL7W and EL14]-L840-[Drive Types include CD and ED]3-[Options include MP and MS]-[All Packaging] | Indoor Luminaires | High-Bay | High-Bay Luminaires for Commercial and Industrial Buildings | Standard | FALSE | [9 empty] | 41694 |  |  | NotYetVerified |  | 3 | 23749.45 | 106.0243 | 224 | 6.15 | 0.99789 | 4000 | 85
P00000EJL | Eaton (formerly Cooper Lighting) | Metalux Industrial | HBLED-LD3-24-W-CLI-[Voltages include 120 thru 277V 347V and 480V]-[Emergency Options include EL7W and EL14]-L840-[Drive Types include CD and ED]3-[Options include MP and MS]-[All Packaging] | Indoor Luminaires | High-Bay | High-Bay Luminaires for Commercial and Industrial Buildings | Standard | FALSE | [9 empty] | 41694 |  |  | NotYetVerified |  | 3 | 23136.82 | 103.2894 | 224 | 6.15 | 0.99789 | 4000 | 85
P00000EJK | Eaton (formerly Cooper Lighting) | Metalux Industrial | HBLED-LD3-24-W-CL-[Voltages include 120 thru 277V 347V and 480V]-[Emergency Options include EL7W and EL14]-L840-[Drive Types include CD and ED]3-[Options include MP and MS]-[All Packaging] | Indoor Luminaires | High-Bay | High-Bay Luminaires for Commercial and Industrial Buildings | Standard | FALSE | [9 empty] | 41694 |  |  | NotYetVerified |  | 3 | 22803.17 | 101.7999 | 224 | 6.15 | 0.99789 | 4000 | 85
P00000EKK | Eaton (formerly Cooper Lighting) | Metalux Industrial | HBLED-LD3-24-N-CLI-[Voltages include 120 thru 277V 347V and 480V]-[Emergency Options include EL7W and EL14]-L840-[Drive Types include CD and ED]3-[Options include MP and MS]-[All Packaging] | Indoor Luminaires | High-Bay | High-Bay Aisle Luminaires | Standard | FALSE | [9 empty] | 41694 |  |  | NotYetVerified |  | 3 | 22451.17 | 100.23 | 224 | 6.15 | 0.99789 | 4000 | 85
P00000EJH | Eaton (formerly Cooper Lighting) | Metalux Industrial | HBLED-LD3-24-N-CLI-[Voltages include 120 thru 277V 347V and 480V]-[Emergency Options include EL7W and EL14]-L840-[Drive Types include CD and ED]3-[Options include MP and MS]-[All Packaging] | Indoor Luminaires | High-Bay | High-Bay Luminaires for Commercial and Industrial Buildings | Standard | FALSE | [9 empty] | 41694 |  |  | NotYetVerified |  | 3 | 22451.17 | 100.2284 | 224 | 6.15 | 0.99789 | 4000 | 85
P00000EKJ | Eaton (formerly Cooper Lighting) | Metalux Industrial | HBLED-LD3-24-N-CL-[Voltages include 120 thru 277V 347V and 480V]-[Emergency Options include EL7W and EL14]-L840-[Drive Types include CD and ED]3-[Options include MP and MS]-[All Packaging] | Indoor Luminaires | High-Bay | High-Bay Aisle Luminaires | Standard | FALSE | [9 empty] | 41694 |  |  | NotYetVerified |  | 3 | 22415.99 | 100.07 | 224 | 6.15 | 0.99789 | 4000 | 85
P00000EJG | Eaton (formerly Cooper Lighting) | Metalux Industrial | HBLED-LD3-24-N-CL-[Voltages include 120 thru 277V 347V and 480V]-[Emergency Options include EL7W and EL14]-L840-[Drive Types include CD and ED]3-[Options include MP and MS]-[All Packaging] | Indoor Luminaires | High-Bay | High-Bay Luminaires for Commercial and Industrial Buildings | Standard | FALSE | [9 empty] | 41694 |  |  | NotYetVerified |  | 3 | 22415.99 | 100.0714 | 224 | 6.15 | 0.99789 | 4000 | 85
P00000EJB | Eaton (formerly Cooper Lighting) | Metalux Industrial | HBLED-LD3-24-W-AI-[Voltages include 120 thru 277V 347V and 480V]-[Emergency Options include EL7W and EL14]-L840-[Drive Types include CD and ED]3-[Options include MP and MS]-[All Packaging] | Indoor Luminaires | High-Bay | High-Bay Luminaires for Commercial and Industrial Buildings | Standard | FALSE | [9 empty] | 41694 |  |  | NotYetVerified |  | 3 | 21979.95 | 98.1248 | 224 | 6.15 | 0.99789 | 4000 | 85
P00000EJ7 | Eaton (formerly Cooper Lighting) | Metalux Industrial | HBLED-LD3-24-W-A-[Voltages include 120 thru 277V 347V and 480V]-[Emergency Options include EL7W and EL14]-L840-[Drive Types include CD and ED]3-[Options include MP and MS]-[All Packaging] | Indoor Luminaires | High-Bay | High-Bay Luminaires for Commercial and Industrial Buildings | Standard | FALSE | [9 empty] | 41694 |  |  | NotYetVerified |  | 3 | 20962.72 | 93.5836 | 224 | 6.15 | 0.99789 | 4000 | 85
P00000EIZ | Eaton (formerly Cooper Lighting) | Metalux Industrial | HBLED-LD3-24-W-A/WG-[Voltages include 120 thru 277V]-[Emergency Options include EL7W and EL14]-L840-[Drive Types include CD and ED]3-[Options include MP and MS]-[All Packaging] | Indoor Luminaires | High-Bay | High-Bay Luminaires for Commercial and Industrial Buildings | Standard | FALSE | [9 empty] | 41694 |  |  | NotYetVerified |  | 3 | 20047 | 89.4955 | 224 | 6.15 | 0.99789 | 4000 | 85
P00000EJ8 | Eaton (formerly Cooper Lighting) | Metalux Industrial | HBLED-LD3-18-W-[blank]-[Voltages include 120 thru 277V 347V and 480V]-[Emergency Options include EL7W and EL14]-L840-[Drive Types include CD and ED]2-[Options include MP and MS]-[All Packaging] | Indoor Luminaires | High-Bay | High-Bay Luminaires for Commercial and Industrial Buildings | Standard | FALSE | [9 empty] | 41694 |  |  | NotYetVerified |  | 3 | 21128 | 106.1709 | 199 | 5.695 | 0.99804 | 4000 | 85
P00000EKE | Eaton (formerly Cooper Lighting) | Metalux Industrial | HBLED-LD3-18-N-[blank]-[Voltages include 120 thru 277V 347V and 480V]-[Emergency Options include EL7W and EL14]-L840-[Drive Types include CD and ED]2-[Options include MP and MS]-[All Packaging] | Indoor Luminaires | High-Bay | High-Bay Aisle Luminaires | Standard | FALSE | [9 empty] | 41694 |  |  | NotYetVerified |  | 3 | 20262.64 | 101.82 | 199 | 5.695 | 0.99804 | 4000 | 85
P00000EJ0 | Eaton (formerly Cooper Lighting) | Metalux Industrial | HBLED-LD3-18-N-[blank]-[Voltages include 120 thru 277V 347V and 480V]-[Emergency Options include EL7W and EL14]-L840-[Drive Types include CD and ED]2-[Options include MP and MS]-[All Packaging] | Indoor Luminaires | High-Bay | High-Bay Luminaires for Commercial and Industrial Buildings | Standard | FALSE | [9 empty] | 41694 |  |  | NotYetVerified |  | 3 | 20262.64 | 101.8223 | 199 | 5.695 | 0.99804 | 4000 | 85
P00000EIU | Eaton (formerly Cooper Lighting) | Metalux Industrial | HBLED-LD3-18-W-CL-[Voltages include 120 thru 277V 347V and 480V]-[Emergency Options include EL7W and EL14]-L840-[Drive Types include CD and ED]2-[Options include MP and MS]-[All Packaging] | Indoor Luminaires | High-Bay | High-Bay Luminaires for Commercial and Industrial Buildings | Standard | FALSE | [9 empty] | 41694 |  |  | NotYetVerified |  | 3 | 19387 | 97.4221 | 199 | 5.695 | 0.99804 | 4000 | 85
P00000EIS | Eaton (formerly Cooper Lighting) | Metalux Industrial | HBLED-LD3-18-W-CLI-[Voltages include 120 thru 277V 347V and 480V]-[Emergency Options include EL7W and EL14]-L840-[Drive Types include CD and ED]2-[Options include MP and MS]-[All Packaging] | Indoor Luminaires | High-Bay | High-Bay Luminaires for Commercial and Industrial Buildings | Standard | FALSE | [9 empty] | 41694 |  |  | NotYetVerified |  | 3 | 19336 | 97.1658 | 199 | 5.695 | 0.99804 | 4000 | 85
P00000EKB | Eaton (formerly Cooper Lighting) | Metalux Industrial | HBLED-LD3-18-N-CL-[Voltages include 120 thru 277V 347V and 480V]-[Emergency Options include EL7W and EL14]-L840-[Drive Types include CD and ED]2-[Options include MP and MS]-[All Packaging] | Indoor Luminaires | High-Bay | High-Bay Aisle Luminaires | Standard | FALSE | [9 empty] | 41694 |  |  | NotYetVerified |  | 3 | 19125.24 | 96.11 | 199 | 5.695 | 0.99804 | 4000 | 85
P00000EIR | Eaton (formerly Cooper Lighting) | Metalux Industrial | HBLED-LD3-18-N-CL-[Voltages include 120 thru 277V 347V and 480V]-[Emergency Options include EL7W and EL14]-L840-[Drive Types include CD and ED]2-[Options include MP and MS]-[All Packaging] | Indoor Luminaires | High-Bay | High-Bay Luminaires for Commercial and Industrial Buildings | Standard | FALSE | [9 empty] | 41694 |  |  | NotYetVerified |  | 3 | 19125.24 | 96.1067 | 199 | 5.695 | 0.99804 | 4000 | 85
P00000EKA | Eaton (formerly Cooper Lighting) | Metalux Industrial | HBLED-LD3-18-N-CLI-[Voltages include 120 thru 277V 347V and 480V]-[Emergency Options include EL7W and EL14]-L840-[Drive Types include CD and ED]2-[Options include MP and MS]-[All Packaging] | Indoor Luminaires | High-Bay | High-Bay Aisle Luminaires | Standard | FALSE | [9 empty] | 41694 |  |  | NotYetVerified |  | 3 | 19091.91 | 95.94 | 199 | 5.695 | 0.99804 | 4000 | 85
P00000EIQ | Eaton (formerly Cooper Lighting) | Metalux Industrial | HBLED-LD3-18-N-CLI-[Voltages include 120 thru 277V 347V and 480V]-[Emergency Options include EL7W and EL14]-L840-[Drive Types include CD and ED]2-[Options include MP and MS]-[All Packaging] | Indoor Luminaires | High-Bay | High-Bay Luminaires for Commercial and Industrial Buildings | Standard | FALSE | [9 empty] | 41694 |  |  | NotYetVerified |  | 3 | 19091.91 | 95.9393 | 199 | 5.695 | 0.99804 | 4000 | 85
P00000EIO | Eaton (formerly Cooper Lighting) | Metalux Industrial | HBLED-LD3-18-W-AI-[Voltages include 120 thru 277V 347V and 480V]-[Emergency Options include EL7W and EL14]-L840-[Drive Types include CD and ED]2-[Options include MP and MS]-[All Packaging] | Indoor Luminaires | High-Bay | High-Bay Luminaires for Commercial and Industrial Buildings | Standard | FALSE | [9 empty] | 41694 |  |  | NotYetVerified |  | 3 | 18363 | 92.2764 | 199 | 5.695 | 0.99804 | 4000 | 85
P00000EIM | Eaton (formerly Cooper Lighting) | Metalux Industrial | HBLED-LD3-18-W-A-[Voltages include 120 thru 277V 347V and 480V]-[Emergency Options include EL7W and EL14]-L840-[Drive Types include CD and ED]2-[Options include MP and MS]-[All Packaging] | Indoor Luminaires | High-Bay | High-Bay Luminaires for Commercial and Industrial Buildings | Standard | FALSE | [9 empty] | 41694 |  |  | NotYetVerified |  | 3 | 17772 | 89.3065 | 199 | 5.695 | 0.99804 | 4000 | 85
P00000EK1 | Eaton (formerly Cooper Lighting) | Metalux Industrial | HBLED-LD3-30-W-[blank]-[Voltages include 120 thru 277V 347V and 480V]-[Emergency Options include EL7W and EL14]-L840-[Drive Types include CD and ED]3-[Options include MP and MS]-[All Packaging] | Indoor Luminaires | High-Bay | High-Bay Luminaires for Commercial and Industrial Buildings | Standard | FALSE | [9 empty] | 41694 |  |  | NotYetVerified |  | 3 | 30894 | 103.3244 | 299 | 5.502 | 0.99832 | 4000 | 85
P00000EKR | Eaton (formerly Cooper Lighting) | Metalux Industrial | HBLED-LD3-30-N-[blank]-[Voltages include 120 thru 277V 347V and 480V]-[Emergency Options include EL7W and EL14]-L840-[Drive Types include CD and ED]3-[Options include MP and MS]-[All Packaging] | Indoor Luminaires | High-Bay | High-Bay Aisle Luminaires | Standard | FALSE | [9 empty] | 41694 |  |  | NotYetVerified |  | 3 | 30117.27 | 100.73 | 299 | 5.502 | 0.99832 | 4000 | 85
P00000EJZ | Eaton (formerly Cooper Lighting) | Metalux Industrial | HBLED-LD3-30-N-[blank]-[Voltages include 120 thru 277V 347V and 480V]-[Emergency Options include EL7W and EL14]-L840-[Drive Types include CD and ED]3-[Options include MP and MS]-[All Packaging] | Indoor Luminaires | High-Bay | High-Bay Luminaires for Commercial and Industrial Buildings | Standard | FALSE | [9 empty] | 41694 |  |  | NotYetVerified |  | 3 | 30117.27 | 100.7267 | 299 | 5.502 | 0.99832 | 4000 | 85
P00000EJX | Eaton (formerly Cooper Lighting) | Metalux Industrial | HBLED-LD3-30-W-CLI-[Voltages include 120 thru 277V 347V and 480V]-[Emergency Options include EL7W and EL14]-L840-[Drive Types include CD and ED]3-[Options include MP and MS]-[All Packaging] | Indoor Luminaires | High-Bay | High-Bay Luminaires for Commercial and Industrial Buildings | Standard | FALSE | [9 empty] | 41694 |  |  | NotYetVerified |  | 3 | 28812 | 96.3612 | 299 | 5.502 | 0.99832 | 4000 | 85
P00000EKP | Eaton (formerly Cooper Lighting) | Metalux Industrial | HBLED-LD3-30-N-CLI-[Voltages include 120 thru 277V 347V and 480V]-[Emergency Options include EL7W and EL14]-L840-[Drive Types include CD and ED]3-[Options include MP and MS]-[All Packaging] | Indoor Luminaires | High-Bay | High-Bay Aisle Luminaires | Standard | FALSE | [9 empty] | 41694 |  |  | NotYetVerified |  | 3 | 28300.81 | 94.65 | 299 | 5.502 | 0.99832 | 4000 | 85
P00000EJV | Eaton (formerly Cooper Lighting) | Metalux Industrial | HBLED-LD3-30-N-CLI-[Voltages include 120 thru 277V 347V and 480V]-[Emergency Options include EL7W and EL14]-L840-[Drive Types include CD and ED]3-[Options include MP and MS]-[All Packaging] | Indoor Luminaires | High-Bay | High-Bay Luminaires for Commercial and Industrial Buildings | Standard | FALSE | [9 empty] | 41694 |  |  | NotYetVerified |  | 3 | 28300.81 | 94.6515 | 299 | 5.502 | 0.99832 | 4000 | 85
P00000EJT | Eaton (formerly Cooper Lighting) | Metalux Industrial | HBLED-LD3-30-W-AI-[Voltages include 120 thru 277V 347V and 480V]-[Emergency Options include EL7W and EL14]-L840-[Drive Types include CD and ED]3-[Options include MP and MS]-[All Packaging] | Indoor Luminaires | High-Bay | High-Bay Luminaires for Commercial and Industrial Buildings | Standard | FALSE | [9 empty] | 41694 |  |  | NotYetVerified |  | 3 | 27207 | 90.9933 | 299 | 5.502 | 0.99832 | 4000 | 85
P00000EIK | Eaton (formerly Cooper Lighting) | Metalux Industrial | HBLED-LD3-10-W-[blank]-[Voltages include 120 thru 277V and 347V]-[Emergency Options include EL7W and EL14]-L840-[Drive Types include CD and ED]1-[Options include MP and MS]-[All Packaging] | Indoor Luminaires | High-Bay | High-Bay Luminaires for Commercial and Industrial Buildings | Standard | FALSE | [9 empty] | 41694 |  |  | NotYetVerified |  | 3 | 10615 | 105.099 | 101 | 4.915 | 0.99856 | 4000 | 85
P00000EK8 | Eaton (formerly Cooper Lighting) | Metalux Industrial | HBLED-LD3-10-N-[blank]-[Voltages include 120 thru 277V and 347V]-[Emergency Options include EL7W and EL14]-L840-[Drive Types include CD and ED]1-[Options include MP and MS]-[All Packaging] | Indoor Luminaires | High-Bay | High-Bay Aisle Luminaires | Standard | FALSE | [9 empty] | 41694 |  |  | NotYetVerified |  | 3 | 10276.66 | 101.75 | 101 | 4.915 | 0.99856 | 4000 | 85
P00000EII | Eaton (formerly Cooper Lighting) | Metalux Industrial | HBLED-LD3-10-N-[blank]-[Voltages include 120 thru 277V and 347V]-[Emergency Options include EL7W and EL14]-L840-[Drive Types include CD and ED]1-[Options include MP and MS]-[All Packaging] | Indoor Luminaires | High-Bay | High-Bay Luminaires for Commercial and Industrial Buildings | Standard | FALSE | [9 empty] | 41694 |  |  | NotYetVerified |  | 3 | 10276.66 | 101.7491 | 101 | 4.915 | 0.99856 | 4000 | 85
P00000EIF | Eaton (formerly Cooper Lighting) | Metalux Industrial | HBLED-LD3-10-W-CLI-[Voltages include 120 thru 277V and 347V]-[Emergency Options include EL7W and EL14]-L840-[Drive Types include CD and ED]1-[Options include MP and MS]-[All Packaging] | Indoor Luminaires | High-Bay | High-Bay Luminaires for Commercial and Industrial Buildings | Standard | FALSE | [9 empty] | 41694 |  |  | NotYetVerified |  | 3 | 9929 | 98.3069 | 101 | 4.915 | 0.99856 | 4000 | 85
P00000EIE | Eaton (formerly Cooper Lighting) | Metalux Industrial | HBLED-LD3-10-W-CL-[Voltages include 120 thru 277V and 347V]-[Emergency Options include EL7W and EL14]-L840-[Drive Types include CD and ED]1-[Options include MP and MS]-[All Packaging] | Indoor Luminaires | High-Bay | High-Bay Luminaires for Commercial and Industrial Buildings | Standard | FALSE | [9 empty] | 41694 |  |  | NotYetVerified |  | 3 | 9880 | 97.8218 | 101 | 4.915 | 0.99856 | 4000 | 85
P00000EK5 | Eaton (formerly Cooper Lighting) | Metalux Industrial | HBLED-LD3-10-N-CLI-[Voltages include 120 thru 277V and 347V]-[Emergency Options include EL7W and EL14]-L840-[Drive Types include CD and ED]1-[Options include MP and MS]-[All Packaging] | Indoor Luminaires | High-Bay | High-Bay Aisle Luminaires | Standard | FALSE | [9 empty] | 41694 |  |  | NotYetVerified |  | 3 | 9681.34 | 95.85 | 101 | 4.915 | 0.99856 | 4000 | 85
P00000EIB | Eaton (formerly Cooper Lighting) | Metalux Industrial | HBLED-LD3-10-N-CLI-[Voltages include 120 thru 277V and 347V]-[Emergency Options include EL7W and EL14]-L840-[Drive Types include CD and ED]1-[Options include MP and MS]-[All Packaging] | Indoor Luminaires | High-Bay | High-Bay Luminaires for Commercial and Industrial Buildings | Standard | FALSE | [9 empty] | 41694 |  |  | NotYetVerified |  | 3 | 9681.34 | 95.8548 | 101 | 4.915 | 0.99856 | 4000 | 85
P00000EK4 | Eaton (formerly Cooper Lighting) | Metalux Industrial | HBLED-LD3-10-N-CL-[Voltages include 120 thru 277V and 347V]-[Emergency Options include EL7W and EL14]-L840-[Drive Types include CD and ED]1-[Options include MP and MS]-[All Packaging] | Indoor Luminaires | High-Bay | High-Bay Aisle Luminaires | Standard | FALSE | [9 empty] | 41694 |  |  | NotYetVerified |  | 3 | 9614.98 | 95.2 | 101 | 4.915 | 0.99856 | 4000 | 85
P00000EIA | Eaton (formerly Cooper Lighting) | Metalux Industrial | HBLED-LD3-10-N-CL-[Voltages include 120 thru 277V and 347V]-[Emergency Options include EL7W and EL14]-L840-[Drive Types include CD and ED]1-[Options include MP and MS]-[All Packaging] | Indoor Luminaires | High-Bay | High-Bay Luminaires for Commercial and Industrial Buildings | Standard | FALSE | [9 empty] | 41694 |  |  | NotYetVerified |  | 3 | 9614.98 | 95.1978 | 101 | 4.915 | 0.99856 | 4000 | 85
P00000EI8 | Eaton (formerly Cooper Lighting) | Metalux Industrial | HBLED-LD3-10-W-AI-[Voltages include 120 thru 277V and 347V]-[Emergency Options include EL7W and EL14]-L840-[Drive Types include CD and ED]1-[Options include MP and MS]-[All Packaging] | Indoor Luminaires | High-Bay | High-Bay Luminaires for Commercial and Industrial Buildings | Standard | FALSE | [9 empty] | 41694 |  |  | NotYetVerified |  | 3 | 9417 | 93.2376 | 101 | 4.915 | 0.99856 | 4000 | 85
P00000EI7 | Eaton (formerly Cooper Lighting) | Metalux Industrial | HBLED-LD3-10-W-A-[Voltages include 120 thru 277V]-[Emergency Options include EL7W and EL14]-L840-[Drive Types include CD and ED]1-[Options include MP and MS]-[All Packaging] | Indoor Luminaires | High-Bay | High-Bay Luminaires for Commercial and Industrial Buildings | Standard | FALSE | [9 empty] | 41694 |  |  | NotYetVerified |  | 3 | 9082 | 89.9208 | 101 | 4.915 | 0.99856 | 4000 | 85
P00000EJP | Eaton (formerly Cooper Lighting) | Metalux Industrial | HBLED-LD3-24-W-[blank]-[Voltages include 120 thru 277V 347V and 480V]-[Emergency Options include EL7W and EL14]-L835-[Drive Types include CD and ED]3-[Options include MP and MS]-[All Packaging] | Indoor Luminaires | High-Bay | High-Bay Luminaires for Commercial and Industrial Buildings | Standard | FALSE | [9 empty] | 41694 |  |  | NotYetVerified |  | 3 | 24080 | 107.5 | 224 | 6.15 | 0.99789 | 3500 | 85
P00000EJF | Eaton (formerly Cooper Lighting) | Metalux Industrial | HBLED-LD3-24-W-CLI-[Voltages include 120 thru 277V 347V and 480V]-[Emergency Options include EL7W and EL14]-L835-[Drive Types include CD and ED]3-[Options include MP and MS]-[All Packaging] | Indoor Luminaires | High-Bay | High-Bay Luminaires for Commercial and Industrial Buildings | Standard | FALSE | [9 empty] | 41694 |  |  | NotYetVerified |  | 3 | 22380 | 99.9107 | 224 | 6.15 | 0.99789 | 3500 | 85
P00000EKI | Eaton (formerly Cooper Lighting) | Metalux Industrial | HBLED-LD3-24-N-[blank]-[Voltages include 120 thru 277V 347V and 480V]-[Emergency Options include EL7W and EL14]-L835-[Drive Types include CD and ED]3-[Options include MP and MS]-[All Packaging] | Indoor Luminaires | High-Bay | High-Bay Aisle Luminaires | Standard | FALSE | [9 empty] | 41694 |  |  | NotYetVerified |  | 3 | 22343 | 99.75 | 224 | 6.15 | 0.99789 | 3500 | 85
P00000EJE | Eaton (formerly Cooper Lighting) | Metalux Industrial | HBLED-LD3-24-N-[blank]-[Voltages include 120 thru 277V 347V and 480V]-[Emergency Options include EL7W and EL14]-L835-[Drive Types include CD and ED]3-[Options include MP and MS]-[All Packaging] | Indoor Luminaires | High-Bay | High-Bay Luminaires for Commercial and Industrial Buildings | Standard | FALSE | [9 empty] | 41694 |  |  | NotYetVerified |  | 3 | 22343 | 99.7455 | 224 | 6.15 | 0.99789 | 3500 | 85
P00000EJC | Eaton (formerly Cooper Lighting) | Metalux Industrial | HBLED-LD3-24-W-CL-[Voltages include 120 thru 277V 347V and 480V]-[Emergency Options include EL7W and EL14]-L835-[Drive Types include CD and ED]3-[Options include MP and MS]-[All Packaging] | Indoor Luminaires | High-Bay | High-Bay Luminaires for Commercial and Industrial Buildings | Standard | FALSE | [9 empty] | 41694 |  |  | NotYetVerified |  | 3 | 22204 | 99.125 | 224 | 6.15 | 0.99789 | 3500 | 85
P00000EKH | Eaton (formerly Cooper Lighting) | Metalux Industrial | HBLED-LD3-24-N-CL-[Voltages include 120 thru 277V 347V and 480V]-[Emergency Options include EL7W and EL14]-L835-[Drive Types include CD and ED]3-[Options include MP and MS]-[All Packaging] | Indoor Luminaires | High-Bay | High-Bay Aisle Luminaires | Standard | FALSE | [9 empty] | 41694 |  |  | NotYetVerified |  | 3 | 20900 | 93.3 | 224 | 6.15 | 0.99789 | 3500 | 85
P00000EJ6 | Eaton (formerly Cooper Lighting) | Metalux Industrial | HBLED-LD3-24-N-CL-[Voltages include 120 thru 277V 347V and 480V]-[Emergency Options include EL7W and EL14]-L835-[Drive Types include CD and ED]3-[Options include MP and MS]-[All Packaging] | Indoor Luminaires | High-Bay | High-Bay Luminaires for Commercial and Industrial Buildings | Standard | FALSE | [9 empty] | 41694 |  |  | NotYetVerified |  | 3 | 20900 | 93.3036 | 224 | 6.15 | 0.99789 | 3500 | 85
P00000EKG | Eaton (formerly Cooper Lighting) | Metalux Industrial | HBLED-LD3-24-N-CLI-[Voltages include 120 thru 277V 347V and 480V]-[Emergency Options include EL7W and EL14]-L835-[Drive Types include CD and ED]3-[Options include MP and MS]-[All Packaging] | Indoor Luminaires | High-Bay | High-Bay Aisle Luminaires | Standard | FALSE | [9 empty] | 41694 |  |  | NotYetVerified |  | 3 | 20785 | 92.79 | 224 | 6.15 | 0.99789 | 3500 | 85
P00000EJ5 | Eaton (formerly Cooper Lighting) | Metalux Industrial | HBLED-LD3-24-N-CLI-[Voltages include 120 thru 277V 347V and 480V]-[Emergency Options include EL7W and EL14]-L835-[Drive Types include CD and ED]3-[Options include MP and MS]-[All Packaging] | Indoor Luminaires | High-Bay | High-Bay Luminaires for Commercial and Industrial Buildings | Standard | FALSE | [9 empty] | 41694 |  |  | NotYetVerified |  | 3 | 20785 | 92.7902 | 224 | 6.15 | 0.99789 | 3500 | 85
P00000EJ3 | Eaton (formerly Cooper Lighting) | Metalux Industrial | HBLED-LD3-24-W-AI-[Voltages include 120 thru 277V 347V and 480V]-[Emergency Options include EL7W and EL14]-L835-[Drive Types include CD and ED]3-[Options include MP and MS]-[All Packaging] | Indoor Luminaires | High-Bay | High-Bay Luminaires for Commercial and Industrial Buildings | Standard | FALSE | [9 empty] | 41694 |  |  | NotYetVerified |  | 3 | 20441 | 91.2545 | 224 | 6.15 | 0.99789 | 3500 | 85
P00000EJ1 | Eaton (formerly Cooper Lighting) | Metalux Industrial | HBLED-LD3-24-W-A-[Voltages include 120 thru 277V 347V and 480V]-[Emergency Options include EL7W and EL14]-L835-[Drive Types include CD and ED]3-[Options include MP and MS]-[All Packaging] | Indoor Luminaires | High-Bay | High-Bay Luminaires for Commercial and Industrial Buildings | Standard | FALSE | [9 empty] | 41694 |  |  | NotYetVerified |  | 3 | 20369 | 90.933 | 224 | 6.15 | 0.99789 | 3500 | 85
P00000EIX | Eaton (formerly Cooper Lighting) | Metalux Industrial | HBLED-LD3-24-W-A/WG-[Voltages include 120 thru 277V]-[Emergency Options include EL7W and EL14]-L835-[Drive Types include CD and ED]3-[Options include MP and MS]-[All Packaging] | Indoor Luminaires | High-Bay | High-Bay Luminaires for Commercial and Industrial Buildings | Standard | FALSE | [9 empty] | 41694 |  |  | NotYetVerified |  | 3 | 19443 | 86.7991 | 224 | 6.15 | 0.99789 | 3500 | 85
P00001E9F | Singbee | Singbee | SP-7009-120W-RackB (4500K) | Indoor Luminaires | High-Bay | High-Bay Aisle Luminaires | Standard | FALSE | [9 empty] | 41694 | Not Yet Verified | Not Yet Verified | NotYetVerified |  | 3 | 13014.5 | 109.36 | 120 |  |  | 4500
P00001E9E | Singbee | Singbee | SP-7009-120W-RackB (4000K) | Indoor Luminaires | High-Bay | High-Bay Aisle Luminaires | Standard | FALSE | [9 empty] | 41694 | Not Yet Verified | Not Yet Verified | NotYetVerified |  | 3 | 11604 | 96.6 | 120 |  |  | 4000
P00001E9D | Singbee | Singbee | SP-7009-120W-RackB (3500K) | Indoor Luminaires | High-Bay | High-Bay Aisle Luminaires | Standard | FALSE | [9 empty] | 41694 | Not Yet Verified | Not Yet Verified | NotYetVerified |  | 3 | 11604 | 96.6 | 120 |  |  | 3500
P00000EI2 | Eaton (formerly Cooper Lighting) | Metalux Industrial | HBLED-LD3-10-W-[blank]-[Voltages include 120 thru 277V and 347V]-[Emergency Options include EL7W and EL14]-L850-[Drive Types include CD and ED]1-[Options include MP and MS]-[All Packaging] | Indoor Luminaires | High-Bay | Low-Bay Luminaires for Commercial and Industrial Buildings | Standard | FALSE | [9 empty] | 41691 |  |  | NotYetVerified |  | 3 | 10818 | 107.11 | 101 | 4.915 | 0.99856 | 5000 | 85
P00000EI0 | Eaton (formerly Cooper Lighting) | Metalux Industrial | HBLED-LD3-10-N-[blank]-[Voltages include 120 thru 277V and 347V]-[Emergency Options include EL7W and EL14]-L850-[Drive Types include CD and ED]1-[Options include MP and MS]-[All Packaging] | Indoor Luminaires | High-Bay | Low-Bay Luminaires for Commercial and Industrial Buildings | Standard | FALSE | [9 empty] | 41691 |  |  | NotYetVerified |  | 3 | 10434 | 103.31 | 101 | 4.915 | 0.99856 | 5000 | 85
P00000EHY | Eaton (formerly Cooper Lighting) | Metalux Industrial | HBLED-LD3-10-W-CLI-[Voltages include 120 thru 277V and 347V]-[Emergency Options include EL7W and EL14]-L850-[Drive Types include CD and ED]1-[Options include MP and MS]-[All Packaging] | Indoor Luminaires | High-Bay | Low-Bay Luminaires for Commercial and Industrial Buildings | Standard | FALSE | [9 empty] | 41691 |  |  | NotYetVerified |  | 3 | 10126 | 100.26 | 101 | 4.915 | 0.99856 | 5000 | 85
P00000EHX | Eaton (formerly Cooper Lighting) | Metalux Industrial | HBLED-LD3-10-W-CL-[Voltages include 120 thru 277V and 347V]-[Emergency Options include EL7W and EL14]-L850-[Drive Types include CD and ED]1-[Options include MP and MS]-[All Packaging] | Indoor Luminaires | High-Bay | Low-Bay Luminaires for Commercial and Industrial Buildings | Standard | FALSE | [9 empty] | 41691 |  |  | NotYetVerified |  | 3 | 10087 | 99.87 | 101 | 4.915 | 0.99856 | 5000 | 85
P00000EHU | Eaton (formerly Cooper Lighting) | Metalux Industrial | HBLED-LD3-10-N-CLI-[Voltages include 120 thru 277V and 347V]-[Emergency Options include EL7W and EL14]-L850-[Drive Types include CD and ED]1-[Options include MP and MS]-[All Packaging] | Indoor Luminaires | High-Bay | Low-Bay Luminaires for Commercial and Industrial Buildings | Standard | FALSE | [9 empty] | 41691 |  |  | NotYetVerified |  | 3 | 9830 | 97.33 | 101 | 4.915 | 0.99856 | 5000 | 85
P00000EHT | Eaton (formerly Cooper Lighting) | Metalux Industrial | HBLED-LD3-10-N-CL-[Voltages include 120 thru 277V and 347V]-[Emergency Options include EL7W and EL14]-L850-[Drive Types include CD and ED]1-[Options include MP and MS]-[All Packaging] | Indoor Luminaires | High-Bay | Low-Bay Luminaires for Commercial and Industrial Buildings | Standard | FALSE | [9 empty] | 41691 |  |  | NotYetVerified |  | 3 | 9762 | 96.65 | 101 | 4.915 | 0.99856 | 5000 | 85
P00000EHQ | Eaton (formerly Cooper Lighting) | Metalux Industrial | HBLED-LD3-10-W-AI-[Voltages include 120 thru 277V and 347V]-[Emergency Options include EL7W and EL14]-L850-[Drive Types include CD and ED]1-[Options include MP and MS]-[All Packaging] | Indoor Luminaires | High-Bay | Low-Bay Luminaires for Commercial and Industrial Buildings | Standard | FALSE | [9 empty] | 41691 |  |  | NotYetVerified |  | 3 | 9562 | 94.67 | 101 | 4.915 | 0.99856 | 5000 | 85
P00000EI1 | Eaton (formerly Cooper Lighting) | Metalux Industrial | HBLED-LD3-10-W-[blank]-[Voltages include 120 thru 277V and 347V]-[Emergency Options include EL7W and EL14]-L840-[Drive Types include CD and ED]1-[Options include MP and MS]-[All Packaging] | Indoor Luminaires | High-Bay | Low-Bay Luminaires for Commercial and Industrial Buildings | Standard | FALSE | [9 empty] | 41691 |  |  | NotYetVerified |  | 3 | 10615 | 105.1 | 101 | 4.915 | 0.99856 | 4000 | 85
P00000EHZ | Eaton (formerly Cooper Lighting) | Metalux Industrial | HBLED-LD3-10-N-[blank]-[Voltages include 120 thru 277V and 347V]-[Emergency Options include EL7W and EL14]-L840-[Drive Types include CD and ED]1-[Options include MP and MS]-[All Packaging] | Indoor Luminaires | High-Bay | Low-Bay Luminaires for Commercial and Industrial Buildings | Standard | FALSE | [9 empty] | 41691 |  |  | NotYetVerified |  | 3 | 10276.66 | 101.75 | 101 | 4.915 | 0.99856 | 4000 | 85
P00000EHW | Eaton (formerly Cooper Lighting) | Metalux Industrial | HBLED-LD3-10-W-CLI-[Voltages include 120 thru 277V and 347V]-[Emergency Options include EL7W and EL14]-L840-[Drive Types include CD and ED]1-[Options include MP and MS]-[All Packaging] | Indoor Luminaires | High-Bay | Low-Bay Luminaires for Commercial and Industrial Buildings | Standard | FALSE | [9 empty] | 41691 |  |  | NotYetVerified |  | 3 | 9929 | 98.31 | 101 | 4.915 | 0.99856 | 4000 | 85
P00000EHV | Eaton (formerly Cooper Lighting) | Metalux Industrial | HBLED-LD3-10-W-CL-[Voltages include 120 thru 277V and 347V]-[Emergency Options include EL7W and EL14]-L840-[Drive Types include CD and ED]1-[Options include MP and MS]-[All Packaging] | Indoor Luminaires | High-Bay | Low-Bay Luminaires for Commercial and Industrial Buildings | Standard | FALSE | [9 empty] | 41691 |  |  | NotYetVerified |  | 3 | 9880 | 97.82 | 101 | 4.915 | 0.99856 | 4000 | 85
P00000EHS | Eaton (formerly Cooper Lighting) | Metalux Industrial | HBLED-LD3-10-N-CLI-[Voltages include 120 thru 277V and 347V]-[Emergency Options include EL7W and EL14]-L840-[Drive Types include CD and ED]1-[Options include MP and MS]-[All Packaging] | Indoor Luminaires | High-Bay | Low-Bay Luminaires for Commercial and Industrial Buildings | Standard | FALSE | [9 empty] | 41691 |  |  | NotYetVerified |  | 3 | 9681.34 | 95.85 | 101 | 4.915 | 0.99856 | 4000 | 85
P00000EHR | Eaton (formerly Cooper Lighting) | Metalux Industrial | HBLED-LD3-10-N-CL-[Voltages include 120 thru 277V and 347V]-[Emergency Options include EL7W and EL14]-L840-[Drive Types include CD and ED]1-[Options include MP and MS]-[All Packaging] | Indoor Luminaires | High-Bay | Low-Bay Luminaires for Commercial and Industrial Buildings | Standard | FALSE | [9 empty] | 41691 |  |  | NotYetVerified |  | 3 | 9614.98 | 95.2 | 101 | 4.915 | 0.99856 | 4000 | 85
P00000EHP | Eaton (formerly Cooper Lighting) | Metalux Industrial | HBLED-LD3-10-W-AI-[Voltages include 120 thru 277V and 347V]-[Emergency Options include EL7W and EL14]-L840-[Drive Types include CD and ED]1-[Options include MP and MS]-[All Packaging] | Indoor Luminaires | High-Bay | Low-Bay Luminaires for Commercial and Industrial Buildings | Standard | FALSE | [9 empty] | 41691 |  |  | NotYetVerified |  | 3 | 9417 | 93.24 | 101 | 4.915 | 0.99856 | 4000 | 85
P00000EHO | Eaton (formerly Cooper Lighting) | Metalux Industrial | HBLED-LD3-10-W-A-[Voltages include 120 thru 277V]-[Emergency Options include EL7W and EL14]-L840-[Drive Types include CD and ED]1-[Options include MP and MS]-[All Packaging] | Indoor Luminaires | High-Bay | Low-Bay Luminaires for Commercial and Industrial Buildings | Standard | FALSE | [9 empty] | 41691 |  |  | NotYetVerified |  | 3 | 9082 | 89.92 | 101 | 4.915 | 0.99856 | 4000 | 85
P00000R1V | Ephesus Lighting Inc. | Ephesus | VX-X-128-750-5N-VX[All Voltages]-56-N06 | Indoor Luminaires | High-Bay | High-Bay Luminaires for Commercial and Industrial Buildings | Standard | TRUE | 32674 | 101.8 | 320.95 | 25 | 0.927 | 5328 | 69 | 10 | 225000 | 41690 |  |  | NotYetVerified |  | 3 | 32674 | 110 | 297 |  | 0.94 | 5600 | 70
P00001BIC | UIC ENERGY LLC | UIC SURYA | UIC-HBB-200W-347 | Indoor Luminaires | High-Bay | High-Bay Luminaires for Commercial and Industrial Buildings | Standard | TRUE | 16268 | 79.01 | 205.89 | 15.29 | 0.982 | 4929 | 78 | 5 | 36300 | 41689 |  |  | NotYetVerified |  | 3 | 17000 | 80 | 200 |  | 0.95 | 5000 | 80
P00001IQ1 | Super Bright LEDs | Super bright | MD-50W | Indoor Luminaires | High-Bay | Low-Bay Luminaires for Commercial and Industrial Buildings | Standard | TRUE | 5591 | 89.6 | 62.4 | 16.53 | 0.9794 | 4935 | 70.6 | 5 | 50000 | 41689 |  |  | NotYetVerified |  | 3 | 5500 | 82 |  |  | 0.95 | 5000 | 70
P00001BID | UIC ENERGY LLC | UIC SURYA | UIC-HBB-150W-347 | Indoor Luminaires | High-Bay | High-Bay Luminaires for Commercial and Industrial Buildings | Standard | TRUE | 12948 | 86.36 | 149.9 | 15.4 | 0.9749 | 5386 | 75 | 5 | 50000 | 41689 |  |  | NotYetVerified |  | 3 | 13000 | 82 | 158 |  | 0.95 | 5000 | 80
P00001IQ4 | Super Bright LEDs | Super bright | MD-200W | Indoor Luminaires | High-Bay | High-Bay Luminaires for Commercial and Industrial Buildings | Standard | TRUE | 17391 | 83.64 | 207.9 | 10.34 | 0.97 | 5386 | 75.2 | 5 | 50000 | 41689 |  |  | NotYetVerified |  | 3 | 17300 | 82 | 15 |  | 0.95 | 5000 | 70
P00001IQ2 | Super Bright LEDs | Super bright | MD-120W | Indoor Luminaires | High-Bay | High-Bay Luminaires for Commercial and Industrial Buildings | Standard | TRUE | 11427 | 86.14 | 132.7 | 14.77 | 0.96 | 5347 | 72.4 | 5 | 50000 | 41689 |  |  | NotYetVerified |  | 3 | 11400 | 90 | 110 |  | 0.95 | 5000 | 70
P00001IQ5 | Super Bright LEDs | Super bright | MD-300W | Indoor Luminaires | High-Bay | High-Bay Luminaires for Commercial and Industrial Buildings | Standard | TRUE | 25817 | 82.21 | 314 | 15.51 | 0.9529 | 5110 | 72.6 | 5 | 50000 | 41689 |  |  | NotYetVerified |  | 3 | 25800 | 85 | 307 |  | 0.95 | 5000 | 70
P00001BIB | UIC ENERGY LLC | UIC SURYA | UIC-HBB-150 | Indoor Luminaires | High-Bay | High-Bay Luminaires for Commercial and Industrial Buildings | Standard | TRUE | 12302 | 81.19 | 151.52 | 10.13 | 0.952 | 4905 | 80 | 5 | 50000 | 41689 |  |  | NotYetVerified |  | 3 |  |  | 150 |  |  | 4700
P00001IQ6 | Super Bright LEDs | Super bright | MD-450W | Indoor Luminaires | High-Bay | High-Bay Luminaires for Commercial and Industrial Buildings | Standard | TRUE | 43057 | 92.34 | 466.3 | 13.08 | 0.9515 | 5406 | 72.4 | 5 | 50000 | 41689 |  |  | NotYetVerified |  | 3 | 43000 | 82 | 460 |  | 0.95 | 5000 | 70
P00001IQ3 | Super Bright LEDs | Super bright | MD-150W | Indoor Luminaires | High-Bay | High-Bay Luminaires for Commercial and Industrial Buildings | Standard | TRUE | 13483 | 89.22 | 151.1 | 12.71 | 0.9496 | 5399 | 72.8 | 5 | 50000 | 41689 |  |  | NotYetVerified |  | 3 | 13400 | 82 | 154 |  | 0.95 | 5000 | 70
P00001BIA | UIC ENERGY LLC | UIC SURYA | UIC-HBB-200 | Indoor Luminaires | High-Bay | High-Bay Luminaires for Commercial and Industrial Buildings | Standard | TRUE | 15795 | 79.51 | 198.66 | 17.83 | 0.946 | 5084 | 78 | 5 | 50000 | 41689 |  |  | NotYetVerified |  | 3 | 16000 | 80 | 200 |  | 0.95 | 4700 | 80
P00001BIX | UIC ENERGY LLC | UIC SURYA | UIC-PGS-90-3 | Indoor Luminaires | High-Bay | Low-Bay Luminaires for Commercial and Industrial Buildings | Standard | TRUE | 7641.1 | 86.15 | 88.69 | 17.53 | 0.91 | 3108 | 85.6 | 5 | 50000 | 41689 |  |  | NotYetVerified |  | 3 | 7504.2 | 83.38 | 90 | 19.85 | 0.9 | 3000 | 85.5
P00000WJV | Illumitex Inc. | Illumitex Inc. | CHB-5012DWUXXXXXXXX | Indoor Luminaires | High-Bay | Low-Bay Luminaires for Commercial and Industrial Buildings | Standard | TRUE | 8291 | 78.36 | 105.8 | 11.92 | 0.908 | 3866 | 71.7 | 5 | 50000 | 41689 |  |  | NotYetVerified |  | 3 | [5 empty] | 4000 | 78
P00000WJX | Illumitex Inc. | Illumitex Inc. | CHB-5018DWUXXXXXXXX | Indoor Luminaires | High-Bay | High-Bay Luminaires for Commercial and Industrial Buildings | Standard | TRUE | 12868 | 79.65 | 158.2 | 14.66 | 0.906 | 3861 | 72 | 5 | 50000 | 41689 |  |  | NotYetVerified |  | 3 | [5 empty] | 4000 | 78
P00001BJ3 | UIC ENERGY LLC | UIC SURYA | UIC-PGS-60-5 | Indoor Luminaires | High-Bay | Low-Bay Luminaires for Commercial and Industrial Buildings | Standard | TRUE | 5617 | 92.35 | 60.82 | 17.2 | 0.877 | 5362 | 85 | 5 | 50000 | 41689 |  |  | NotYetVerified |  | 3 | 5610 |  | 60 |  | 0.998 | 5700 | 85
P00001BIZ | UIC ENERGY LLC | UIC SURYA | UIC-PGS-90-5 | Indoor Luminaires | High-Bay | Low-Bay Luminaires for Commercial and Industrial Buildings | Standard | FALSE | [9 empty] | 41689 |  |  | NotYetVerified |  | 3 | 7504.2 | 83.38 | 90 | 19.85 | 0.9 | 5000 | 85.5
P00001BIY | UIC ENERGY LLC | UIC SURYA | UIC-PGS-90-4 | Indoor Luminaires | High-Bay | Low-Bay Luminaires for Commercial and Industrial Buildings | Standard | FALSE | [9 empty] | 41689 |  |  | NotYetVerified |  | 3 | 7504.2 | 83.38 | 90 | 19.85 | 0.9 | 4500 | 85.5
P00001GQO | Spectrum Lighting | Spectrum Lighting | PRDDH16LEDGV55W40KEX/XXPR16XX | Indoor Luminaires | High-Bay | Low-Bay Luminaires for Commercial and Industrial Buildings | Standard | TRUE | 5245 | 88.09 | 59.54 | 8.56 | 0.955 | 4136 | 83.1 | 5 | 158000 | 41688 |  |  | NotYetVerified |  | 3 | 5245 |  |  |  |  | 4000
P0000137Q | Philips Day-Brite | Day-Brite | FBL16LL35-XXX(UNV120208240277)-A | Indoor Luminaires | High-Bay | High-Bay Aisle Luminaires | Standard | TRUE | 15956.91 | 91.92 | 173.6 | 19.5 | 0.926 | 3343 | 82.16 | 5 | 50000 | 41688 |  |  | NotYetVerified |  | 3 | 16208 | 92.6 | 175 |  | 0.9 | 3500 | 80
P0000137P | Philips Day-Brite | Day-Brite | FBL12LL35-XXX(UNV120208240277)-A | Indoor Luminaires | High-Bay | High-Bay Aisle Luminaires | Standard | TRUE | 12012.84 | 105.47 | 113.9 | 19.5 | 0.926 | 3366 | 82.2 | 5 | 50000 | 41688 |  |  | NotYetVerified |  | 3 | 11802 | 101.2 | 116.6 |  | 0.9 | 3500 | 80
P00001362 | Philips Day-Brite | Day-Brite | FBL16LL35-XXX(UNV120208240277) | Indoor Luminaires | High-Bay | High-Bay Luminaires for Commercial and Industrial Buildings | Standard | TRUE | 16373.56 | 94.54 | 173.2 | 18.2 | 0.902 | 3410 | 82.31 | 5 | 50000 | 41688 |  |  | NotYetVerified |  | 3 | 14704 | 84.7 | 173.6 |  | 0.9 | 3500 | 80
P00001361 | Philips Day-Brite | Day-Brite | FBL12LL35-XXX(UNV120208240277)-A | Indoor Luminaires | High-Bay | High-Bay Luminaires for Commercial and Industrial Buildings | Standard | TRUE | 12012.84 | 105.47 | 113.9 | 18.2 | 0.902 | 3366 | 82.2 | 5 | 50000 | 41688 |  |  | NotYetVerified |  | 3 | 11802 | 101.2 | 116.6 |  | 0.9 | 3500 | 80
P0000136A | Philips Day-Brite | Day-Brite | FBL24LL50-XXX(UNV120208240277) | Indoor Luminaires | High-Bay | High-Bay Luminaires for Commercial and Industrial Buildings | Standard | FALSE | [9 empty] | 41688 |  |  | NotYetVerified |  | 3 | 24231 | 104.9 | 231 | 20 | 0.9 | 5000 | 80
P0000136Y | Philips Day-Brite | Day-Brite | FBL24LL50-XXX(UNV120208240277)-M | Indoor Luminaires | High-Bay | High-Bay Luminaires for Commercial and Industrial Buildings | Standard | FALSE | [9 empty] | 41688 |  |  | NotYetVerified |  | 3 | 24072 | 106.5 | 226 | 20 | 0.9 | 5000 | 80
P0000136M | Philips Day-Brite | Day-Brite | FBL24LL50-XXX(UNV120208240277)-N | Indoor Luminaires | High-Bay | High-Bay Luminaires for Commercial and Industrial Buildings | Standard | FALSE | [9 empty] | 41688 |  |  | NotYetVerified |  | 3 | 24044 | 104.5 | 230.1 | 20 | 0.9 | 5000 | 80
P0000137A | Philips Day-Brite | Day-Brite | FBL24LL50-XXX(UNV120208240277)-W | Indoor Luminaires | High-Bay | High-Bay Luminaires for Commercial and Industrial Buildings | Standard | FALSE | [9 empty] | 41688 |  |  | NotYetVerified |  | 3 | 23889 | 103.4 | 231.1 | 20 | 0.9 | 5000 | 80
P0000137X | Philips Day-Brite | Day-Brite | FBL24LL50-XXX(UNV120208240277)-A | Indoor Luminaires | High-Bay | High-Bay Aisle Luminaires | Standard | FALSE | [9 empty] | 41688 |  |  | NotYetVerified |  | 3 | 23823 | 105.9 | 224.9 | 20 | 0.9 | 5000 | 80
P0000137L | Philips Day-Brite | Day-Brite | FBL24LL50-XXX(UNV120208240277)-A | Indoor Luminaires | High-Bay | High-Bay Luminaires for Commercial and Industrial Buildings | Standard | FALSE | [9 empty] | 41688 |  |  | NotYetVerified |  | 3 | 23823 | 105.9 | 224.9 | 20 | 0.9 | 5000 | 80
P0000136B | Philips Day-Brite | Day-Brite | FBL20LL50-XXX(UNV120208240277) | Indoor Luminaires | High-Bay | High-Bay Luminaires for Commercial and Industrial Buildings | Standard | FALSE | [9 empty] | 41688 |  |  | NotYetVerified |  | 3 | 20794 | 110.3 | 188.6 | 20 | 0.9 | 5000 | 80
P0000137Y | Philips Day-Brite | Day-Brite | FBL20LL50-XXX(UNV120208240277)-A | Indoor Luminaires | High-Bay | High-Bay Aisle Luminaires | Standard | FALSE | [9 empty] | 41688 |  |  | NotYetVerified |  | 3 | 20671 | 108.3 | 190.8 | 20 | 0.9 | 5000 | 80
P0000137M | Philips Day-Brite | Day-Brite | FBL20LL50-XXX(UNV120208240277)-A | Indoor Luminaires | High-Bay | High-Bay Luminaires for Commercial and Industrial Buildings | Standard | FALSE | [9 empty] | 41688 |  |  | NotYetVerified |  | 3 | 20671 | 108.3 | 190.8 | 20 | 0.9 | 5000 | 80
P0000136N | Philips Day-Brite | Day-Brite | FBL20LL50-XXX(UNV120208240277)-N | Indoor Luminaires | High-Bay | High-Bay Luminaires for Commercial and Industrial Buildings | Standard | FALSE | [9 empty] | 41688 |  |  | NotYetVerified |  | 3 | 20639 | 110 | 187.7 | 20 | 0.9 | 5000 | 80
P0000136Z | Philips Day-Brite | Day-Brite | FBL20LL50-XXX(UNV120208240277)-M | Indoor Luminaires | High-Bay | High-Bay Luminaires for Commercial and Industrial Buildings | Standard | FALSE | [9 empty] | 41688 |  |  | NotYetVerified |  | 3 | 20632 | 109.6 | 188.3 | 20 | 0.9 | 5000 | 80
P0000137B | Philips Day-Brite | Day-Brite | FBL20LL50-XXX(UNV120208240277)-W | Indoor Luminaires | High-Bay | High-Bay Luminaires for Commercial and Industrial Buildings | Standard | FALSE | [9 empty] | 41688 |  |  | NotYetVerified |  | 3 | 20496 | 108.8 | 188.3 | 20 | 0.9 | 5000 | 80
P0000136O | Philips Day-Brite | Day-Brite | FBL16LL50-XXX(UNV120208240277)-N | Indoor Luminaires | High-Bay | High-Bay Luminaires for Commercial and Industrial Buildings | Standard | FALSE | [9 empty] | 41688 |  |  | NotYetVerified |  | 3 | 16935 | 96.9 | 174.8 | 20 | 0.9 | 5000 | 80
P0000137C | Philips Day-Brite | Day-Brite | FBL16LL50-XXX(UNV120208240277)-W | Indoor Luminaires | High-Bay | High-Bay Luminaires for Commercial and Industrial Buildings | Standard | FALSE | [9 empty] | 41688 |  |  | NotYetVerified |  | 3 | 16897 | 96.8 | 174.6 | 20 | 0.9 | 5000 | 80
P0000137Z | Philips Day-Brite | Day-Brite | FBL16LL50-XXX(UNV120208240277)-A | Indoor Luminaires | High-Bay | High-Bay Aisle Luminaires | Standard | FALSE | [9 empty] | 41688 |  |  | NotYetVerified |  | 3 | 16870 | 96.3 | 175.3 | 20 | 0.9 | 5000 | 80
P0000137N | Philips Day-Brite | Day-Brite | FBL16LL50-XXX(UNV120208240277)-A | Indoor Luminaires | High-Bay | High-Bay Luminaires for Commercial and Industrial Buildings | Standard | FALSE | [9 empty] | 41688 |  |  | NotYetVerified |  | 3 | 16870 | 96.3 | 175.3 | 20 | 0.9 | 5000 | 80
P00001370 | Philips Day-Brite | Day-Brite | FBL16LL50-XXX(UNV120208240277)-M | Indoor Luminaires | High-Bay | High-Bay Luminaires for Commercial and Industrial Buildings | Standard | FALSE | [9 empty] | 41688 |  |  | NotYetVerified |  | 3 | 16844 | 96 | 175.5 | 20 | 0.9 | 5000 | 80
P0000136C | Philips Day-Brite | Day-Brite | FBL16LL50-XXX(UNV120208240277) | Indoor Luminaires | High-Bay | High-Bay Luminaires for Commercial and Industrial Buildings | Standard | FALSE | [9 empty] | 41688 |  |  | NotYetVerified |  | 3 | 15304 | 88 | 173.8 | 20 | 0.9 | 5000 | 80
P0000136D | Philips Day-Brite | Day-Brite | FBL12LL50-XXX(UNV120208240277) | Indoor Luminaires | High-Bay | High-Bay Luminaires for Commercial and Industrial Buildings | Standard | FALSE | [9 empty] | 41688 |  |  | NotYetVerified |  | 3 | 12539 | 107.6 | 116.5 | 20 | 0.9 | 5000 | 80
P0000136P | Philips Day-Brite | Day-Brite | FBL12LL50-XXX(UNV120208240277)-N | Indoor Luminaires | High-Bay | High-Bay Luminaires for Commercial and Industrial Buildings | Standard | FALSE | [9 empty] | 41688 |  |  | NotYetVerified |  | 3 | 12434 | 106.7 | 116.5 | 20 | 0.9 | 5000 | 80
P00001371 | Philips Day-Brite | Day-Brite | FBL12LL50-XXX(UNV120208240277)-M | Indoor Luminaires | High-Bay | High-Bay Luminaires for Commercial and Industrial Buildings | Standard | FALSE | [9 empty] | 41688 |  |  | NotYetVerified |  | 3 | 12356 | 105.8 | 116.8 | 20 | 0.9 | 5000 | 80
P0000137D | Philips Day-Brite | Day-Brite | FBL12LL50-XXX(UNV120208240277)-W | Indoor Luminaires | High-Bay | High-Bay Luminaires for Commercial and Industrial Buildings | Standard | FALSE | [9 empty] | 41688 |  |  | NotYetVerified |  | 3 | 12328 | 105.7 | 116.6 | 20 | 0.9 | 5000 | 80
P00001380 | Philips Day-Brite | Day-Brite | FBL12LL50-XXX(UNV120208240277)-A | Indoor Luminaires | High-Bay | High-Bay Aisle Luminaires | Standard | FALSE | [9 empty] | 41688 |  |  | NotYetVerified |  | 3 | 12284 | 105.2 | 116.8 | 20 | 0.9 | 5000 | 80
P0000137O | Philips Day-Brite | Day-Brite | FBL12LL50-XXX(UNV120208240277)-A | Indoor Luminaires | High-Bay | High-Bay Luminaires for Commercial and Industrial Buildings | Standard | FALSE | [9 empty] | 41688 |  |  | NotYetVerified |  | 3 | 12284 | 105.2 | 116.8 | 20 | 0.9 | 5000 | 80
P00001366 | Philips Day-Brite | Day-Brite | FBL24LL40-XXX(UNV120208240277) | Indoor Luminaires | High-Bay | High-Bay Luminaires for Commercial and Industrial Buildings | Standard | FALSE | [9 empty] | 41688 |  |  | NotYetVerified |  | 3 | 23756 | 103.3 | 230 | 20 | 0.9 | 4000 | 80
P0000136U | Philips Day-Brite | Day-Brite | FBL24LL40-XXX(UNV120208240277)-M | Indoor Luminaires | High-Bay | High-Bay Luminaires for Commercial and Industrial Buildings | Standard | FALSE | [9 empty] | 41688 |  |  | NotYetVerified |  | 3 | 23600 | 104.9 | 225 | 20 | 0.9 | 4000 | 80
P0000136I | Philips Day-Brite | Day-Brite | FBL24LL40-XXX(UNV120208240277)-N | Indoor Luminaires | High-Bay | High-Bay Luminaires for Commercial and Industrial Buildings | Standard | FALSE | [9 empty] | 41688 |  |  | NotYetVerified |  | 3 | 23573 | 102.9 | 229.1 | 20 | 0.9 | 4000 | 80
P00001376 | Philips Day-Brite | Day-Brite | FBL24LL40-XXX(UNV120208240277)-W | Indoor Luminaires | High-Bay | High-Bay Luminaires for Commercial and Industrial Buildings | Standard | FALSE | [9 empty] | 41688 |  |  | NotYetVerified |  | 3 | 23421 | 101.8 | 230.1 | 20 | 0.9 | 4000 | 80
P0000137T | Philips Day-Brite | Day-Brite | FBL24LL40-XXX(UNV120208240277)-A | Indoor Luminaires | High-Bay | High-Bay Aisle Luminaires | Standard | FALSE | [9 empty] | 41688 |  |  | NotYetVerified |  | 3 | 23356 | 104.3 | 223.9 | 20 | 0.9 | 4000 | 80
P0000137H | Philips Day-Brite | Day-Brite | FBL24LL40-XXX(UNV120208240277)-A | Indoor Luminaires | High-Bay | High-Bay Luminaires for Commercial and Industrial Buildings | Standard | FALSE | [9 empty] | 41688 |  |  | NotYetVerified |  | 3 | 23356 | 104.3 | 223.9 | 20 | 0.9 | 4000 | 80
P00001367 | Philips Day-Brite | Day-Brite | FBL20LL40-XXX(UNV120208240277) | Indoor Luminaires | High-Bay | High-Bay Luminaires for Commercial and Industrial Buildings | Standard | FALSE | [9 empty] | 41688 |  |  | NotYetVerified |  | 3 | 20386 | 108.6 | 187.7 | 20 | 0.9 | 4000 | 80
P0000137U | Philips Day-Brite | Day-Brite | FBL20LL40-XXX(UNV120208240277)-A | Indoor Luminaires | High-Bay | High-Bay Aisle Luminaires | Standard | FALSE | [9 empty] | 41688 |  |  | NotYetVerified |  | 3 | 20266 | 106.7 | 189.9 | 20 | 0.9 | 4000 | 80
P0000137I | Philips Day-Brite | Day-Brite | FBL20LL40-XXX(UNV120208240277)-A | Indoor Luminaires | High-Bay | High-Bay Luminaires for Commercial and Industrial Buildings | Standard | FALSE | [9 empty] | 41688 |  |  | NotYetVerified |  | 3 | 20266 | 106.7 | 189.9 | 20 | 0.9 | 4000 | 80
P0000136J | Philips Day-Brite | Day-Brite | FBL20LL40-XXX(UNV120208240277)-N | Indoor Luminaires | High-Bay | High-Bay Luminaires for Commercial and Industrial Buildings | Standard | FALSE | [9 empty] | 41688 |  |  | NotYetVerified |  | 3 | 20234 | 108.3 | 186.8 | 20 | 0.9 | 4000 | 80
P0000136V | Philips Day-Brite | Day-Brite | FBL20LL40-XXX(UNV120208240277)-M | Indoor Luminaires | High-Bay | High-Bay Luminaires for Commercial and Industrial Buildings | Standard | FALSE | [9 empty] | 41688 |  |  | NotYetVerified |  | 3 | 20227 | 107.9 | 187.5 | 20 | 0.9 | 4000 | 80
P00001377 | Philips Day-Brite | Day-Brite | FBL20LL40-XXX(UNV120208240277)-W | Indoor Luminaires | High-Bay | High-Bay Luminaires for Commercial and Industrial Buildings | Standard | FALSE | [9 empty] | 41688 |  |  | NotYetVerified |  | 3 | 20094 | 107.2 | 187.4 | 20 | 0.9 | 4000 | 80
P0000136K | Philips Day-Brite | Day-Brite | FBL16LL40-XXX(UNV120208240277)-N | Indoor Luminaires | High-Bay | High-Bay Luminaires for Commercial and Industrial Buildings | Standard | FALSE | [9 empty] | 41688 |  |  | NotYetVerified |  | 3 | 16603 | 95.4 | 174 | 20 | 0.9 | 4000 | 80
P00001378 | Philips Day-Brite | Day-Brite | FBL16LL40-XXX(UNV120208240277)-W | Indoor Luminaires | High-Bay | High-Bay Luminaires for Commercial and Industrial Buildings | Standard | FALSE | [9 empty] | 41688 |  |  | NotYetVerified |  | 3 | 16566 | 95.3 | 173.8 | 20 | 0.9 | 4000 | 80
P0000137V | Philips Day-Brite | Day-Brite | FBL16LL40-XXX(UNV120208240277)-A | Indoor Luminaires | High-Bay | High-Bay Aisle Luminaires | Standard | FALSE | [9 empty] | 41688 |  |  | NotYetVerified |  | 3 | 16539 | 94.8 | 174.5 | 20 | 0.9 | 4000 | 80
P0000137J | Philips Day-Brite | Day-Brite | FBL16LL40-XXX(UNV120208240277)-A | Indoor Luminaires | High-Bay | High-Bay Luminaires for Commercial and Industrial Buildings | Standard | FALSE | [9 empty] | 41688 |  |  | NotYetVerified |  | 3 | 16539 | 94.8 | 174.5 | 20 | 0.9 | 4000 | 80
P0000136W | Philips Day-Brite | Day-Brite | FBL16LL40-XXX(UNV120208240277)-M | Indoor Luminaires | High-Bay | High-Bay Luminaires for Commercial and Industrial Buildings | Standard | FALSE | [9 empty] | 41688 |  |  | NotYetVerified |  | 3 | 16514 | 94.5 | 174.8 | 20 | 0.9 | 4000 | 80
P00001368 | Philips Day-Brite | Day-Brite | FBL16LL40-XXX(UNV120208240277) | Indoor Luminaires | High-Bay | High-Bay Luminaires for Commercial and Industrial Buildings | Standard | FALSE | [9 empty] | 41688 |  |  | NotYetVerified |  | 3 | 15004 | 86.7 | 173.1 | 20 | 0.9 | 4000 | 80
P00001369 | Philips Day-Brite | Day-Brite | FBL12LL40-XXX(UNV120208240277) | Indoor Luminaires | High-Bay | High-Bay Luminaires for Commercial and Industrial Buildings | Standard | FALSE | [9 empty] | 41688 |  |  | NotYetVerified |  | 3 | 12293 | 106 | 116 | 20 | 0.9 | 4000 | 80
P0000136L | Philips Day-Brite | Day-Brite | FBL12LL40-XXX(UNV120208240277)-N | Indoor Luminaires | High-Bay | High-Bay Luminaires for Commercial and Industrial Buildings | Standard | FALSE | [9 empty] | 41688 |  |  | NotYetVerified |  | 3 | 12190 | 105.1 | 116 | 20 | 0.9 | 4000 | 80
P0000136X | Philips Day-Brite | Day-Brite | FBL12LL40-XXX(UNV120208240277)-M | Indoor Luminaires | High-Bay | High-Bay Luminaires for Commercial and Industrial Buildings | Standard | FALSE | [9 empty] | 41688 |  |  | NotYetVerified |  | 3 | 12114 | 104.2 | 116.3 | 20 | 0.9 | 4000 | 80
P00001379 | Philips Day-Brite | Day-Brite | FBL12LL40-XXX(UNV120208240277)-W | Indoor Luminaires | High-Bay | High-Bay Luminaires for Commercial and Industrial Buildings | Standard | FALSE | [9 empty] | 41688 |  |  | NotYetVerified |  | 3 | 12086 | 104.1 | 116.1 | 20 | 0.9 | 4000 | 80
P0000137W | Philips Day-Brite | Day-Brite | FBL12LL40-XXX(UNV120208240277)-A | Indoor Luminaires | High-Bay | High-Bay Aisle Luminaires | Standard | FALSE | [9 empty] | 41688 |  |  | NotYetVerified |  | 3 | 12043 | 103.6 | 116.2 | 20 | 0.9 | 4000 | 80
P0000137K | Philips Day-Brite | Day-Brite | FBL12LL40-XXX(UNV120208240277)-A | Indoor Luminaires | High-Bay | High-Bay Luminaires for Commercial and Industrial Buildings | Standard | FALSE | [9 empty] | 41688 |  |  | NotYetVerified |  | 3 | 12043 | 103.6 | 116.2 | 20 | 0.9 | 4000 | 80
P00001363 | Philips Day-Brite | Day-Brite | FBL24LL35-XXX(UNV120208240277) | Indoor Luminaires | High-Bay | High-Bay Luminaires for Commercial and Industrial Buildings | Standard | FALSE | [9 empty] | 41688 |  |  | NotYetVerified |  | 3 | 23281 | 100.9 | 230.7 | 20 | 0.9 | 3500 | 80
P0000136Q | Philips Day-Brite | Day-Brite | FBL24LL35-XXX(UNV120208240277)-M | Indoor Luminaires | High-Bay | High-Bay Luminaires for Commercial and Industrial Buildings | Standard | FALSE | [9 empty] | 41688 |  |  | NotYetVerified |  | 3 | 23128 | 102.5 | 225.7 | 20 | 0.9 | 3500 | 80
P0000136E | Philips Day-Brite | Day-Brite | FBL24LL35-XXX(UNV120208240277)-N | Indoor Luminaires | High-Bay | High-Bay Luminaires for Commercial and Industrial Buildings | Standard | FALSE | [9 empty] | 41688 |  |  | NotYetVerified |  | 3 | 23102 | 100.5 | 229.8 | 20 | 0.9 | 3500 | 80
P00001372 | Philips Day-Brite | Day-Brite | FBL24LL35-XXX(UNV120208240277)-W | Indoor Luminaires | High-Bay | High-Bay Luminaires for Commercial and Industrial Buildings | Standard | FALSE | [9 empty] | 41688 |  |  | NotYetVerified |  | 3 | 22953 | 99.5 | 230.8 | 20 | 0.9 | 3500 | 80
P0000137R | Philips Day-Brite | Day-Brite | FBL24LL35-XXX(UNV120208240277)-A | Indoor Luminaires | High-Bay | High-Bay Aisle Luminaires | Standard | FALSE | [9 empty] | 41688 |  |  | NotYetVerified |  | 3 | 22889 | 101.9 | 224.6 | 20 | 0.9 | 3500 | 80
P0000137E | Philips Day-Brite | Day-Brite | FBL24LL35-XXX(UNV120208240277)-A | Indoor Luminaires | High-Bay | High-Bay Luminaires for Commercial and Industrial Buildings | Standard | FALSE | [9 empty] | 41688 |  |  | NotYetVerified |  | 3 | 22889 | 101.9 | 224.6 | 20 | 0.9 | 3500 | 80
P00001364 | Philips Day-Brite | Day-Brite | FBL20LL35-XXX(UNV120208240277) | Indoor Luminaires | High-Bay | High-Bay Luminaires for Commercial and Industrial Buildings | Standard | FALSE | [9 empty] | 41688 |  |  | NotYetVerified |  | 3 | 19978 | 106.1 | 188.3 | 20 | 0.9 | 3500 | 80
P0000137S | Philips Day-Brite | Day-Brite | FBL20LL35-XXX(UNV120208240277)-A | Indoor Luminaires | High-Bay | High-Bay Aisle Luminaires | Standard | FALSE | [9 empty] | 41688 |  |  | NotYetVerified |  | 3 | 19861 | 104.2 | 190.5 | 20 | 0.9 | 3500 | 80
P0000137F | Philips Day-Brite | Day-Brite | FBL20LL35-XXX(UNV120208240277)-A | Indoor Luminaires | High-Bay | High-Bay Luminaires for Commercial and Industrial Buildings | Standard | FALSE | [9 empty] | 41688 |  |  | NotYetVerified |  | 3 | 19861 | 104.2 | 190.5 | 20 | 0.9 | 3500 | 80
P0000136F | Philips Day-Brite | Day-Brite | FBL20LL35-XXX(UNV120208240277)-N | Indoor Luminaires | High-Bay | High-Bay Luminaires for Commercial and Industrial Buildings | Standard | FALSE | [9 empty] | 41688 |  |  | NotYetVerified |  | 3 | 19829 | 105.8 | 187.4 | 20 | 0.9 | 3500 | 80
P0000136R | Philips Day-Brite | Day-Brite | FBL20LL35-XXX(UNV120208240277)-M | Indoor Luminaires | High-Bay | High-Bay Luminaires for Commercial and Industrial Buildings | Standard | FALSE | [9 empty] | 41688 |  |  | NotYetVerified |  | 3 | 19822 | 105.4 | 188.1 | 20 | 0.9 | 3500 | 80
P00001373 | Philips Day-Brite | Day-Brite | FBL20LL35-XXX(UNV120208240277)-W | Indoor Luminaires | High-Bay | High-Bay Luminaires for Commercial and Industrial Buildings | Standard | FALSE | [9 empty] | 41688 |  |  | NotYetVerified |  | 3 | 19692 | 104.7 | 188 | 20 | 0.9 | 3500 | 80
P0000136G | Philips Day-Brite | Day-Brite | FBL16LL35-XXX(UNV120208240277)-N | Indoor Luminaires | High-Bay | High-Bay Luminaires for Commercial and Industrial Buildings | Standard | FALSE | [9 empty] | 41688 |  |  | NotYetVerified |  | 3 | 16271 | 93.2 | 174.6 | 20 | 0.9 | 3500 | 80
P00001374 | Philips Day-Brite | Day-Brite | FBL16LL35-XXX(UNV120208240277)-W | Indoor Luminaires | High-Bay | High-Bay Luminaires for Commercial and Industrial Buildings | Standard | FALSE | [9 empty] | 41688 |  |  | NotYetVerified |  | 3 | 16235 | 93.1 | 174.4 | 20 | 0.9 | 3500 | 80
P0000137G | Philips Day-Brite | Day-Brite | FBL16LL35-XXX(UNV120208240277)-A | Indoor Luminaires | High-Bay | High-Bay Luminaires for Commercial and Industrial Buildings | Standard | FALSE | [9 empty] | 41688 |  |  | NotYetVerified |  | 3 | 16208 | 92.6 | 175 | 20 | 0.9 | 3500 | 80
P0000136S | Philips Day-Brite | Day-Brite | FBL16LL35-XXX(UNV120208240277)-M | Indoor Luminaires | High-Bay | High-Bay Luminaires for Commercial and Industrial Buildings | Standard | FALSE | [9 empty] | 41688 |  |  | NotYetVerified |  | 3 | 16184 | 92.3 | 175.3 | 20 | 0.9 | 3500 | 80
P00001365 | Philips Day-Brite | Day-Brite | FBL12LL35-XXX(UNV120208240277) | Indoor Luminaires | High-Bay | High-Bay Luminaires for Commercial and Industrial Buildings | Standard | FALSE | [9 empty] | 41688 |  |  | NotYetVerified |  | 3 | 12047 | 103.6 | 116.3 | 20 | 0.9 | 3500 | 80
P0000136H | Philips Day-Brite | Day-Brite | FBL12LL35-XXX(UNV120208240277)-N | Indoor Luminaires | High-Bay | High-Bay Luminaires for Commercial and Industrial Buildings | Standard | FALSE | [9 empty] | 41688 |  |  | NotYetVerified |  | 3 | 11946 | 102.7 | 116.4 | 20 | 0.9 | 3500 | 80
P0000136T | Philips Day-Brite | Day-Brite | FBL12LL35-XXX(UNV120208240277)-M | Indoor Luminaires | High-Bay | High-Bay Luminaires for Commercial and Industrial Buildings | Standard | FALSE | [9 empty] | 41688 |  |  | NotYetVerified |  | 3 | 11872 | 101.8 | 116.6 | 20 | 0.9 | 3500 | 80
P00001375 | Philips Day-Brite | Day-Brite | FBL12LL35-XXX(UNV120208240277)-W | Indoor Luminaires | High-Bay | High-Bay Luminaires for Commercial and Industrial Buildings | Standard | FALSE | [9 empty] | 41688 |  |  | NotYetVerified |  | 3 | 11844 | 101.7 | 116.5 | 20 | 0.9 | 3500 | 80
P000016RI | Precision Paragon [P2] | precision Paragon [P2] | LVT-2X4-XL-F-[blankUL]-40K | Indoor Luminaires | High-Bay | High-Bay Luminaires for Commercial and Industrial Buildings | Standard | TRUE | 11258.41 | 107 | 105.1 | 11 | 0.95 | 3860 | 85 | 5 | 36000 | 41684 |  |  | NotYetVerified | Product updated 9/1/2016 | 3 |  |  | 101 |  |  | 4000
P000016RJ | Precision Paragon [P2] | precision Paragon [P2] | LVT-2X4-LW-F-[blankUL]-50K | Indoor Luminaires | High-Bay | High-Bay Luminaires for Commercial and Industrial Buildings | Standard | TRUE | 15215.18 | 105 | 144.73 | 19 | 0.94 | 4874 | 85 | 5 | 36000 | 41684 |  |  | NotYetVerified | Product updated 9/1/2016 | 3 |  |  | 140 |  |  | 5000
P000016RL | Precision Paragon [P2] | precision Paragon [P2] | LVT-2X4-HL-F-[blankUL]-40K | Indoor Luminaires | High-Bay | High-Bay Luminaires for Commercial and Industrial Buildings | Standard | TRUE | 21689.45 | 100 | 216.58 | 17 | 0.94 | 3923 | 84 | 5 | 36000 | 41684 |  |  | NotYetVerified | Product updated 9/1/2016 | 3 |  |  | 212 |  |  | 4000
P000016RK | Precision Paragon [P2] | precision Paragon [P2] | LVT-2X4-ML-F-[blankUL]-40K | Indoor Luminaires | High-Bay | High-Bay Luminaires for Commercial and Industrial Buildings | Standard | TRUE | 18330.68 | 101 | 181.61 | 13 | 0.93 | 3958 | 83 | 5 | 36000 | 41684 |  |  | NotYetVerified | Product updated 9/1/2016 | 3 |  |  | 172 |  |  | 4000
P0000052G | ATG Electronics Corp. | ATG Electronics | HBCC20 | Indoor Luminaires | High-Bay | High-Bay Luminaires for Commercial and Industrial Buildings | Standard | TRUE | 18846.11 | 93.349 | 201.889 | 10.63 | 0.929 | 5050 | 68.3 | 5 | 95000 | 41684 |  |  | NotYetVerified |  | 3 | 19000 | 95 | 200 | 10 | 0.95 | 5000 | 70
P0000051K | ALLED Lighting Systems | ALLED | T8K-R1-7500-1 w Reflectors (5000K) | Indoor Luminaires | High-Bay | Low-Bay Luminaires for Commercial and Industrial Buildings | Standard | TRUE | 5306 | 121.7 | 43.6 | 16.5 | 0.872 | 5380 | 77 | 5 | 100000 | 41684 |  |  | NotYetVerified |  | 3 |  | 100 | 52 |  | 0.9 | 5000
P00000VQT | Hubbell Lighting | Columbia Lighting | LLHV4-35L-NST-EDU-CPWG | Indoor Luminaires | High-Bay | High-Bay Luminaires for Commercial and Industrial Buildings | Standard | TRUE | 9806 | 88.3 | 111 | 19 | 0.963 | 3416 | 83.95 | 5 | 50000 | 41682 |  |  | NotYetVerified |  | 3 | 9806 | 88.3 | 111 | 19 | 0.963 | 3500 | 84
P00000VQU | Hubbell Lighting | Columbia Lighting | LLHV4-35M-NST-EDU-CPWG | Indoor Luminaires | High-Bay | High-Bay Luminaires for Commercial and Industrial Buildings | Standard | TRUE | 12316 | 80.1 | 153.8 | 19 | 0.963 | 3416 | 83.95 | 5 | 50000 | 41682 |  |  | NotYetVerified |  | 3 | 12316 | 80.1 | 153.8 | 19 | 0.963 | 3416 | 83.95
P00001J1O | AZZ Lighting Systems | Rig-A-Lite | XP50L42LUXX | Indoor Luminaires | High-Bay | Low-Bay Luminaires for Commercial and Industrial Buildings | Standard | TRUE | 5450 | 116 | 46.9 | 17.4 | 0.956 | 4097 | 84 |  |  | 41682 |  |  | NotYetVerified |  | 3 | 5450 | 116 | 46.9 | 17.4 | 0.956 | 4097 | 84
P00000VS9 | Hubbell Lighting | Columbia Lighting | LLHV4-50H-NST-E | Indoor Luminaires | High-Bay | High-Bay Luminaires for Commercial and Industrial Buildings | Standard | FALSE | [9 empty] | 41682 |  |  | NotYetVerified |  | 3 | 25521 | 108.094 | 236.1 |  | 0.95 | 5000 | 85
P00000VRM | Hubbell Lighting | Columbia Lighting | LLHV4-50H-NST-E-WG | Indoor Luminaires | High-Bay | High-Bay Luminaires for Commercial and Industrial Buildings | Standard | FALSE | [9 empty] | 41682 |  |  | NotYetVerified |  | 3 | 25521 | 108.094 | 236.1 |  | 0.95 | 5000 | 85
P00000VSA | Hubbell Lighting | Columbia Lighting | LLHV4-50H-WST-E | Indoor Luminaires | High-Bay | High-Bay Luminaires for Commercial and Industrial Buildings | Standard | FALSE | [9 empty] | 41682 |  |  | NotYetVerified |  | 3 | 24748 | 104.82 | 236.1 |  | 0.95 | 5000 | 85
P00000VS3 | Hubbell Lighting | Columbia Lighting | LLHV4-50MH-NST-E | Indoor Luminaires | High-Bay | High-Bay Luminaires for Commercial and Industrial Buildings | Standard | FALSE | [9 empty] | 41682 |  |  | NotYetVerified |  | 3 | 18626 | 113.5732 | 164 |  | 0.95 | 5000 | 85
P00000VS4 | Hubbell Lighting | Columbia Lighting | LLHV4-50MH-WST-E | Indoor Luminaires | High-Bay | High-Bay Luminaires for Commercial and Industrial Buildings | Standard | FALSE | [9 empty] | 41682 |  |  | NotYetVerified |  | 3 | 18479 | 113.0906 | 163.4 |  | 0.95 | 5000 | 85
P00000VRX | Hubbell Lighting | Columbia Lighting | LLHV4-50M-NST-E | Indoor Luminaires | High-Bay | High-Bay Luminaires for Commercial and Industrial Buildings | Standard | FALSE | [9 empty] | 41682 |  |  | NotYetVerified |  | 3 | 17442 | 112.4565 | 155.1 |  | 0.95 | 5000 | 85
P00000VRY | Hubbell Lighting | Columbia Lighting | LLHV4-50M-WST-E | Indoor Luminaires | High-Bay | High-Bay Luminaires for Commercial and Industrial Buildings | Standard | FALSE | [9 empty] | 41682 |  |  | NotYetVerified |  | 3 | 16510 | 107.9085 | 153 |  | 0.95 | 5000 | 85
P00000VRL | Hubbell Lighting | Columbia Lighting | LLHV4-50MH-NST-E-WG | Indoor Luminaires | High-Bay | High-Bay Luminaires for Commercial and Industrial Buildings | Standard | FALSE | [9 empty] | 41682 |  |  | NotYetVerified |  | 3 | 14523 | 85.7 | 169.4 |  | 0.95 | 5000 | 85
P00000VRA | Hubbell Lighting | Columbia Lighting | LLHV4-50MH-NST-E-CP | Indoor Luminaires | High-Bay | High-Bay Luminaires for Commercial and Industrial Buildings | Standard | FALSE | [9 empty] | 41682 |  |  | NotYetVerified |  | 3 | 14523 | 85.7 | 169.4 |  | 0.95 | 5000 | 85
P00000VR1 | Hubbell Lighting | Columbia Lighting | LLHV4-50MH-NST-E-CPWG | Indoor Luminaires | High-Bay | High-Bay Luminaires for Commercial and Industrial Buildings | Standard | FALSE | [9 empty] | 41682 |  |  | NotYetVerified |  | 3 | 14523 | 85.7 | 169.4 |  | 0.95 | 5000 | 85
P00000VRR | Hubbell Lighting | Columbia Lighting | LLHV4-50L-NST-E | Indoor Luminaires | High-Bay | High-Bay Luminaires for Commercial and Industrial Buildings | Standard | FALSE | [9 empty] | 41682 |  |  | NotYetVerified |  | 3 | 12949 | 118.7982 | 109 |  | 0.95 | 5000 | 85
P00000VRS | Hubbell Lighting | Columbia Lighting | LLHV4-50L-WST-E | Indoor Luminaires | High-Bay | High-Bay Luminaires for Commercial and Industrial Buildings | Standard | FALSE | [9 empty] | 41682 |  |  | NotYetVerified |  | 3 | 12498 | 114.6606 | 109 |  | 0.95 | 5000 | 85
P00000VRK | Hubbell Lighting | Columbia Lighting | LLHV4-50M-NST-E-WG | Indoor Luminaires | High-Bay | High-Bay Luminaires for Commercial and Industrial Buildings | Standard | FALSE | [9 empty] | 41682 |  |  | NotYetVerified |  | 3 | 12316 | 80.1 | 153.8 |  | 0.95 | 5000 | 85
P00000VR9 | Hubbell Lighting | Columbia Lighting | LLHV4-50M-NST-E-CP | Indoor Luminaires | High-Bay | High-Bay Luminaires for Commercial and Industrial Buildings | Standard | FALSE | [9 empty] | 41682 |  |  | NotYetVerified |  | 3 | 12316 | 80.1 | 153.8 |  | 0.95 | 5000 | 85
P00000VR0 | Hubbell Lighting | Columbia Lighting | LLHV4-50M-NST-E-CPWG | Indoor Luminaires | High-Bay | High-Bay Luminaires for Commercial and Industrial Buildings | Standard | FALSE | [9 empty] | 41682 |  |  | NotYetVerified |  | 3 | 12316 | 80.1 | 153.8 |  | 0.95 | 5000 | 85
P00000VRJ | Hubbell Lighting | Columbia Lighting | LLHV4-50L-NST-E-WG | Indoor Luminaires | High-Bay | High-Bay Luminaires for Commercial and Industrial Buildings | Standard | FALSE | [9 empty] | 41682 |  |  | NotYetVerified |  | 3 | 9806 | 88.3 | 111 |  | 0.95 | 5000 | 85
P00000VR8 | Hubbell Lighting | Columbia Lighting | LLHV4-50L-NST-E-CP | Indoor Luminaires | High-Bay | High-Bay Luminaires for Commercial and Industrial Buildings | Standard | FALSE | [9 empty] | 41682 |  |  | NotYetVerified |  | 3 | 9806 | 88.3 | 111 |  | 0.95 | 5000 | 85
P00000VQZ | Hubbell Lighting | Columbia Lighting | LLHV4-50L-NST-E-CPWG | Indoor Luminaires | High-Bay | High-Bay Luminaires for Commercial and Industrial Buildings | Standard | FALSE | [9 empty] | 41682 |  |  | NotYetVerified |  | 3 | 9806 | 88.3 | 111 |  | 0.95 | 5000 | 85
P00000VS7 | Hubbell Lighting | Columbia Lighting | LLHV4-40H-NST-E | Indoor Luminaires | High-Bay | High-Bay Luminaires for Commercial and Industrial Buildings | Standard | FALSE | [9 empty] | 41682 |  |  | NotYetVerified |  | 3 | 24940 | 105.1433 | 237.2 |  | 0.95 | 4000 | 85
P00000VRI | Hubbell Lighting | Columbia Lighting | LLHV4-40H-NST-E-WG | Indoor Luminaires | High-Bay | High-Bay Luminaires for Commercial and Industrial Buildings | Standard | FALSE | [9 empty] | 41682 |  |  | NotYetVerified |  | 3 | 24940 | 105.1433 | 237.2 |  | 0.95 | 4000 | 85
P00000VS8 | Hubbell Lighting | Columbia Lighting | LLHV4-40H-WST-E | Indoor Luminaires | High-Bay | High-Bay Luminaires for Commercial and Industrial Buildings | Standard | FALSE | [9 empty] | 41682 |  |  | NotYetVerified |  | 3 | 23886 | 100.7 | 237.2 |  | 0.95 | 4000 | 85
P00000VS1 | Hubbell Lighting | Columbia Lighting | LLHV4-40MH-NST-E | Indoor Luminaires | High-Bay | High-Bay Luminaires for Commercial and Industrial Buildings | Standard | FALSE | [9 empty] | 41682 |  |  | NotYetVerified |  | 3 | 18433 | 112.0547 | 164.5 |  | 0.95 | 4000 | 85
P00000VS2 | Hubbell Lighting | Columbia Lighting | LLHV4-40MH-WST-E | Indoor Luminaires | High-Bay | High-Bay Luminaires for Commercial and Industrial Buildings | Standard | FALSE | [9 empty] | 41682 |  |  | NotYetVerified |  | 3 | 17842 | 108.462 | 164.5 |  | 0.95 | 4000 | 85
P00000VRV | Hubbell Lighting | Columbia Lighting | LLHV4-40M-NST-E | Indoor Luminaires | High-Bay | High-Bay Luminaires for Commercial and Industrial Buildings | Standard | FALSE | [9 empty] | 41682 |  |  | NotYetVerified |  | 3 | 17117 | 109.7947 | 155.9 |  | 0.95 | 4000 | 85
P00000VRW | Hubbell Lighting | Columbia Lighting | LLHV4-40M-WST-E | Indoor Luminaires | High-Bay | High-Bay Luminaires for Commercial and Industrial Buildings | Standard | FALSE | [9 empty] | 41682 |  |  | NotYetVerified |  | 3 | 16677 | 106.9724 | 155.9 |  | 0.95 | 4000 | 85
P00000VRH | Hubbell Lighting | Columbia Lighting | LLHV4-40MH-NST-E-WG | Indoor Luminaires | High-Bay | High-Bay Luminaires for Commercial and Industrial Buildings | Standard | FALSE | [9 empty] | 41682 |  |  | NotYetVerified |  | 3 | 14523 | 85.7 | 169.4 |  | 0.95 | 4000 | 85
P00000VR7 | Hubbell Lighting | Columbia Lighting | LLHV4-40MH-NST-E-CP | Indoor Luminaires | High-Bay | High-Bay Luminaires for Commercial and Industrial Buildings | Standard | FALSE | [9 empty] | 41682 |  |  | NotYetVerified |  | 3 | 14523 | 85.7 | 169.4 |  | 0.95 | 4000 | 85
P00000VQY | Hubbell Lighting | Columbia Lighting | LLHV4-40MH-NST-E-CPWG | Indoor Luminaires | High-Bay | High-Bay Luminaires for Commercial and Industrial Buildings | Standard | FALSE | [9 empty] | 41682 |  |  | NotYetVerified |  | 3 | 14523 | 85.7 | 169.4 |  | 0.95 | 4000 | 85
P00000VRP | Hubbell Lighting | Columbia Lighting | LLHV4-40L-NST-E | Indoor Luminaires | High-Bay | High-Bay Luminaires for Commercial and Industrial Buildings | Standard | FALSE | [9 empty] | 41682 |  |  | NotYetVerified |  | 3 | 12744 | 116.1714 | 109.7 |  | 0.95 | 4000 | 85
P00000VRQ | Hubbell Lighting | Columbia Lighting | LLHV4-40L-WST-E | Indoor Luminaires | High-Bay | High-Bay Luminaires for Commercial and Industrial Buildings | Standard | FALSE | [9 empty] | 41682 |  |  | NotYetVerified |  | 3 | 12380 | 112.7505 | 109.8 |  | 0.95 | 4000 | 85
P00000VRG | Hubbell Lighting | Columbia Lighting | LLHV4-40M-NST-E-WG | Indoor Luminaires | High-Bay | High-Bay Luminaires for Commercial and Industrial Buildings | Standard | FALSE | [9 empty] | 41682 |  |  | NotYetVerified |  | 3 | 12316 | 80.1 | 153.8 |  | 0.95 | 4000 | 85
P00000VR6 | Hubbell Lighting | Columbia Lighting | LLHV4-40M-NST-E-CP | Indoor Luminaires | High-Bay | High-Bay Luminaires for Commercial and Industrial Buildings | Standard | FALSE | [9 empty] | 41682 |  |  | NotYetVerified |  | 3 | 12316 | 80.1 | 153.8 |  | 0.95 | 4000 | 85
P00000VQX | Hubbell Lighting | Columbia Lighting | LLHV4-40M-NST-E-CPWG | Indoor Luminaires | High-Bay | High-Bay Luminaires for Commercial and Industrial Buildings | Standard | FALSE | [9 empty] | 41682 |  |  | NotYetVerified |  | 3 | 12316 | 80.1 | 153.8 |  | 0.95 | 4000 | 85
P00000VRF | Hubbell Lighting | Columbia Lighting | LLHV4-40L-NST-E-WG | Indoor Luminaires | High-Bay | High-Bay Luminaires for Commercial and Industrial Buildings | Standard | FALSE | [9 empty] | 41682 |  |  | NotYetVerified |  | 3 | 9806 | 88.3 | 111 |  | 0.95 | 4000 | 85
P00000VR5 | Hubbell Lighting | Columbia Lighting | LLHV4-40L-NST-E-CP | Indoor Luminaires | High-Bay | High-Bay Luminaires for Commercial and Industrial Buildings | Standard | FALSE | [9 empty] | 41682 |  |  | NotYetVerified |  | 3 | 9806 | 88.3 | 111 |  | 0.95 | 4000 | 85
P00000VQW | Hubbell Lighting | Columbia Lighting | LLHV4-40L-NST-E-CPWG | Indoor Luminaires | High-Bay | High-Bay Luminaires for Commercial and Industrial Buildings | Standard | FALSE | [9 empty] | 41682 |  |  | NotYetVerified |  | 3 | 9806 | 88.3 | 111 |  | 0.95 | 4000 | 85
P00000VS5 | Hubbell Lighting | Columbia Lighting | LLHV4-35H-NST-E | Indoor Luminaires | High-Bay | High-Bay Luminaires for Commercial and Industrial Buildings | Standard | FALSE | [9 empty] | 41682 |  |  | NotYetVerified |  | 3 | 23331 | 98.8183 | 236.1 |  | 0.95 | 3500 | 85
P00000VRE | Hubbell Lighting | Columbia Lighting | LLHV4-35H-NST-E-WG | Indoor Luminaires | High-Bay | High-Bay Luminaires for Commercial and Industrial Buildings | Standard | FALSE | [9 empty] | 41682 |  |  | NotYetVerified |  | 3 | 23331 | 98.8183 | 236.1 |  | 0.95 | 3500 | 85
P00000VS6 | Hubbell Lighting | Columbia Lighting | LLHV4-35H-WST-E | Indoor Luminaires | High-Bay | High-Bay Luminaires for Commercial and Industrial Buildings | Standard | FALSE | [9 empty] | 41682 |  |  | NotYetVerified |  | 3 | 22530 | 95.3853 | 236.2 |  | 0.95 | 3500 | 85
P00000VRZ | Hubbell Lighting | Columbia Lighting | LLHV4-35MH-WST-E | Indoor Luminaires | High-Bay | High-Bay Luminaires for Commercial and Industrial Buildings | Standard | FALSE | [9 empty] | 41682 |  |  | NotYetVerified |  | 3 | 16968 | 102.8364 | 165 |  | 0.95 | 3500 | 85
P00000VRT | Hubbell Lighting | Columbia Lighting | LLHV4-35M-NST-E | Indoor Luminaires | High-Bay | High-Bay Luminaires for Commercial and Industrial Buildings | Standard | FALSE | [9 empty] | 41682 |  |  | NotYetVerified |  | 3 | 16035 | 103.5853 | 154.8 |  | 0.95 | 3500 | 85
P00000VRU | Hubbell Lighting | Columbia Lighting | LLHV4-35M-WST-E | Indoor Luminaires | High-Bay | High-Bay Luminaires for Commercial and Industrial Buildings | Standard | FALSE | [9 empty] | 41682 |  |  | NotYetVerified |  | 3 | 15497 | 100.1098 | 154.8 |  | 0.95 | 3500 | 85
P00000VRD | Hubbell Lighting | Columbia Lighting | LLHV4-35MH-NST-E-WG | Indoor Luminaires | High-Bay | High-Bay Luminaires for Commercial and Industrial Buildings | Standard | FALSE | [9 empty] | 41682 |  |  | NotYetVerified |  | 3 | 14523 | 85.7 | 169.4 |  | 0.95 | 3500 | 85
P00000VR4 | Hubbell Lighting | Columbia Lighting | LLHV4-35MH-NST-E-CP | Indoor Luminaires | High-Bay | High-Bay Luminaires for Commercial and Industrial Buildings | Standard | FALSE | [9 empty] | 41682 |  |  | NotYetVerified |  | 3 | 14523 | 85.7 | 169.4 |  | 0.95 | 3500 | 85
P00000VQV | Hubbell Lighting | Columbia Lighting | LLHV4-35MH-NST-E-CPWG | Indoor Luminaires | High-Bay | High-Bay Luminaires for Commercial and Industrial Buildings | Standard | FALSE | [9 empty] | 41682 |  |  | NotYetVerified |  | 3 | 14523 | 85.7 | 169.4 |  | 0.95 | 3500 | 85
P00000VRC | Hubbell Lighting | Columbia Lighting | LLHV4-35M-NST-E-WG | Indoor Luminaires | High-Bay | High-Bay Luminaires for Commercial and Industrial Buildings | Standard | FALSE | [9 empty] | 41682 |  |  | NotYetVerified |  | 3 | 12316 | 80.1 | 153.8 |  | 0.95 | 3500 | 85
P00000VR3 | Hubbell Lighting | Columbia Lighting | LLHV4-35M-NST-E-CP | Indoor Luminaires | High-Bay | High-Bay Luminaires for Commercial and Industrial Buildings | Standard | FALSE | [9 empty] | 41682 |  |  | NotYetVerified |  | 3 | 12316 | 80.1 | 153.8 |  | 0.95 | 3500 | 85
P00000VRO | Hubbell Lighting | Columbia Lighting | LLHV4-35L-WST-E | Indoor Luminaires | High-Bay | High-Bay Luminaires for Commercial and Industrial Buildings | Standard | FALSE | [9 empty] | 41682 |  |  | NotYetVerified |  | 3 | 11682 | 106.978 | 109.2 |  | 0.95 | 3500 | 85
P00000VRN | Hubbell Lighting | Columbia Lighting | LLHV4-35L-NST-E | Indoor Luminaires | High-Bay | High-Bay Luminaires for Commercial and Industrial Buildings | Standard | FALSE | [9 empty] | 41682 |  |  | NotYetVerified |  | 3 | 11385 | 104.3538 | 109.1 |  | 0.95 | 3500 | 85
P00000VRB | Hubbell Lighting | Columbia Lighting | LLHV4-35L-NST-E-WG | Indoor Luminaires | High-Bay | High-Bay Luminaires for Commercial and Industrial Buildings | Standard | FALSE | [9 empty] | 41682 |  |  | NotYetVerified |  | 3 | 9806 | 88.3 | 111 |  | 0.95 | 3500 | 85
P00000VR2 | Hubbell Lighting | Columbia Lighting | LLHV4-35L-NST-E-CP | Indoor Luminaires | High-Bay | High-Bay Luminaires for Commercial and Industrial Buildings | Standard | FALSE | [9 empty] | 41682 |  |  | NotYetVerified |  | 3 | 9806 | 88.3 | 111 |  | 0.95 | 3500 | 85
P00001J1Q | AZZ Lighting Systems | Rig-A-Lite | XP100L44LUXX | Indoor Luminaires | High-Bay | Low-Bay Luminaires for Commercial and Industrial Buildings | Standard | FALSE | [9 empty] | 41682 | Not Yet Verified | Not Yet Verified | NotYetVerified |  | 3 | 10918 | 116 | 93.6 | 18 | 0.952 | 4153 | 84
P00001J1P | AZZ Lighting Systems | Rig-A-Lite | XP75L43LUXX | Indoor Luminaires | High-Bay | Low-Bay Luminaires for Commercial and Industrial Buildings | Standard | FALSE | [9 empty] | 41682 | Not Yet Verified | Not Yet Verified | NotYetVerified |  | 3 | 8220 | 111 | 73.5 | 18.8 | 0.94 | 4122 | 84
P00000Q8M | Digital Lumens | Digital Lumens | DLE-24-HV-W-75[0 or 2]-[0 to 21] | Indoor Luminaires | High-Bay | High-Bay Luminaires for Commercial and Industrial Buildings | Standard | TRUE | 25220 | 106.26 | 237.35 | 20.43 | 0.974 | 4817.8 | 71.9 | 5 | 54000 | 41681 |  |  | NotYetVerified | Only qualified at 0° mounting | 3 | 24630 | 105 | 234 | 18.88 | 0.9 | 5000 | 70
P00000Q8I | Digital Lumens | Digital Lumens | DLE-12-HV-N-75[0 or 1]-[0 to 21] | Indoor Luminaires | High-Bay | High-Bay Luminaires for Commercial and Industrial Buildings | Standard | TRUE | 12620 | 95.37 | 132.33 | 23.3 | 0.964 | 4818.5 | 71.5 | 5 | 54000 | 41681 |  |  | NotYetVerified | Only qualified at 0° mounting | 3 | 12000 | 100 | 120 | 10.14 | 0.9 | 5000 | 70
P00000Q8K | Digital Lumens | Digital Lumens | DLE-18-HV-N-75[0 or 1]-[0 to 21] | Indoor Luminaires | High-Bay | High-Bay Luminaires for Commercial and Industrial Buildings | Standard | TRUE | 18050 | 100 | 180.5 | 22.86 | 0.936 | 4826.8 | 72.1 | 5 | 54000 | 41681 |  |  | NotYetVerified | Only qualified at 0° mounting | 3 | 17920 | 101 | 176 | 10.32 | 0.9 | 5000 | 70
P00000Q8L | Digital Lumens | Digital Lumens | DLE-18-HV-W-75[0 or 1]-[0 to 21] | Indoor Luminaires | High-Bay | High-Bay Luminaires for Commercial and Industrial Buildings | Standard | FALSE | [9 empty] | 41681 |  |  | NotYetVerified | Only qualified at 0° mounting | 3 | 18650 | 105 | 177 | 21.6 | 0.9 | 5000 | 70
P00000Q8J | Digital Lumens | Digital Lumens | DLE-12-HV-W-75[0 or 1]-[0 to 21] | Indoor Luminaires | High-Bay | High-Bay Luminaires for Commercial and Industrial Buildings | Standard | FALSE | [9 empty] | 41681 |  |  | NotYetVerified | Only qualified at 0° mounting | 3 | 12500 | 105 | 120 | 11.16 | 0.9 | 5000 | 70
P00001ING | Big Ass Light Solutions | Big Ass Light | BAL-HBL1-26040103 | Indoor Luminaires | High-Bay | High-Bay Luminaires for Commercial and Industrial Buildings | Standard | TRUE | 24149.3 | 96.18 | 251.06 | 11.67 | 0.942 | 4365 | 73.9 | 7 | 150000 | 41680 |  |  | NotYetVerified |  | 3 | 24149.3 | 96.18 | 251 |  |  | 4365 | 74
P00001INC | Big Ass Light Solutions | Big Ass Light | BAL-HBL1-20040103 | Indoor Luminaires | High-Bay | High-Bay Luminaires for Commercial and Industrial Buildings | Standard | TRUE | 19005 | 95.74 | 198.5 | 7.67 | 0.935 | 4365 | 73.9 | 7 | 150000 | 41680 |  |  | NotYetVerified |  | 3 | 19005 | 95.74 | 198.5 |  |  | 4365 | 73.9
P00001IND | Big Ass Light Solutions | Big Ass Light | BAL-HBL1-20040100 | Indoor Luminaires | High-Bay | High-Bay Luminaires for Commercial and Industrial Buildings | Standard | FALSE | [9 empty] | 41680 | Not Yet Verified | Not Yet Verified | NotYetVerified |  | 3 | 19679 | 99.08 | 198.6 |  |  | 4365 | 74
P00001INH | Big Ass Light Solutions | Big Ass Light | BAL-HBL1-26040100 | Indoor Luminaires | High-Bay | High-Bay Luminaires for Commercial and Industrial Buildings | Standard | FALSE | [9 empty] | 41680 | Not Yet Verified | Not Yet Verified | NotYetVerified |  | 3 | 25294.6 | 100.7 | 251.1 |  |  | 4365 | 73.9
P00001INF | Big Ass Light Solutions | Big Ass Light | BAL-HBL1-20040102 | Indoor Luminaires | High-Bay | High-Bay Luminaires for Commercial and Industrial Buildings | Standard | FALSE | [9 empty] | 41680 | Not Yet Verified | Not Yet Verified | NotYetVerified |  | 3 | 19030 | 95.74 | 198.5 |  |  | 4365 | 73.9
P00001INE | Big Ass Light Solutions | Big Ass Light | BAL-HBL1-20040101 | Indoor Luminaires | High-Bay | High-Bay Luminaires for Commercial and Industrial Buildings | Standard | FALSE | [9 empty] | 41680 | Not Yet Verified | Not Yet Verified | NotYetVerified |  | 3 | 19030 | 95.82 | 198.6 |  |  | 4365 | 73.9
P00001INJ | Big Ass Light Solutions | Big Ass Light | BAL-HBL1-26040102 | Indoor Luminaires | High-Bay | High-Bay Luminaires for Commercial and Industrial Buildings | Standard | FALSE | [9 empty] | 41680 | Not Yet Verified | Not Yet Verified | NotYetVerified |  | 3 | 24524 | 97.86 | 251.49 |  |  | 4365 | 73.8
P00001INI | Big Ass Light Solutions | Big Ass Light | BAL-HBL1-26040101 | Indoor Luminaires | High-Bay | High-Bay Luminaires for Commercial and Industrial Buildings | Standard | FALSE | [9 empty] | 41680 | Not Yet Verified | Not Yet Verified | NotYetVerified |  | 3 | 24480 | 97.34 | 251.49 |  |  | 4365 | 73.8
P00001IMS | MAX LED Display LLC | MAX LED Display LLC | HB-BL03-150DLC-47K | Indoor Luminaires | High-Bay | High-Bay Luminaires for Commercial and Industrial Buildings | Standard | TRUE | 12302 | 81.19 | 151.52 | 10.13 | 0.952 | 4905 | 80 | 5 | 50000 | 41677 |  |  | NotYetVerified |  | 3 |  |  | 150 |  |  | 4700
P00001IMT | MAX LED Display LLC | MAX LED Display LLC | HB-BL03-200DLC-47K | Indoor Luminaires | High-Bay | High-Bay Luminaires for Commercial and Industrial Buildings | Standard | TRUE | 15795 | 79.51 | 198.66 | 17.83 | 0.946 | 5084 | 78 | 5 | 50000 | 41677 |  |  | NotYetVerified |  | 3 | 16000 | 80 | 200 |  | 0.95 | 4700 | 80
P000014WZ | Philips Optimum | Philips Optimum | G10LP 4FT 09L UV 840 | Indoor Luminaires | High-Bay | Low-Bay Luminaires for Commercial and Industrial Buildings | Standard | TRUE | 9492 | 117 | 80.94 | 20.4 | 0.919 | 4032 | 83.3 | 5 | 70000 | 41677 |  |  | NotYetVerified |  | 3 | 8400 |  | 80 |  |  | 4000 | 80
P00001IEA | StarTek Lighting America |  | LST36-CW-XX-XX | Indoor Luminaires | High-Bay | High-Bay Luminaires for Commercial and Industrial Buildings | Standard | TRUE | 17407 | 96.87 | 179.7 | 13.19 | 0.97 | 5111 | 75.1 | 5 | 50000 | 41676 |  |  | NotYetVerified |  | 3 | 17407 | 96.8 | 180 | 20 | 0.9 | 5000 | 70
P00001IE9 | StarTek Lighting America | StarTek Lighting America | LST36D-CW-XX-XX | Indoor Luminaires | High-Bay | High-Bay Luminaires for Commercial and Industrial Buildings | Standard | TRUE | 15127 | 85.61 | 176.7 | 13.24 | 0.97 | 5243 | 76 | 5 | 50000 | 41674 |  |  | NotYetVerified |  | 3 | 15127 | 85.6 | 180 | 20 | 0.9 | 5000 | 70
P00001IE8 | StarTek Lighting America |  | LST18D-CW-XX-XX | Indoor Luminaires | High-Bay | Low-Bay Luminaires for Commercial and Industrial Buildings | Standard | TRUE | 7619 | 84.72 | 89.93 | 13.06 | 0.97 | 5192 | 75.7 | 5 | 50000 | 41674 |  |  | NotYetVerified |  | 3 | 7619 | 84.7 | 90 | 20 | 0.9 | 5000 | 70
P00001HCA | Foxconn Technology Pte. Ltd. | FOXCONN | 101-U200B-X | Indoor Luminaires | High-Bay | High-Bay Luminaires for Commercial and Industrial Buildings | Standard | TRUE | 22905.85 | 114.91 | 200.96 | 8.4 | 0.94 | 5044 | 75.5 | 5 | 50000 | 41674 |  |  | NotYetVerified |  | 3 | 21600 | 108 | 200 | 20 | 0.9 | 5000 | 70
P00001HC8 | Foxconn Technology Pte. Ltd. | FOXCONN | 101-U180B-X | Indoor Luminaires | High-Bay | High-Bay Luminaires for Commercial and Industrial Buildings | Standard | TRUE | 21580.01 | 117.24 | 185.73 | 9.9 | 0.93 | 5004 | 75 | 5 | 50000 | 41674 |  |  | NotYetVerified |  | 3 | 19440 | 108 | 180 | 20 | 0.9 | 5000 | 70
P00001HC9 | Foxconn Technology Pte. Ltd. | FOXCONN | 101-U200A-X | Indoor Luminaires | High-Bay | High-Bay Luminaires for Commercial and Industrial Buildings | Standard | TRUE | 23472.25 | 111.25 | 210.99 | 21.7 | 0.91 | 5026 | 75.2 | 5 | 50000 | 41674 |  |  | NotYetVerified |  | 3 | 21600 | 108 | 200 | 20 | 0.9 | 5000 | 70
P00001BUS | Verde LED Limited | Verde LED | VER-MOD50 | Indoor Luminaires | High-Bay | Low-Bay Luminaires for Commercial and Industrial Buildings | Standard | TRUE | 5591 | 89.6 | 62.4 | 16.53 | 0.9794 | 4935 | 70.6 | 5 | 50000 | 41673 |  |  | NotYetVerified |  | 3 | 5591 |  | 62.4 |  | 0.94 | 5000 | 70
P00001BUV | Verde LED Limited | Verde LED | VER-MOD200 | Indoor Luminaires | High-Bay | High-Bay Luminaires for Commercial and Industrial Buildings | Standard | TRUE | 17391 | 83.64 | 207.9 | 10.34 | 0.97 | 5386 | 75.2 | 5 | 50000 | 41673 |  |  | NotYetVerified |  | 3 | 17391 |  | 207.9 |  | 0.94 | 5000 | 70
P00001BUT | Verde LED Limited | Verde LED | VER-MOD120 | Indoor Luminaires | High-Bay | High-Bay Luminaires for Commercial and Industrial Buildings | Standard | TRUE | 11427 | 86.14 | 132.7 | 14.77 | 0.96 | 5347 | 72.4 | 5 | 50000 | 41673 |  |  | NotYetVerified |  | 3 | 11427 |  | 132.7 |  | 0.94 | 5000 | 70
P00001BUW | Verde LED Limited | Verde LED | VER-MOD300 | Indoor Luminaires | High-Bay | High-Bay Luminaires for Commercial and Industrial Buildings | Standard | TRUE | 25817 | 82.21 | 314 | 15.51 | 0.9529 | 5110 | 72.6 | 5 | 50000 | 41673 |  |  | NotYetVerified |  | 3 | 25817 |  | 314 |  | 0.94 | 5000 | 70
P00001BUX | Verde LED Limited | Verde LED | VER-MOD450 | Indoor Luminaires | High-Bay | High-Bay Luminaires for Commercial and Industrial Buildings | Standard | TRUE | 43057 | 92.34 | 466.3 | 13.08 | 0.9515 | 5406 | 72.4 | 5 | 50000 | 41673 |  |  | NotYetVerified |  | 3 | 43057 |  | 466.3 |  | 0.94 | 5000 | 70
P00001BUU | Verde LED Limited | Verde LED | VER-MOD150 | Indoor Luminaires | High-Bay | High-Bay Luminaires for Commercial and Industrial Buildings | Standard | TRUE | 13483 | 89.22 | 151.1 | 12.71 | 0.9496 | 5399 | 72.8 | 5 | 50000 | 41673 |  |  | NotYetVerified |  | 3 | 13483 |  | 151.1 |  | 0.94 | 5000 | 70
P00000DLC | Eaton (formerly Cooper Lighting) | Metalux | SKBLED-LD1-29-W-UNC-L830-CD4-U | Indoor Luminaires | High-Bay | High-Bay Luminaires for Commercial and Industrial Buildings | Standard | TRUE | 26352 | 82.1 | 321 | 11.5 | 0.998 |  |  | 5 | 60000 | 41670 |  |  | NotYetVerified |  | 3
P00000DLB | Eaton (formerly Cooper Lighting) | Metalux | SKBLED-LD1-10-W-UNV-L830-CD1-U | Indoor Luminaires | High-Bay | High-Bay Luminaires for Commercial and Industrial Buildings | Standard | TRUE | 9139 | 98.9 | 92.38 | 9 | 0.94 | 2996 | 82.7 | 5 | 60000 | 41670 |  |  | NotYetVerified |  | 3
P00000DLM | Eaton (formerly Cooper Lighting) | Metalux | SKBLED-LD1-14-N-[All Voltages]-[Electrical Options include EL10W & EL20W]-L850-[All Drivers][Applicable Number of Drivers]-[Mechanical Options include MP & MSI]-[All Packaging] | Indoor Luminaires | High-Bay | High-Bay Luminaires for Commercial and Industrial Buildings | Standard | FALSE | [9 empty] | 41670 |  |  | NotYetVerified |  | 3 | 15251.04 | 100.11 | 152.35 | 9.2 | 1 | 5000 | 85
P00000DLP | Eaton (formerly Cooper Lighting) | Metalux | SKBLED-LD1-14-W-[All Voltages]-[Electrical Options include EL10W & EL20W]-L850-[All Drivers][Applicable Number of Drivers]-[Mechanical Options include MP & MSI]-[All Packaging] | Indoor Luminaires | High-Bay | High-Bay Luminaires for Commercial and Industrial Buildings | Standard | FALSE | [9 empty] | 41670 |  |  | NotYetVerified |  | 3 | 15096.18 | 99.09 | 152.35 | 9.2 | 1 | 5000 | 85
P00000DM4 | Eaton (formerly Cooper Lighting) | Metalux | SKBLED-LD1-29-N-[All Voltages]-[Electrical Options include EL10W & EL20W]-L850-[All Drivers][Applicable Number of Drivers]-[Mechanical Options include MP & MSI]-[All Packaging] | Indoor Luminaires | High-Bay | High-Bay Luminaires for Commercial and Industrial Buildings | Standard | FALSE | [9 empty] | 41670 |  |  | NotYetVerified |  | 3 | 30991.22 | 99.29 | 312.13 | 9.1 | 1 | 5000 | 85
P00000DLS | Eaton (formerly Cooper Lighting) | Metalux | SKBLED-LD1-19-N-[All Voltages]-[Electrical Options include EL10W & EL20W]-L850-[All Drivers][Applicable Number of Drivers]-[Mechanical Options include MP & MSI]-[All Packaging] | Indoor Luminaires | High-Bay | High-Bay Luminaires for Commercial and Industrial Buildings | Standard | FALSE | [9 empty] | 41670 |  |  | NotYetVerified |  | 3 | 20413.75 | 111.4 | 183.25 | 9 | 0.94 | 5000 | 85
P00000DLV | Eaton (formerly Cooper Lighting) | Metalux | SKBLED-LD1-19-W-[All Voltages]-[Electrical Options include EL10W & EL20W]-L850-[All Drivers][Applicable Number of Drivers]-[Mechanical Options include MP & MSI]-[All Packaging] | Indoor Luminaires | High-Bay | High-Bay Luminaires for Commercial and Industrial Buildings | Standard | FALSE | [9 empty] | 41670 |  |  | NotYetVerified |  | 3 | 20256.76 | 110.54 | 183.25 | 9 | 0.94 | 5000 | 85
P00000DLY | Eaton (formerly Cooper Lighting) | Metalux | SKBLED-LD1-24-N-[All Voltages]-[Electrical Options include EL10W & EL20W]-L850-[All Drivers][Applicable Number of Drivers]-[Mechanical Options include MP & MSI]-[All Packaging] | Indoor Luminaires | High-Bay | High-Bay Luminaires for Commercial and Industrial Buildings | Standard | FALSE | [9 empty] | 41670 |  |  | NotYetVerified |  | 3 | 26386.01 | 105.06 | 251.15 | 8.35 | 0.993 | 5000 | 85
P00000DM1 | Eaton (formerly Cooper Lighting) | Metalux | SKBLED-LD1-24-W-[All Voltages]-[Electrical Options include EL10W & EL20W]-L850-[All Drivers][Applicable Number of Drivers]-[Mechanical Options include MP & MSI]-[All Packaging] | Indoor Luminaires | High-Bay | High-Bay Luminaires for Commercial and Industrial Buildings | Standard | FALSE | [9 empty] | 41670 |  |  | NotYetVerified |  | 3 | 25889.39 | 103.08 | 251.15 | 8.35 | 0.993 | 5000 | 85
P00000DM7 | Eaton (formerly Cooper Lighting) | Metalux | SKBLED-LD1-29-W-[All Voltages]-[Electrical Options include EL10W & EL20W]-L850-[All Drivers][Applicable Number of Drivers]-[Mechanical Options include MP & MSI]-[All Packaging] | Indoor Luminaires | High-Bay | High-Bay Luminaires for Commercial and Industrial Buildings | Standard | FALSE | [9 empty] | 41670 |  |  | NotYetVerified |  | 3 | 30703.93 | 98.37 | 312.13 | 7.4 | 1 | 5000 | 85
P00000DLG | Eaton (formerly Cooper Lighting) | Metalux | SKBLED-LD1-10-N-[All Voltages]-[Electrical Options include EL10W & EL20W]-L850-[All Drivers][Applicable Number of Drivers]-[Mechanical Options include MP & MSI]-[All Packaging] | Indoor Luminaires | High-Bay | High-Bay Luminaires for Commercial and Industrial Buildings | Standard | FALSE | [9 empty] | 41670 |  |  | NotYetVerified |  | 3 | 10516.6 | 111.7 | 94.15 | 6.3 | 1 | 5000 | 85
P00000DLJ | Eaton (formerly Cooper Lighting) | Metalux | SKBLED-LD1-10-W-[All Voltages]-[Electrical Options include EL10W & EL20W]-L850-[All Drivers][Applicable Number of Drivers]-[Mechanical Options include MP & MSI]-[All Packaging] | Indoor Luminaires | High-Bay | High-Bay Luminaires for Commercial and Industrial Buildings | Standard | FALSE | [9 empty] | 41670 |  |  | NotYetVerified |  | 3 | 10341.44 | 109.84 | 94.15 | 6.3 | 1 | 5000 | 85
P00000DLL | Eaton (formerly Cooper Lighting) | Metalux | SKBLED-LD1-14-N-[All Voltages]-[Electrical Options include EL10W & EL20W]-L840-[All Drivers][Applicable Number of Drivers]-[Mechanical Options include MP & MSI]-[All Packaging] | Indoor Luminaires | High-Bay | High-Bay Luminaires for Commercial and Industrial Buildings | Standard | FALSE | [9 empty] | 41670 |  |  | NotYetVerified |  | 3 | 14280 | 93.73 | 152.35 | 9.2 | 1 | 4000 | 85
P00000DLO | Eaton (formerly Cooper Lighting) | Metalux | SKBLED-LD1-14-W-[All Voltages]-[Electrical Options include EL10W & EL20W]-L840-[All Drivers][Applicable Number of Drivers]-[Mechanical Options include MP & MSI]-[All Packaging] | Indoor Luminaires | High-Bay | High-Bay Luminaires for Commercial and Industrial Buildings | Standard | FALSE | [9 empty] | 41670 |  |  | NotYetVerified |  | 3 | 14135 | 92.78 | 152.35 | 9.2 | 1 | 4000 | 85
P00000DM3 | Eaton (formerly Cooper Lighting) | Metalux | SKBLED-LD1-29-N-[All Voltages]-[Electrical Options include EL10W & EL20W]-L840-[All Drivers][Applicable Number of Drivers]-[Mechanical Options include MP & MSI]-[All Packaging] | Indoor Luminaires | High-Bay | High-Bay Luminaires for Commercial and Industrial Buildings | Standard | FALSE | [9 empty] | 41670 |  |  | NotYetVerified |  | 3 | 29018 | 92.97 | 312.13 | 9.1 | 1 | 4000 | 85
P00000DLR | Eaton (formerly Cooper Lighting) | Metalux | SKBLED-LD1-19-N-[All Voltages]-[Electrical Options include EL10W & EL20W]-L840-[All Drivers][Applicable Number of Drivers]-[Mechanical Options include MP & MSI]-[All Packaging] | Indoor Luminaires | High-Bay | High-Bay Luminaires for Commercial and Industrial Buildings | Standard | FALSE | [9 empty] | 41670 |  |  | NotYetVerified |  | 3 | 19114 | 104.31 | 183.25 | 9 | 0.94 | 4000 | 85
P00000DLU | Eaton (formerly Cooper Lighting) | Metalux | SKBLED-LD1-19-W-[All Voltages]-[Electrical Options include EL10W & EL20W]-L840-[All Drivers][Applicable Number of Drivers]-[Mechanical Options include MP & MSI]-[All Packaging] | Indoor Luminaires | High-Bay | High-Bay Luminaires for Commercial and Industrial Buildings | Standard | FALSE | [9 empty] | 41670 |  |  | NotYetVerified |  | 3 | 18967 | 103.5 | 183.25 | 9 | 0.94 | 4000 | 85
P00000DLX | Eaton (formerly Cooper Lighting) | Metalux | SKBLED-LD1-24-N-[All Voltages]-[Electrical Options include EL10W & EL20W]-L840-[All Drivers][Applicable Number of Drivers]-[Mechanical Options include MP & MSI]-[All Packaging] | Indoor Luminaires | High-Bay | High-Bay Luminaires for Commercial and Industrial Buildings | Standard | FALSE | [9 empty] | 41670 |  |  | NotYetVerified |  | 3 | 24706 | 98.37 | 251.15 | 8.35 | 0.993 | 4000 | 85
P00000DM0 | Eaton (formerly Cooper Lighting) | Metalux | SKBLED-LD1-24-W-[All Voltages]-[Electrical Options include EL10W & EL20W]-L840-[All Drivers][Applicable Number of Drivers]-[Mechanical Options include MP & MSI]-[All Packaging] | Indoor Luminaires | High-Bay | High-Bay Luminaires for Commercial and Industrial Buildings | Standard | FALSE | [9 empty] | 41670 |  |  | NotYetVerified |  | 3 | 24241 | 96.52 | 251.15 | 8.35 | 0.993 | 4000 | 85
P00000DM6 | Eaton (formerly Cooper Lighting) | Metalux | SKBLED-LD1-29-W-[All Voltages]-[Electrical Options include EL10W & EL20W]-L840-[All Drivers][Applicable Number of Drivers]-[Mechanical Options include MP & MSI]-[All Packaging] | Indoor Luminaires | High-Bay | High-Bay Luminaires for Commercial and Industrial Buildings | Standard | FALSE | [9 empty] | 41670 |  |  | NotYetVerified |  | 3 | 28749 | 92.11 | 312.13 | 7.4 | 1 | 4000 | 85
P00000DLF | Eaton (formerly Cooper Lighting) | Metalux | SKBLED-LD1-10-N-[All Voltages]-[Electrical Options include EL10W & EL20W]-L840-[All Drivers][Applicable Number of Drivers]-[Mechanical Options include MP & MSI]-[All Packaging] | Indoor Luminaires | High-Bay | High-Bay Luminaires for Commercial and Industrial Buildings | Standard | FALSE | [9 empty] | 41670 |  |  | NotYetVerified |  | 3 | 9847 | 104.59 | 94.15 | 6.3 | 1 | 4000 | 85
P00000DLI | Eaton (formerly Cooper Lighting) | Metalux | SKBLED-LD1-10-W-[All Voltages]-[Electrical Options include EL10W & EL20W]-L840-[All Drivers][Applicable Number of Drivers]-[Mechanical Options include MP & MSI]-[All Packaging] | Indoor Luminaires | High-Bay | High-Bay Luminaires for Commercial and Industrial Buildings | Standard | FALSE | [9 empty] | 41670 |  |  | NotYetVerified |  | 3 | 9683 | 102.85 | 94.15 | 6.3 | 1 | 4000 | 85
P00000DLK | Eaton (formerly Cooper Lighting) | Metalux | SKBLED-LD1-14-N-[All Voltages]-[Electrical Options include EL10W & EL20W]-L835-[All Drivers][Applicable Number of Drivers]-[Mechanical Options include MP & MSI]-[All Packaging] | Indoor Luminaires | High-Bay | High-Bay Luminaires for Commercial and Industrial Buildings | Standard | FALSE | [9 empty] | 41670 |  |  | NotYetVerified |  | 3 | 13508.88 | 88.67 | 152.35 | 9.2 | 1 | 3500 | 85
P00000DLN | Eaton (formerly Cooper Lighting) | Metalux | SKBLED-LD1-14-W-[All Voltages]-[Electrical Options include EL10W & EL20W]-L835-[All Drivers][Applicable Number of Drivers]-[Mechanical Options include MP & MSI]-[All Packaging] | Indoor Luminaires | High-Bay | High-Bay Luminaires for Commercial and Industrial Buildings | Standard | FALSE | [9 empty] | 41670 |  |  | NotYetVerified |  | 3 | 13371.71 | 87.77 | 152.35 | 9.2 | 1 | 3500 | 85
P00000DM2 | Eaton (formerly Cooper Lighting) | Metalux | SKBLED-LD1-29-N-[All Voltages]-[Electrical Options include EL10W & EL20W]-L835-[All Drivers][Applicable Number of Drivers]-[Mechanical Options include MP & MSI]-[All Packaging] | Indoor Luminaires | High-Bay | High-Bay Luminaires for Commercial and Industrial Buildings | Standard | FALSE | [9 empty] | 41670 |  |  | NotYetVerified |  | 3 | 27451.03 | 87.95 | 312.13 | 9.1 | 1 | 3500 | 85
P00000DLQ | Eaton (formerly Cooper Lighting) | Metalux | SKBLED-LD1-19-N-[All Voltages]-[Electrical Options include EL10W & EL20W]-L835-[All Drivers][Applicable Number of Drivers]-[Mechanical Options include MP & MSI]-[All Packaging] | Indoor Luminaires | High-Bay | High-Bay Luminaires for Commercial and Industrial Buildings | Standard | FALSE | [9 empty] | 41670 |  |  | NotYetVerified |  | 3 | 18081.84 | 98.67 | 183.25 | 9 | 0.94 | 3500 | 85
P00000DLT | Eaton (formerly Cooper Lighting) | Metalux | SKBLED-LD1-19-W-[All Voltages]-[Electrical Options include EL10W & EL20W]-L835-[All Drivers][Applicable Number of Drivers]-[Mechanical Options include MP & MSI]-[All Packaging] | Indoor Luminaires | High-Bay | High-Bay Luminaires for Commercial and Industrial Buildings | Standard | FALSE | [9 empty] | 41670 |  |  | NotYetVerified |  | 3 | 17942.78 | 97.91 | 183.25 | 9 | 0.94 | 3500 | 85
P00000DLW | Eaton (formerly Cooper Lighting) | Metalux | SKBLED-LD1-24-N-[All Voltages]-[Electrical Options include EL10W & EL20W]-L835-[All Drivers][Applicable Number of Drivers]-[Mechanical Options include MP & MSI]-[All Packaging] | Indoor Luminaires | High-Bay | High-Bay Luminaires for Commercial and Industrial Buildings | Standard | FALSE | [9 empty] | 41670 |  |  | NotYetVerified |  | 3 | 23371.88 | 93.06 | 251.15 | 8.35 | 0.993 | 3500 | 85
P00000DLZ | Eaton (formerly Cooper Lighting) | Metalux | SKBLED-LD1-24-W-[All Voltages]-[Electrical Options include EL10W & EL20W]-L835-[All Drivers][Applicable Number of Drivers]-[Mechanical Options include MP & MSI]-[All Packaging] | Indoor Luminaires | High-Bay | High-Bay Luminaires for Commercial and Industrial Buildings | Standard | FALSE | [9 empty] | 41670 |  |  | NotYetVerified |  | 3 | 22931.99 | 91.31 | 251.15 | 8.35 | 0.993 | 3500 | 85
P00000DM5 | Eaton (formerly Cooper Lighting) | Metalux | SKBLED-LD1-29-W-[All Voltages]-[Electrical Options include EL10W & EL20W]-L835-[All Drivers][Applicable Number of Drivers]-[Mechanical Options include MP & MSI]-[All Packaging] | Indoor Luminaires | High-Bay | High-Bay Luminaires for Commercial and Industrial Buildings | Standard | FALSE | [9 empty] | 41670 |  |  | NotYetVerified |  | 3 | 27196.55 | 87.13 | 312.13 | 7.4 | 1 | 3500 | 85
P00000DLE | Eaton (formerly Cooper Lighting) | Metalux | SKBLED-LD1-10-N-[All Voltages]-[Electrical Options include EL10W & EL20W]-L835-[All Drivers][Applicable Number of Drivers]-[Mechanical Options include MP & MSI]-[All Packaging] | Indoor Luminaires | High-Bay | High-Bay Luminaires for Commercial and Industrial Buildings | Standard | FALSE | [9 empty] | 41670 |  |  | NotYetVerified |  | 3 | 9315.26 | 98.94 | 94.15 | 6.3 | 1 | 3500 | 85
P00000DLH | Eaton (formerly Cooper Lighting) | Metalux | SKBLED-LD1-10-W-[All Voltages]-[Electrical Options include EL10W & EL20W]-L835-[All Drivers][Applicable Number of Drivers]-[Mechanical Options include MP & MSI]-[All Packaging] | Indoor Luminaires | High-Bay | High-Bay Luminaires for Commercial and Industrial Buildings | Standard | FALSE | [9 empty] | 41670 |  |  | NotYetVerified |  | 3 | 9160.12 | 97.29 | 94.15 | 6.3 | 1 | 3500 | 85
P00000DL2 | Eaton (formerly Cooper Lighting) | Metalux | 4WNLED-LD1-70F-UNV-L835-CD2-U | Indoor Luminaires | High-Bay | Low-Bay Luminaires for Commercial and Industrial Buildings | Standard | TRUE | 7066 | 81.2 | 87.03 | 15.1 | 0.998 |  |  | 5 | 60000 | 41669 |  |  | NotYetVerified |  | 3
P00001993 | SIMKAR Corporation | SUMMIT | SMTWR12550U1 | Indoor Luminaires | High-Bay | High-Bay Luminaires for Commercial and Industrial Buildings | Standard | TRUE | 10250 | 82.5 | 124.3 | 4.8 | 0.961 | 5223 | 84.5 | 5 | 80000 | 41669 |  |  | NotYetVerified |  | 3 | 10000 | 80 | 125 |  | 0.9 | 5000 | 80
P000005Z0 | Cireon LLC | Cireon | ON4-096-AG-AH-AB | Indoor Luminaires | High-Bay | High-Bay Luminaires for Commercial and Industrial Buildings | Standard | TRUE | 10904 | 105.87 | 102.99 | 11 | 0.96 | 5030 | 86 | 10 |  | 41669 |  |  | NotYetVerified |  | 3 | 10900 | 105.87 | 105 | 11 | 0.95 | 5000 | 80
P00000U6J | Green Ray LED International LLC | Green Ray LED | GR-HID-200NR-55C60-NWRV | Indoor Luminaires | High-Bay | High-Bay Luminaires for Commercial and Industrial Buildings | Standard | TRUE | 15161 | 82.96 | 182.7 | 9.97 | 0.931 | 5942 | 72.4 | 5 | 50000 | 41669 |  |  | NotYetVerified |  | 3 | 18000 | 100 | 200 | 15 | 0.9 | 5500 | 70
P00000U6K | Green Ray LED International LLC | Green Ray LED | GR-HID-200NR-55C25-NWRV | Indoor Luminaires | High-Bay | High-Bay Luminaires for Commercial and Industrial Buildings | Standard | TRUE | 15221.8 | 84.12 | 181 | 9.82 | 0.931 | 5992 | 72.6 | 5 | 50000 | 41669 |  |  | NotYetVerified |  | 3 | 18000 | 100 | 200 | 15 | 0.9 | 5500 | 70
P000016NQ | POSCOLED Co. LTD | Econuri | PHBCHA15N1C00 | Indoor Luminaires | High-Bay | High-Bay Luminaires for Commercial and Industrial Buildings | Standard | TRUE | 10502 | 88 | 119.28 | 10 | 0.93 | 4097 | 86 | 5 | 50000 | 41669 |  |  | NotYetVerified |  | 3 | 11500 | 95 | 115 |  | 0.9 | 4000 | 80
P00000DL1 | Eaton (formerly Cooper Lighting) | Metalux | 4WNLED-LD1-54-F-UNV-L835-CD1-U | Indoor Luminaires | High-Bay | Low-Bay Luminaires for Commercial and Industrial Buildings | Standard | TRUE | 5367 | 81.65 | 65.73 | 14.8 | 0.92 |  | 83.6 | 5 | 60000 | 41669 |  |  | NotYetVerified |  | 3
P00001996 | SIMKAR Corporation | SUMMIT | SMTM425050U1 | Indoor Luminaires | High-Bay | High-Bay Luminaires for Commercial and Industrial Buildings | Standard | FALSE | [9 empty] | 41669 |  |  | NotYetVerified |  | 3 | 20000 | 80 | 250 |  | 0.9 | 5000 | 80
P00001995 | SIMKAR Corporation | SUMMIT | SMTWR25050U1 | Indoor Luminaires | High-Bay | High-Bay Luminaires for Commercial and Industrial Buildings | Standard | FALSE | [9 empty] | 41669 |  |  | NotYetVerified |  | 3 | 20000 | 80 | 250 |  | 0.9 | 5000 | 80
P00001994 | SIMKAR Corporation | SUMMIT | SMTM412550U1 | Indoor Luminaires | High-Bay | High-Bay Luminaires for Commercial and Industrial Buildings | Standard | FALSE | [9 empty] | 41669 |  |  | NotYetVerified |  | 3 | 10000 | 80 | 125 |  | 0.9 | 5000 | 80
P000016NR | POSCOLED Co. LTD | Econuri | PHBCHA15N2C00 | Indoor Luminaires | High-Bay | High-Bay Luminaires for Commercial and Industrial Buildings | Standard | FALSE | [9 empty] | 41669 |  |  | NotYetVerified |  | 3 | 11500 | 95 | 115 |  | 0.9 | 4500 | 80
P00000U6L | Green Ray LED International LLC | Green Ray LED | GR-HID-200NR-55C90-NWRV | Indoor Luminaires | High-Bay | High-Bay Luminaires for Commercial and Industrial Buildings | Standard | FALSE | [9 empty] | 41669 |  |  | NotYetVerified |  | 3 | 18000 | 100 | 200 | 15 | 0.9 | 5500 | 70
P00000DL5 | Eaton (formerly Cooper Lighting) | Metalux | 4WNLED-LD1-54-F-[Voltages 120V through 277V]-[Options include EL]L840-CD1-U | Indoor Luminaires | High-Bay | Low-Bay Luminaires for Commercial and Industrial Buildings | Standard | FALSE | [9 empty] | 41669 |  |  | NotYetVerified |  | 3 | 5397.27 | 82.15 | 65.7 | 10.4 | 0.98 | 4000 | 85
P00000DL6 | Eaton (formerly Cooper Lighting) | Metalux | 4WNLED-LD1-54-F-[Voltages 120V through 277V]-[Options include EL]L840-5LTD1-U | Indoor Luminaires | High-Bay | Low-Bay Luminaires for Commercial and Industrial Buildings | Standard | FALSE | [9 empty] | 41669 |  |  | NotYetVerified |  | 3 | 5397.27 | 82.15 | 65.7 | 10 | 0.94 | 4000 | 85
P00000DL9 | Eaton (formerly Cooper Lighting) | Metalux | 4WNLED-LD1-70-F-[Voltages 120V through 277V]-[Options include EL]L840-CD2-U | Indoor Luminaires | High-Bay | Low-Bay Luminaires for Commercial and Industrial Buildings | Standard | FALSE | [9 empty] | 41669 |  |  | NotYetVerified |  | 3 | 7105.85 | 81.68 | 87 | 8.5 | 0.971 | 4000 | 85
P00000DLA | Eaton (formerly Cooper Lighting) | Metalux | 4WNLED-LD1-70-F-[Voltages 120V through 277V]-[Options include EL]L840-5LTD2-U | Indoor Luminaires | High-Bay | Low-Bay Luminaires for Commercial and Industrial Buildings | Standard | FALSE | [9 empty] | 41669 |  |  | NotYetVerified |  | 3 | 7105.85 | 81.68 | 87 | 4.8 | 0.998 | 4000 | 85
P00000DL3 | Eaton (formerly Cooper Lighting) | Metalux | 4WNLED-LD1-54-F-[Voltages 120V through 277V]-[Options include EL]L835-CD1-U | Indoor Luminaires | High-Bay | Low-Bay Luminaires for Commercial and Industrial Buildings | Standard | FALSE | [9 empty] | 41669 |  |  | NotYetVerified |  | 3 | 5367 | 81.69 | 65.7 | 10.4 | 0.98 | 3500 | 85
P00000DL4 | Eaton (formerly Cooper Lighting) | Metalux | 4WNLED-LD1-54-F-[Voltages 120V through 277V]-[Options include EL]L835-5LTD1-U | Indoor Luminaires | High-Bay | Low-Bay Luminaires for Commercial and Industrial Buildings | Standard | FALSE | [9 empty] | 41669 |  |  | NotYetVerified |  | 3 | 5367 | 81.69 | 65.7 | 10 | 0.94 | 3500 | 85
P00000DL7 | Eaton (formerly Cooper Lighting) | Metalux | 4WNLED-LD1-70-F-[Voltages 120V through 277V]-[Options include EL]L835-CD2-U | Indoor Luminaires | High-Bay | Low-Bay Luminaires for Commercial and Industrial Buildings | Standard | FALSE | [9 empty] | 41669 |  |  | NotYetVerified |  | 3 | 7066 | 81.22 | 87 | 8.5 | 0.971 | 3500 | 85
P00000DL8 | Eaton (formerly Cooper Lighting) | Metalux | 4WNLED-LD1-70-F-[Voltages 120V through 277V]-[Options include EL]L835-5LTD2-U | Indoor Luminaires | High-Bay | Low-Bay Luminaires for Commercial and Industrial Buildings | Standard | FALSE | [9 empty] | 41669 |  |  | NotYetVerified |  | 3 | 7066 | 81.22 | 87 | 4.8 | 0.998 | 3500 | 85
P000005Z1 | Cireon LLC | Cireon | ON4-096-AG-AN-AB | Indoor Luminaires | High-Bay | High-Bay Luminaires for Commercial and Industrial Buildings | Standard | FALSE | [9 empty] | 41669 |  |  | NotYetVerified |  | 3 | 11116 | 105.87 | 105 | 11 | 0.95 | 5000 | 80
P000019FI | Solas Ray Lighting | Bay Series | BLLB-164-50-PC-U-WT | Indoor Luminaires | High-Bay | High-Bay Luminaires for Commercial and Industrial Buildings | Standard | TRUE | 15060 | 80.47 | 187.14 | 14.24 | 0.933 | 5229 | 83.3 | 5 | 35000 | 41668 |  |  | NotYetVerified |  | 3 | 15060 | 80.47 | 187.14 | 14.24 | 0.933 | 5000 | 83.3
P000019FH | Solas Ray Lighting | Bay Series | BLHB-211-50-PC-U-WT | Indoor Luminaires | High-Bay | High-Bay Luminaires for Commercial and Industrial Buildings | Standard | TRUE | 27870 | 110.63 | 251.92 | 12.48 | 0.98 | 5244 | 73.4 | 5 | 35000 | 41667 |  |  | NotYetVerified |  | 3 | 27870 | 110.63 | 251.92 | 12.48 | 0.975 | 5000 | 73.4
P00001HGE | Energy Efficient Lighting Co. Ltd. | EEL | ELHB150LED50 | Indoor Luminaires | High-Bay | High-Bay Luminaires for Commercial and Industrial Buildings | Standard | TRUE | 12216 | 91.3 | 133.8 | 9.23 | 0.962 | 5050 | 83.1 | 5 | 50000 | 41667 |  |  | NotYetVerified |  | 3 |  |  | 150 |  | 0.9 | 5000
P00000YTH | LED Living Technology | LED Living Technology | ART-80-xxxx-40K-x-M | Indoor Luminaires | High-Bay | Low-Bay Luminaires for Commercial and Industrial Buildings | Standard | TRUE | 8587 | 105 | 81.73 | 19.6 | 0.957 | 4195 | 72.8 | 5 | 35000 | 41667 |  |  | NotYetVerified |  | 3 | 8587 | 105 | 81.73 |  | 0.993 | 4000 | 73
P00000YTG | LED Living Technology | LED Living Technology | ART-40-xxxx-40K-x-M | Indoor Luminaires | High-Bay | Low-Bay Luminaires for Commercial and Industrial Buildings | Standard | TRUE | 4743 | 109 | 43.51 | 19.6 | 0.957 | 4195 | 72.8 | 5 | 35000 | 41667 |  |  | NotYetVerified |  | 3 | 4440 | 111 | 40 |  | 0.993 | 4000 | 73
P00001IBZ | Canarm Ltd. | CANARM | HBLED-150W5000 | Indoor Luminaires | High-Bay | High-Bay Luminaires for Commercial and Industrial Buildings | Standard | TRUE | 13583 | 85.1 | 159.7 | 11.58 | 0.94 | 5043 | 76.8 | 5 |  | 41667 |  |  | NotYetVerified |  | 3 |  |  | 150 |  | 0.95 | 5000
P00001GQN | Spectrum Lighting | N/A | LM1420LEDOS220W40K | Indoor Luminaires | High-Bay | High-Bay Luminaires for Commercial and Industrial Buildings | Standard | TRUE | 17012 | 78.36 | 217.7 | 12.8 | 0.92 | 3925 | 81 | 5 | 50000 | 41667 |  |  | NotYetVerified |  | 3 | 18000 | 81 | 220 |  |  | 4000
P00000YTV | LED Living Technology | LED Living Technology | ART-80-xxxx-50K-x-C | Indoor Luminaires | High-Bay | Low-Bay Luminaires for Commercial and Industrial Buildings | Standard | FALSE | [9 empty] | 41667 |  |  | NotYetVerified |  | 3 | 9200 | 115 | 80 | 9.07 | 0.993 | 5000 | 73
P00000YTX | LED Living Technology | LED Living Technology | ART-80-xxxx-50K-x-M | Indoor Luminaires | High-Bay | Low-Bay Luminaires for Commercial and Industrial Buildings | Standard | FALSE | [9 empty] | 41667 |  |  | NotYetVerified |  | 3 | 9040 | 113 | 80 | 9.07 | 0.993 | 5000 | 73
P00000YTK | LED Living Technology | LED Living Technology | ART-40-xxxx-50K-x-C | Indoor Luminaires | High-Bay | Low-Bay Luminaires for Commercial and Industrial Buildings | Standard | FALSE | [9 empty] | 41667 |  |  | NotYetVerified |  | 3 | 4760 | 119 | 40 | 6.76 | 0.993 | 5000 | 73
P00000YTM | LED Living Technology | LED Living Technology | ART-40-xxxx-50K-x-M | Indoor Luminaires | High-Bay | Low-Bay Luminaires for Commercial and Industrial Buildings | Standard | FALSE | [9 empty] | 41667 |  |  | NotYetVerified |  | 3 | 4680 | 117 | 40 | 6.76 | 0.993 | 5000 | 73
P00000YTS | LED Living Technology | LED Living Technology | ART-60-xxxx-50K-x-M | Indoor Luminaires | High-Bay | Low-Bay Luminaires for Commercial and Industrial Buildings | Standard | FALSE | [9 empty] | 41667 |  |  | NotYetVerified |  | 3 | 7172 | 115 | 61.59 | 4.88 | 0.998 | 5000 | 73
P00000YTP | LED Living Technology | LED Living Technology | ART-60-xxxx-50K-x-C | Indoor Luminaires | High-Bay | Low-Bay Luminaires for Commercial and Industrial Buildings | Standard | FALSE | [9 empty] | 41667 |  |  | NotYetVerified |  | 3 | 7020 | 117 | 60 | 4.88 | 0.998 | 5000 | 73
P00000YTU | LED Living Technology | LED Living Technology | ART-80-xxxx-45K-x-C | Indoor Luminaires | High-Bay | Low-Bay Luminaires for Commercial and Industrial Buildings | Standard | FALSE | [9 empty] | 41667 |  |  | NotYetVerified |  | 3 | 8880 | 111 | 80 | 9.07 | 0.993 | 4500 | 73
P00000YTW | LED Living Technology | LED Living Technology | ART-80-xxxx-45K-x-M | Indoor Luminaires | High-Bay | Low-Bay Luminaires for Commercial and Industrial Buildings | Standard | FALSE | [9 empty] | 41667 |  |  | NotYetVerified |  | 3 | 8720 | 109 | 80 | 9.07 | 0.993 | 4500 | 73
P00000YTJ | LED Living Technology | LED Living Technology | ART-40-xxxx-45K-x-C | Indoor Luminaires | High-Bay | Low-Bay Luminaires for Commercial and Industrial Buildings | Standard | FALSE | [9 empty] | 41667 |  |  | NotYetVerified |  | 3 | 4600 | 115 | 40 | 6.76 | 0.993 | 4500 | 73
P00000YTL | LED Living Technology | LED Living Technology | ART-40-xxxx-45K-x-M | Indoor Luminaires | High-Bay | Low-Bay Luminaires for Commercial and Industrial Buildings | Standard | FALSE | [9 empty] | 41667 |  |  | NotYetVerified |  | 3 | 4520 | 113 | 40 | 6.76 | 0.993 | 4500 | 73
P00000YTO | LED Living Technology | LED Living Technology | ART-60-xxxx-45K-x-C | Indoor Luminaires | High-Bay | Low-Bay Luminaires for Commercial and Industrial Buildings | Standard | FALSE | [9 empty] | 41667 |  |  | NotYetVerified |  | 3 | 6780 | 113 | 60 | 4.88 | 0.998 | 4500 | 73
P00000YTR | LED Living Technology | LED Living Technology | ART-60-xxxx-45K-x-M | Indoor Luminaires | High-Bay | Low-Bay Luminaires for Commercial and Industrial Buildings | Standard | FALSE | [9 empty] | 41667 |  |  | NotYetVerified |  | 3 | 6660 | 111 | 60 | 4.88 | 0.998 | 4500 | 73
P00000YTT | LED Living Technology | LED Living Technology | ART-80-xxxx-40K-x-C | Indoor Luminaires | High-Bay | Low-Bay Luminaires for Commercial and Industrial Buildings | Standard | FALSE | [9 empty] | 41667 |  |  | NotYetVerified |  | 3 | 8415 | 107 | 81.8 | 9.07 | 0.993 | 4000 | 73
P00000YTI | LED Living Technology | LED Living Technology | ART-40-xxxx-40K-x-C | Indoor Luminaires | High-Bay | Low-Bay Luminaires for Commercial and Industrial Buildings | Standard | FALSE | [9 empty] | 41667 |  |  | NotYetVerified |  | 3 | 4440 | 111 | 40 | 6.76 | 0.993 | 4000 | 73
P00000YTN | LED Living Technology | LED Living Technology | ART-60-xxxx-40K-x-C | Indoor Luminaires | High-Bay | Low-Bay Luminaires for Commercial and Industrial Buildings | Standard | FALSE | [9 empty] | 41667 |  |  | NotYetVerified |  | 3 | 6540 | 109 | 60 | 4.88 | 0.998 | 4000 | 73
P00000YTQ | LED Living Technology | LED Living Technology | ART-60-xxxx-40K-x-M | Indoor Luminaires | High-Bay | Low-Bay Luminaires for Commercial and Industrial Buildings | Standard | FALSE | [9 empty] | 41667 |  |  | NotYetVerified |  | 3 | 6420 | 107 | 60 | 4.88 | 0.998 | 4000 | 73
P00001IAI | Shanxi Guangyu LED Lighting CO.LTD | GYLED | GY530Y290GK220(4)50K | Indoor Luminaires | High-Bay | High-Bay Luminaires for Commercial and Industrial Buildings | Standard | TRUE | 20806.65 | 92.036 | 226.07 | 14.6 | 0.94 | 5446 | 68.3 | 5 | 50000 | 41666 |  |  | NotYetVerified |  | 3 | 20000 | 92 | 220 |  |  | 5700 | 70
P00000ONB | Cree Inc. | Cree EDGE Canopy | CAN-EDG-70-xx-06-E-xx-xx-700-40K-xxxx | Indoor Luminaires | High-Bay | High-Bay Luminaires for Commercial and Industrial Buildings | Standard | TRUE | 12472.6 | 93.19 | 134.7 | 13.14 | 0.954 | 4044 | 73 | 10 | 50000 | 41663 |  |  | NotYetVerified |  | 3 | 11546 | 86.2 | 134 | 20 | 0.9 | 4000 | 70
P00000ONA | Cree Inc. | Cree EDGE Canopy | CAN-EDG-70-xx-06-E-xx-xx-700-40K-xxxx | Indoor Luminaires | High-Bay | High-Bay Luminaires for Commercial and Industrial Buildings | Standard | TRUE | 12472.6 | 93.19 | 134.7 | 13.14 | 0.954 | 4044 | 73 | 10 | 50000 | 41663 |  |  | NotYetVerified |  | 3 | 11546 | 86.2 | 134 | 20 | 0.9 | 4000 | 70
P00000ON9 | Cree Inc. | Cree EDGE Canopy | CAN-EDG-70-xx-08-E-xx-xx-350-40K-xxxx | Indoor Luminaires | High-Bay | Low-Bay Luminaires for Commercial and Industrial Buildings | Standard | TRUE | 8969.8 | 101.58 | 88.4 | 16.4 | 0.92 | 3903 | 72 | 10 | 50000 | 41663 |  |  | NotYetVerified |  | 3 | 9003 | 100 | 90 | 20 | 0.9 | 4000 | 70
P00000OO3 | Cree Inc. | Cree EDGE Canopy | CAN-EDG-25-xx-24-E-xx-xx-350-xxxx | Indoor Luminaires | High-Bay | High-Bay Luminaires for Commercial and Industrial Buildings | Standard | FALSE | [9 empty] | 41663 |  |  | NotYetVerified | XCL*C24E-*H_ | 3 | 31193 | 119.51 | 261 | 20 | 0.9 | 5700 | 70
P00000OOV | Cree Inc. | Cree EDGE Canopy | CAN-EDG-40-xx-24-E-xx-xx-350-xxxx | Indoor Luminaires | High-Bay | High-Bay Luminaires for Commercial and Industrial Buildings | Standard | FALSE | [9 empty] | 41663 |  |  | NotYetVerified | XCL*D24E-*H_ | 3 | 30515 | 116.92 | 261 | 20 | 0.9 | 5700 | 70
P00000ONZ | Cree Inc. | Cree EDGE Canopy | CAN-EDG-25-xx-16-E-xx-xx-525-xxxx | Indoor Luminaires | High-Bay | High-Bay Luminaires for Commercial and Industrial Buildings | Standard | FALSE | [9 empty] | 41663 |  |  | NotYetVerified | XCL*C16E-*C_ | 3 | 29113 | 110.7 | 263 | 20 | 0.9 | 5700 | 70
P00000OOR | Cree Inc. | Cree EDGE Canopy | CAN-EDG-40-xx-16-E-xx-xx-525-xxxx | Indoor Luminaires | High-Bay | High-Bay Luminaires for Commercial and Industrial Buildings | Standard | FALSE | [9 empty] | 41663 |  |  | NotYetVerified | XCL*D16E-*C_ | 3 | 28480 | 108.29 | 263 | 20 | 0.9 | 5700 | 70
P00000OPL | Cree Inc. | Cree EDGE Canopy | CAN-EDG-70-xx-24-E-xx-xx-350-xxxx | Indoor Luminaires | High-Bay | High-Bay Luminaires for Commercial and Industrial Buildings | Standard | FALSE | [9 empty] | 41663 |  |  | NotYetVerified | XCL*Z24E-*H_ | 3 | 27802 | 106.52 | 261 | 20 | 0.9 | 5700 | 70
P00000OO1 | Cree Inc. | Cree EDGE Canopy | CAN-EDG-25-xx-20-E-xx-xx-350-xxxx | Indoor Luminaires | High-Bay | High-Bay Luminaires for Commercial and Industrial Buildings | Standard | FALSE | [9 empty] | 41663 |  |  | NotYetVerified | XCL*C20E-*H_ | 3 | 25994 | 118.15 | 220 | 20 | 0.9 | 5700 | 70
P00000OPH | Cree Inc. | Cree EDGE Canopy | CAN-EDG-70-xx-16-E-xx-xx-525-xxxx | Indoor Luminaires | High-Bay | High-Bay Luminaires for Commercial and Industrial Buildings | Standard | FALSE | [9 empty] | 41663 |  |  | NotYetVerified | XCL*Z16E-*C_ | 3 | 25949 | 98.67 | 263 | 20 | 0.9 | 5700 | 70
P00000OON | Cree Inc. | Cree EDGE Canopy | CAN-EDG-40-xx-14-E-xx-xx-525-xxxx | Indoor Luminaires | High-Bay | High-Bay Luminaires for Commercial and Industrial Buildings | Standard | FALSE | [9 empty] | 41663 |  |  | NotYetVerified | XCL*D14E-*C_ | 3 | 25920 | 111.72 | 232 | 20 | 0.9 | 5700 | 70
P00000ONV | Cree Inc. | Cree EDGE Canopy | CAN-EDG-25-xx-14-E-xx-xx-525-xxxx | Indoor Luminaires | High-Bay | High-Bay Luminaires for Commercial and Industrial Buildings | Standard | FALSE | [9 empty] | 41663 |  |  | NotYetVerified | XCL*C14E-*C_ | 3 | 25474 | 109.8 | 232 | 20 | 0.9 | 5700 | 70
P00000OOT | Cree Inc. | Cree EDGE Canopy | CAN-EDG-40-xx-20-E-xx-xx-350-xxxx | Indoor Luminaires | High-Bay | High-Bay Luminaires for Commercial and Industrial Buildings | Standard | FALSE | [9 empty] | 41663 |  |  | NotYetVerified | XCL*D20E-*H_ | 3 | 25429 | 115.59 | 220 | 20 | 0.9 | 5700 | 70
P00000OPJ | Cree Inc. | Cree EDGE Canopy | CAN-EDG-70-xx-20-E-xx-xx-350-xxxx | Indoor Luminaires | High-Bay | High-Bay Luminaires for Commercial and Industrial Buildings | Standard | FALSE | [9 empty] | 41663 |  |  | NotYetVerified | XCL*Z20E-*H_ | 3 | 23169 | 105.31 | 220 | 20 | 0.9 | 5700 | 70
P00000OPD | Cree Inc. | Cree EDGE Canopy | CAN-EDG-70-xx-14-E-xx-xx-525-xxxx | Indoor Luminaires | High-Bay | High-Bay Luminaires for Commercial and Industrial Buildings | Standard | FALSE | [9 empty] | 41663 |  |  | NotYetVerified | XCL*Z14E-*C_ | 3 | 22705 | 97.87 | 232 | 20 | 0.9 | 5700 | 70
P00000ONR | Cree Inc. | Cree EDGE Canopy | CAN-EDG-25-xx-12-E-xx-xx-525-xxxx | Indoor Luminaires | High-Bay | High-Bay Luminaires for Commercial and Industrial Buildings | Standard | FALSE | [9 empty] | 41663 |  |  | NotYetVerified | XCL*C12E-*C_ | 3 | 21974 | 108.78 | 202 | 20 | 0.9 | 5700 | 70
P00000OOJ | Cree Inc. | Cree EDGE Canopy | CAN-EDG-40-xx-12-E-xx-xx-525-xxxx | Indoor Luminaires | High-Bay | High-Bay Luminaires for Commercial and Industrial Buildings | Standard | FALSE | [9 empty] | 41663 |  |  | NotYetVerified | XCL*D12E-*C_ | 3 | 21496 | 106.42 | 202 | 20 | 0.9 | 5700 | 70
P00000ONX | Cree Inc. | Cree EDGE Canopy | CAN-EDG-25-xx-16-E-xx-xx-350-xxxx | Indoor Luminaires | High-Bay | High-Bay Luminaires for Commercial and Industrial Buildings | Standard | FALSE | [9 empty] | 41663 |  |  | NotYetVerified | XCL*C16E-*H_ | 3 | 20795 | 116.17 | 179 | 20 | 0.9 | 5700 | 70
P00000OOP | Cree Inc. | Cree EDGE Canopy | CAN-EDG-40-xx-16-E-xx-xx-350-xxxx | Indoor Luminaires | High-Bay | High-Bay Luminaires for Commercial and Industrial Buildings | Standard | FALSE | [9 empty] | 41663 |  |  | NotYetVerified | XCL*D16E-*H_ | 3 | 20343 | 113.65 | 179 | 20 | 0.9 | 5700 | 70
P00000OP9 | Cree Inc. | Cree EDGE Canopy | CAN-EDG-70-xx-12-E-xx-xx-525-xxxx | Indoor Luminaires | High-Bay | High-Bay Luminaires for Commercial and Industrial Buildings | Standard | FALSE | [9 empty] | 41663 |  |  | NotYetVerified | XCL*Z12E-*C_ | 3 | 19586 | 96.96 | 202 | 20 | 0.9 | 5700 | 70
P00000OPF | Cree Inc. | Cree EDGE Canopy | CAN-EDG-70-xx-16-E-xx-xx-350-xxxx | Indoor Luminaires | High-Bay | High-Bay Luminaires for Commercial and Industrial Buildings | Standard | FALSE | [9 empty] | 41663 |  |  | NotYetVerified | XCL*Z16E-*H_ | 3 | 18535 | 103.55 | 179 | 20 | 0.9 | 5700 | 70
P00000ONN | Cree Inc. | Cree EDGE Canopy | CAN-EDG-25-xx-10-E-xx-xx-525-xxxx | Indoor Luminaires | High-Bay | High-Bay Luminaires for Commercial and Industrial Buildings | Standard | FALSE | [9 empty] | 41663 |  |  | NotYetVerified | XCL*C10E-*C_ | 3 | 18312 | 107.09 | 171 | 20 | 0.9 | 5700 | 70
P00000ONT | Cree Inc. | Cree EDGE Canopy | CAN-EDG-25-xx-14-E-xx-xx-350-xxxx | Indoor Luminaires | High-Bay | High-Bay Luminaires for Commercial and Industrial Buildings | Standard | FALSE | [9 empty] | 41663 |  |  | NotYetVerified | XCL*C14E-*H_ | 3 | 18196 | 115.16 | 158 | 20 | 0.9 | 5700 | 70
P00000OOF | Cree Inc. | Cree EDGE Canopy | CAN-EDG-40-xx-10-E-xx-xx-525-xxxx | Indoor Luminaires | High-Bay | High-Bay Luminaires for Commercial and Industrial Buildings | Standard | FALSE | [9 empty] | 41663 |  |  | NotYetVerified | XCL*D10E-*C_ | 3 | 17914 | 104.76 | 171 | 20 | 0.9 | 5700 | 70
P00000OOL | Cree Inc. | Cree EDGE Canopy | CAN-EDG-40-xx-14-E-xx-xx-350-xxxx | Indoor Luminaires | High-Bay | High-Bay Luminaires for Commercial and Industrial Buildings | Standard | FALSE | [9 empty] | 41663 |  |  | NotYetVerified | XCL*D14E-*H_ | 3 | 17800 | 112.66 | 158 | 20 | 0.9 | 5700 | 70
P00000OP5 | Cree Inc. | Cree EDGE Canopy | CAN-EDG-70-xx-10-E-xx-xx-525-xxxx | Indoor Luminaires | High-Bay | High-Bay Luminaires for Commercial and Industrial Buildings | Standard | FALSE | [9 empty] | 41663 |  |  | NotYetVerified | XCL*Z10E-*C_ | 3 | 16321 | 95.44 | 171 | 20 | 0.9 | 5700 | 70
P00000OPB | Cree Inc. | Cree EDGE Canopy | CAN-EDG-70-xx-14-E-xx-xx-350-xxxx | Indoor Luminaires | High-Bay | High-Bay Luminaires for Commercial and Industrial Buildings | Standard | FALSE | [9 empty] | 41663 |  |  | NotYetVerified | XCL*Z14E-*H_ | 3 | 16218 | 102.65 | 158 | 20 | 0.9 | 5700 | 70
P00000ONP | Cree Inc. | Cree EDGE Canopy | CAN-EDG-25-xx-12-E-xx-xx-350-xxxx | Indoor Luminaires | High-Bay | High-Bay Luminaires for Commercial and Industrial Buildings | Standard | FALSE | [9 empty] | 41663 |  |  | NotYetVerified | XCL*C12E-*H_ | 3 | 15696 | 120.74 | 130 | 20 | 0.9 | 5700 | 70
P00000OOH | Cree Inc. | Cree EDGE Canopy | CAN-EDG-40-xx-12-E-xx-xx-350-xxxx | Indoor Luminaires | High-Bay | High-Bay Luminaires for Commercial and Industrial Buildings | Standard | FALSE | [9 empty] | 41663 |  |  | NotYetVerified | XCL*D12E-*H_ | 3 | 15355 | 118.12 | 130 | 20 | 0.9 | 5700 | 70
P00000ONJ | Cree Inc. | Cree EDGE Canopy | CAN-EDG-25-xx-08-E-xx-xx-525-xxxx | Indoor Luminaires | High-Bay | High-Bay Luminaires for Commercial and Industrial Buildings | Standard | FALSE | [9 empty] | 41663 |  |  | NotYetVerified | XCL*C08E-*C_ | 3 | 14685 | 110.41 | 133 | 20 | 0.9 | 5700 | 70
P00000OOB | Cree Inc. | Cree EDGE Canopy | CAN-EDG-40-xx-08-E-xx-xx-525-xxxx | Indoor Luminaires | High-Bay | High-Bay Luminaires for Commercial and Industrial Buildings | Standard | FALSE | [9 empty] | 41663 |  |  | NotYetVerified | XCL*D08E-*C_ | 3 | 14365 | 108.01 | 133 | 20 | 0.9 | 5700 | 70
P00000OP7 | Cree Inc. | Cree EDGE Canopy | CAN-EDG-70-xx-12-E-xx-xx-350-xxxx | Indoor Luminaires | High-Bay | High-Bay Luminaires for Commercial and Industrial Buildings | Standard | FALSE | [9 empty] | 41663 |  |  | NotYetVerified | XCL*Z12E-*H_ | 3 | 13990 | 107.62 | 130 | 20 | 0.9 | 5700 | 70
P00000ONF | Cree Inc. | Cree EDGE Canopy | CAN-EDG-25-xx-06-E-xx-xx-700-xxxx | Indoor Luminaires | High-Bay | High-Bay Luminaires for Commercial and Industrial Buildings | Standard | FALSE | [9 empty] | 41663 |  |  | NotYetVerified | XCL*C06E-*D_ | 3 | 13452 | 100.39 | 134 | 20 | 0.9 | 5700 | 70
P00000OO7 | Cree Inc. | Cree EDGE Canopy | CAN-EDG-40-xx-06-E-xx-xx-700-xxxx | Indoor Luminaires | High-Bay | High-Bay Luminaires for Commercial and Industrial Buildings | Standard | FALSE | [9 empty] | 41663 |  |  | NotYetVerified | XCL*D06E-*D_ | 3 | 13160 | 98.21 | 134 | 20 | 0.9 | 5700 | 70
P00000OP1 | Cree Inc. | Cree EDGE Canopy | CAN-EDG-70-xx-08-E-xx-xx-525-xxxx | Indoor Luminaires | High-Bay | High-Bay Luminaires for Commercial and Industrial Buildings | Standard | FALSE | [9 empty] | 41663 |  |  | NotYetVerified | XCL*Z08E-*C_ | 3 | 13088 | 98.41 | 133 | 20 | 0.9 | 5700 | 70
P00000ONL | Cree Inc. | Cree EDGE Canopy | CAN-EDG-25-xx-10-E-xx-xx-350-xxxx | Indoor Luminaires | High-Bay | High-Bay Luminaires for Commercial and Industrial Buildings | Standard | FALSE | [9 empty] | 41663 |  |  | NotYetVerified | XCL*C10E-*H_ | 3 | 13080 | 118.91 | 110 | 20 | 0.9 | 5700 | 70
P00000OOD | Cree Inc. | Cree EDGE Canopy | CAN-EDG-40-xx-10-E-xx-xx-350-xxxx | Indoor Luminaires | High-Bay | High-Bay Luminaires for Commercial and Industrial Buildings | Standard | FALSE | [9 empty] | 41663 |  |  | NotYetVerified | XCL*D10E-*H_ | 3 | 12796 | 116.33 | 110 | 20 | 0.9 | 5700 | 70
P00000OOY | Cree Inc. | Cree EDGE Canopy | CAN-EDG-70-xx-06-E-xx-xx-700-xxxx | Indoor Luminaires | High-Bay | High-Bay Luminaires for Commercial and Industrial Buildings | Standard | FALSE | [9 empty] | 41663 |  |  | NotYetVerified | XCL*Z06E-*D_ | 3 | 11990 | 89.48 | 134 | 20 | 0.9 | 5700 | 70
P00000OP3 | Cree Inc. | Cree EDGE Canopy | CAN-EDG-70-xx-10-E-xx-xx-350-xxxx | Indoor Luminaires | High-Bay | High-Bay Luminaires for Commercial and Industrial Buildings | Standard | FALSE | [9 empty] | 41663 |  |  | NotYetVerified | XCL*Z10E-*H_ | 3 | 11658 | 105.98 | 110 | 20 | 0.9 | 5700 | 70
P00000OND | Cree Inc. | Cree EDGE Canopy | CAN-EDG-25-xx-06-E-xx-xx-525-xxxx | Indoor Luminaires | High-Bay | Low-Bay Luminaires for Commercial and Industrial Buildings | Standard | FALSE | [9 empty] | 41663 |  |  | NotYetVerified | XCL*C06E-*C_ | 3 | 10900 | 109.04 | 101 | 20 | 0.9 | 5700 | 70
P00000OO5 | Cree Inc. | Cree EDGE Canopy | CAN-EDG-40-xx-06-E-xx-xx-525-xxxx | Indoor Luminaires | High-Bay | Low-Bay Luminaires for Commercial and Industrial Buildings | Standard | FALSE | [9 empty] | 41663 |  |  | NotYetVerified | XCL*D06E-*C_ | 3 | 10774 | 106.67 | 101 | 20 | 0.9 | 5700 | 70
P00000ONH | Cree Inc. | Cree EDGE Canopy | CAN-EDG-25-xx-08-E-xx-xx-350-xxxx | Indoor Luminaires | High-Bay | Low-Bay Luminaires for Commercial and Industrial Buildings | Standard | FALSE | [9 empty] | 41663 |  |  | NotYetVerified | XCL*C08E-*H_ | 3 | 10489 | 116.54 | 90 | 20 | 0.9 | 5700 | 70
P00000OO9 | Cree Inc. | Cree EDGE Canopy | CAN-EDG-40-xx-08-E-xx-xx-350-xxxx | Indoor Luminaires | High-Bay | Low-Bay Luminaires for Commercial and Industrial Buildings | Standard | FALSE | [9 empty] | 41663 |  |  | NotYetVerified | XCL*D08E-*H_ | 3 | 10261 | 114.01 | 90 | 20 | 0.9 | 5700 | 70
P00000OOX | Cree Inc. | Cree EDGE Canopy | CAN-EDG-70-xx-06-E-xx-xx-525-xxxx | Indoor Luminaires | High-Bay | Low-Bay Luminaires for Commercial and Industrial Buildings | Standard | FALSE | [9 empty] | 41663 |  |  | NotYetVerified | XCL*Z06E-*C_ | 3 | 9816 | 97.19 | 101 | 20 | 0.9 | 5700 | 70
P00000OOZ | Cree Inc. | Cree EDGE Canopy | CAN-EDG-70-xx-08-E-xx-xx-350-xxxx | Indoor Luminaires | High-Bay | Low-Bay Luminaires for Commercial and Industrial Buildings | Standard | FALSE | [9 empty] | 41663 |  |  | NotYetVerified | XCL*Z08E-*H_ | 3 | 9349 | 103.88 | 90 | 20 | 0.9 | 5700 | 70
P00000OO2 | Cree Inc. | Cree EDGE Canopy | CAN-EDG-25-xx-24-E-xx-xx-350-40K-xxxx | Indoor Luminaires | High-Bay | High-Bay Luminaires for Commercial and Industrial Buildings | Standard | FALSE | [9 empty] | 41663 |  |  | NotYetVerified | XCL*C24E-*H7_ | 3 | 30038 | 115.09 | 261 | 20 | 0.9 | 4000 | 70
P00000OOU | Cree Inc. | Cree EDGE Canopy | CAN-EDG-40-xx-24-E-xx-xx-350-40K-xxxx | Indoor Luminaires | High-Bay | High-Bay Luminaires for Commercial and Industrial Buildings | Standard | FALSE | [9 empty] | 41663 |  |  | NotYetVerified | XCL*D24E-*H7_ | 3 | 29385 | 112.59 | 261 | 20 | 0.9 | 4000 | 70
P00000ONY | Cree Inc. | Cree EDGE Canopy | CAN-EDG-25-xx-16-E-xx-xx-525-40K-xxxx | Indoor Luminaires | High-Bay | High-Bay Luminaires for Commercial and Industrial Buildings | Standard | FALSE | [9 empty] | 41663 |  |  | NotYetVerified | XCL*C16E-*C7_ | 3 | 28035 | 106.6 | 263 | 20 | 0.9 | 4000 | 70
P00000OOQ | Cree Inc. | Cree EDGE Canopy | CAN-EDG-40-xx-16-E-xx-xx-525-40K-xxxx | Indoor Luminaires | High-Bay | High-Bay Luminaires for Commercial and Industrial Buildings | Standard | FALSE | [9 empty] | 41663 |  |  | NotYetVerified | XCL*D16E-*C7_ | 3 | 27426 | 104.28 | 263 | 20 | 0.9 | 4000 | 70
P00000OPK | Cree Inc. | Cree EDGE Canopy | CAN-EDG-70-xx-24-E-xx-xx-350-40K-xxxx | Indoor Luminaires | High-Bay | High-Bay Luminaires for Commercial and Industrial Buildings | Standard | FALSE | [9 empty] | 41663 |  |  | NotYetVerified | XCL*Z24E-*H7_ | 3 | 26773 | 102.58 | 261 | 20 | 0.9 | 4000 | 70
P00000OO0 | Cree Inc. | Cree EDGE Canopy | CAN-EDG-25-xx-20-E-xx-xx-350-40K-xxxx | Indoor Luminaires | High-Bay | High-Bay Luminaires for Commercial and Industrial Buildings | Standard | FALSE | [9 empty] | 41663 |  |  | NotYetVerified | XCL*C20E-*H7_ | 3 | 25031 | 113.78 | 220 | 20 | 0.9 | 4000 | 70
P00000OPG | Cree Inc. | Cree EDGE Canopy | CAN-EDG-70-xx-16-E-xx-xx-525-40K-xxxx | Indoor Luminaires | High-Bay | High-Bay Luminaires for Commercial and Industrial Buildings | Standard | FALSE | [9 empty] | 41663 |  |  | NotYetVerified | XCL*Z16E-*C7_ | 3 | 24988 | 95.01 | 263 | 20 | 0.9 | 4000 | 70
P00000ONU | Cree Inc. | Cree EDGE Canopy | CAN-EDG-25-xx-14-E-xx-xx-525-40K-xxxx | Indoor Luminaires | High-Bay | High-Bay Luminaires for Commercial and Industrial Buildings | Standard | FALSE | [9 empty] | 41663 |  |  | NotYetVerified | XCL*C14E-*C7_ | 3 | 24531 | 105.74 | 232 | 20 | 0.9 | 4000 | 70
P00000OOS | Cree Inc. | Cree EDGE Canopy | CAN-EDG-40-xx-20-E-xx-xx-350-40K-xxxx | Indoor Luminaires | High-Bay | High-Bay Luminaires for Commercial and Industrial Buildings | Standard | FALSE | [9 empty] | 41663 |  |  | NotYetVerified | XCL*D20E-*H7_ | 3 | 24487 | 111.3 | 220 | 20 | 0.9 | 4000 | 70
P00000OOM | Cree Inc. | Cree EDGE Canopy | CAN-EDG-40-xx-14-E-xx-xx-525-40K-xxxx | Indoor Luminaires | High-Bay | High-Bay Luminaires for Commercial and Industrial Buildings | Standard | FALSE | [9 empty] | 41663 |  |  | NotYetVerified | XCL*D14E-*C7_ | 3 | 23997 | 103.44 | 232 | 20 | 0.9 | 4000 | 70
P00000OPI | Cree Inc. | Cree EDGE Canopy | CAN-EDG-70-xx-20-E-xx-xx-350-40K-xxxx | Indoor Luminaires | High-Bay | High-Bay Luminaires for Commercial and Industrial Buildings | Standard | FALSE | [9 empty] | 41663 |  |  | NotYetVerified | XCL*Z20E-*H7_ | 3 | 22311 | 101.41 | 220 | 20 | 0.9 | 4000 | 70
P00000OPC | Cree Inc. | Cree EDGE Canopy | CAN-EDG-70-xx-14-E-xx-xx-525-40K-xxxx | Indoor Luminaires | High-Bay | High-Bay Luminaires for Commercial and Industrial Buildings | Standard | FALSE | [9 empty] | 41663 |  |  | NotYetVerified | XCL*Z14E-*C7_ | 3 | 21864 | 94.24 | 232 | 20 | 0.9 | 4000 | 70
P00000ONQ | Cree Inc. | Cree EDGE Canopy | CAN-EDG-25-xx-12-E-xx-xx-525-40K-xxxx | Indoor Luminaires | High-Bay | High-Bay Luminaires for Commercial and Industrial Buildings | Standard | FALSE | [9 empty] | 41663 |  |  | NotYetVerified | XCL*C12E-*C7_ | 3 | 21160 | 104.75 | 202 | 20 | 0.9 | 4000 | 70
P00000OOI | Cree Inc. | Cree EDGE Canopy | CAN-EDG-40-xx-12-E-xx-xx-525-40K-xxxx | Indoor Luminaires | High-Bay | High-Bay Luminaires for Commercial and Industrial Buildings | Standard | FALSE | [9 empty] | 41663 |  |  | NotYetVerified | XCL*D12E-*C7_ | 3 | 20700 | 102.48 | 202 | 20 | 0.9 | 4000 | 70
P00000ONW | Cree Inc. | Cree EDGE Canopy | CAN-EDG-25-xx-16-E-xx-xx-350-40K-xxxx | Indoor Luminaires | High-Bay | High-Bay Luminaires for Commercial and Industrial Buildings | Standard | FALSE | [9 empty] | 41663 |  |  | NotYetVerified | XCL*C16E-*H7_ | 3 | 20025 | 111.87 | 179 | 20 | 0.9 | 4000 | 70
P00000OOO | Cree Inc. | Cree EDGE Canopy | CAN-EDG-40-xx-16-E-xx-xx-350-40K-xxxx | Indoor Luminaires | High-Bay | High-Bay Luminaires for Commercial and Industrial Buildings | Standard | FALSE | [9 empty] | 41663 |  |  | NotYetVerified | XCL*D16E-*H7_ | 3 | 19950 | 111.45 | 179 | 20 | 0.9 | 4000 | 70
P00000OP8 | Cree Inc. | Cree EDGE Canopy | CAN-EDG-70-xx-12-E-xx-xx-525-40K-xxxx | Indoor Luminaires | High-Bay | High-Bay Luminaires for Commercial and Industrial Buildings | Standard | FALSE | [9 empty] | 41663 |  |  | NotYetVerified | XCL*Z12E-*C7_ | 3 | 18860 | 93.37 | 202 | 20 | 0.9 | 4000 | 70
P00000OPE | Cree Inc. | Cree EDGE Canopy | CAN-EDG-70-xx-16-E-xx-xx-350-40K-xxxx | Indoor Luminaires | High-Bay | High-Bay Luminaires for Commercial and Industrial Buildings | Standard | FALSE | [9 empty] | 41663 |  |  | NotYetVerified | XCL*Z16E-*H7_ | 3 | 17848 | 99.71 | 179 | 20 | 0.9 | 4000 | 70
P00000ONM | Cree Inc. | Cree EDGE Canopy | CAN-EDG-25-xx-10-E-xx-xx-525-40K-xxxx | Indoor Luminaires | High-Bay | High-Bay Luminaires for Commercial and Industrial Buildings | Standard | FALSE | [9 empty] | 41663 |  |  | NotYetVerified | XCL*C10E-*C7_ | 3 | 17634 | 103.12 | 171 | 20 | 0.9 | 4000 | 70
P00000ONS | Cree Inc. | Cree EDGE Canopy | CAN-EDG-25-xx-14-E-xx-xx-350-40K-xxxx | Indoor Luminaires | High-Bay | High-Bay Luminaires for Commercial and Industrial Buildings | Standard | FALSE | [9 empty] | 41663 |  |  | NotYetVerified | XCL*C14E-*H7_ | 3 | 17522 | 110.9 | 158 | 20 | 0.9 | 4000 | 70
P00000OOE | Cree Inc. | Cree EDGE Canopy | CAN-EDG-40-xx-10-E-xx-xx-525-40K-xxxx | Indoor Luminaires | High-Bay | High-Bay Luminaires for Commercial and Industrial Buildings | Standard | FALSE | [9 empty] | 41663 |  |  | NotYetVerified | XCL*D10E-*C7_ | 3 | 17250 | 100.88 | 171 | 20 | 0.9 | 4000 | 70
P00000OOK | Cree Inc. | Cree EDGE Canopy | CAN-EDG-40-xx-14-E-xx-xx-350-40K-xxxx | Indoor Luminaires | High-Bay | High-Bay Luminaires for Commercial and Industrial Buildings | Standard | FALSE | [9 empty] | 41663 |  |  | NotYetVerified | XCL*D14E-*H7_ | 3 | 17141 | 108.49 | 158 | 20 | 0.9 | 4000 | 70
P00000OP4 | Cree Inc. | Cree EDGE Canopy | CAN-EDG-70-xx-10-E-xx-xx-525-40K-xxxx | Indoor Luminaires | High-Bay | High-Bay Luminaires for Commercial and Industrial Buildings | Standard | FALSE | [9 empty] | 41663 |  |  | NotYetVerified | XCL*Z10E-*C7_ | 3 | 15717 | 91.91 | 171 | 20 | 0.9 | 4000 | 70
P00000OPA | Cree Inc. | Cree EDGE Canopy | CAN-EDG-70-xx-14-E-xx-xx-350-40K-xxxx | Indoor Luminaires | High-Bay | High-Bay Luminaires for Commercial and Industrial Buildings | Standard | FALSE | [9 empty] | 41663 |  |  | NotYetVerified | XCL*Z14E-*H7_ | 3 | 15617 | 98.84 | 158 | 20 | 0.9 | 4000 | 70
P00000ONO | Cree Inc. | Cree EDGE Canopy | CAN-EDG-25-xx-12-E-xx-xx-350-40K-xxxx | Indoor Luminaires | High-Bay | High-Bay Luminaires for Commercial and Industrial Buildings | Standard | FALSE | [9 empty] | 41663 |  |  | NotYetVerified | XCL*C12E-*H7_ | 3 | 15115 | 116.27 | 130 | 20 | 0.9 | 4000 | 70
P00000OOG | Cree Inc. | Cree EDGE Canopy | CAN-EDG-40-xx-12-E-xx-xx-350-40K-xxxx | Indoor Luminaires | High-Bay | High-Bay Luminaires for Commercial and Industrial Buildings | Standard | FALSE | [9 empty] | 41663 |  |  | NotYetVerified | XCL*D12E-*H7_ | 3 | 14786 | 113.74 | 130 | 20 | 0.9 | 4000 | 70
P00000ONI | Cree Inc. | Cree EDGE Canopy | CAN-EDG-25-xx-08-E-xx-xx-525-40K-xxxx | Indoor Luminaires | High-Bay | High-Bay Luminaires for Commercial and Industrial Buildings | Standard | FALSE | [9 empty] | 41663 |  |  | NotYetVerified | XCL*C08E-*C7_ | 3 | 14141 | 106.32 | 133 | 20 | 0.9 | 4000 | 70
P00000OOA | Cree Inc. | Cree EDGE Canopy | CAN-EDG-40-xx-08-E-xx-xx-525-40K-xxxx | Indoor Luminaires | High-Bay | High-Bay Luminaires for Commercial and Industrial Buildings | Standard | FALSE | [9 empty] | 41663 |  |  | NotYetVerified | XCL*D08E-*C7_ | 3 | 13833 | 104.01 | 133 | 20 | 0.9 | 4000 | 70
P00000OP6 | Cree Inc. | Cree EDGE Canopy | CAN-EDG-70-xx-12-E-xx-xx-350-40K-xxxx | Indoor Luminaires | High-Bay | High-Bay Luminaires for Commercial and Industrial Buildings | Standard | FALSE | [9 empty] | 41663 |  |  | NotYetVerified | XCL*Z12E-*H7_ | 3 | 13472 | 103.63 | 130 | 20 | 0.9 | 4000 | 70
P00000ONE | Cree Inc. | Cree EDGE Canopy | CAN-EDG-25-xx-06-E-xx-xx-700-40K-xxxx | Indoor Luminaires | High-Bay | High-Bay Luminaires for Commercial and Industrial Buildings | Standard | FALSE | [9 empty] | 41663 |  |  | NotYetVerified | XCL*C06E-*D7_ | 3 | 12954 | 96.67 | 134 | 20 | 0.9 | 4000 | 70
P00000OO6 | Cree Inc. | Cree EDGE Canopy | CAN-EDG-40-xx-06-E-xx-xx-700-40K-xxxx | Indoor Luminaires | High-Bay | High-Bay Luminaires for Commercial and Industrial Buildings | Standard | FALSE | [9 empty] | 41663 |  |  | NotYetVerified | XCL*D06E-*D7_ | 3 | 12672 | 94.57 | 134 | 20 | 0.9 | 4000 | 70
P00000OP0 | Cree Inc. | Cree EDGE Canopy | CAN-EDG-70-xx-08-E-xx-xx-525-40K-xxxx | Indoor Luminaires | High-Bay | High-Bay Luminaires for Commercial and Industrial Buildings | Standard | FALSE | [9 empty] | 41663 |  |  | NotYetVerified | XCL*Z08E-*C7_ | 3 | 12604 | 94.77 | 133 | 20 | 0.9 | 4000 | 70
P00000ONK | Cree Inc. | Cree EDGE Canopy | CAN-EDG-25-xx-10-E-xx-xx-350-40K-xxxx | Indoor Luminaires | High-Bay | High-Bay Luminaires for Commercial and Industrial Buildings | Standard | FALSE | [9 empty] | 41663 |  |  | NotYetVerified | XCL*C10E-*H7_ | 3 | 12595 | 114.5 | 110 | 20 | 0.9 | 4000 | 70
P00000OOC | Cree Inc. | Cree EDGE Canopy | CAN-EDG-40-xx-10-E-xx-xx-350-40K-xxxx | Indoor Luminaires | High-Bay | High-Bay Luminaires for Commercial and Industrial Buildings | Standard | FALSE | [9 empty] | 41663 |  |  | NotYetVerified | XCL*D10E-*H7_ | 3 | 12322 | 112.02 | 110 | 20 | 0.9 | 4000 | 70
P00000OP2 | Cree Inc. | Cree EDGE Canopy | CAN-EDG-70-xx-10-E-xx-xx-350-40K-xxxx | Indoor Luminaires | High-Bay | Low-Bay Luminaires for Commercial and Industrial Buildings | Standard | FALSE | [9 empty] | 41663 |  |  | NotYetVerified | XCL*Z10E-*H7_ | 3 | 10675.5 | 97.05 | 110 | 20 | 0.9 | 4000 | 70
P00000ONC | Cree Inc. | Cree EDGE Canopy | CAN-EDG-25-xx-06-E-xx-xx-525-40K-xxxx | Indoor Luminaires | High-Bay | Low-Bay Luminaires for Commercial and Industrial Buildings | Standard | FALSE | [9 empty] | 41663 |  |  | NotYetVerified | XCL*C06E-*C7_ | 3 | 10606 | 105.01 | 101 | 20 | 0.9 | 4000 | 70
P00000OO4 | Cree Inc. | Cree EDGE Canopy | CAN-EDG-40-xx-06-E-xx-xx-525-40K-xxxx | Indoor Luminaires | High-Bay | Low-Bay Luminaires for Commercial and Industrial Buildings | Standard | FALSE | [9 empty] | 41663 |  |  | NotYetVerified | XCL*D06E-*C7_ | 3 | 10375 | 102.72 | 101 | 20 | 0.9 | 4000 | 70
P00000ONG | Cree Inc. | Cree EDGE Canopy | CAN-EDG-25-xx-08-E-xx-xx-350-40K-xxxx | Indoor Luminaires | High-Bay | Low-Bay Luminaires for Commercial and Industrial Buildings | Standard | FALSE | [9 empty] | 41663 |  |  | NotYetVerified | XCL*C08E-*H7_ | 3 | 10101 | 112.23 | 90 | 20 | 0.9 | 4000 | 70
P00000OO8 | Cree Inc. | Cree EDGE Canopy | CAN-EDG-40-xx-08-E-xx-xx-350-40K-xxxx | Indoor Luminaires | High-Bay | Low-Bay Luminaires for Commercial and Industrial Buildings | Standard | FALSE | [9 empty] | 41663 |  |  | NotYetVerified | XCL*D08E-*H7_ | 3 | 9881 | 109.79 | 90 | 20 | 0.9 | 4000 | 70
P00000OOW | Cree Inc. | Cree EDGE Canopy | CAN-EDG-70-xx-06-E-xx-xx-525-40K-xxxx | Indoor Luminaires | High-Bay | Low-Bay Luminaires for Commercial and Industrial Buildings | Standard | FALSE | [9 empty] | 41663 |  |  | NotYetVerified | XCL*Z06E-*C7_ | 3 | 9453 | 93.59 | 101 | 20 | 0.9 | 4000 | 70
P00000QY2 | Elumen Lighting Networks Inc. | Elumen | HBX375CXXXXXXXI | Indoor Luminaires | High-Bay | High-Bay Luminaires for Commercial and Industrial Buildings | Premium | TRUE | 47086 | 125.5 | 375.05 | 6.98 | 0.989 | 5076 | 77 | 5 | 50000 | 41662 |  |  | Yes | Upgraded on 8/8/2016 | 3.1 | 49192 | 130.6 | 376.6 | 10 | 0.99 | 5000 | 80
P00000QY1 | Elumen Lighting Networks Inc. | Elumen Lighting Networks Inc. | HBX125CXXCXXXI | Indoor Luminaires | High-Bay | High-Bay Luminaires for Commercial and Industrial Buildings | Premium | TRUE | 15158 | 122.8 | 123.46 | 9.53 | 0.955 | 5208 | 77 | 7 | 50000 | 41662 |  |  | Yes |  | 3.1 | 15158 | 122.8 | 125 | 10 | 0.95 | 5000 | 80
P00001I8Q | All Green Lighting Inc. | All Green Lighting Inc. | HB-LED-L-200W | Indoor Luminaires | High-Bay | High-Bay Luminaires for Commercial and Industrial Buildings | Standard | TRUE | 17936 | 81.31 | 220.6 | 13.7 | 0.946 | 5883 | 77.9 | 5 | 50000 | 41662 |  |  | NotYetVerified |  | 3 | 18000 | 110 | 200 |  |  | 5700
P00001I8R | All Green Lighting Inc. | All Green Lighting Inc. | HB-LED-L-400W | Indoor Luminaires | High-Bay | High-Bay Luminaires for Commercial and Industrial Buildings | Standard | TRUE | 39022 | 88.17 | 442.6 | 13.5 | 0.945 | 5189 | 71.5 | 5 | 50000 | 41662 |  |  | NotYetVerified |  | 3 | 35000 | 110 | 400 |  |  | 5000
P0000114A | MOCO Enterprises LLC | MOCO Lighting | HB200SNS1 | Indoor Luminaires | High-Bay | High-Bay Luminaires for Commercial and Industrial Buildings | Standard | TRUE | 17779 | 91.4 | 194.6 | 7.52 | 0.94 | 4500 | 74 | 5 | 50000 | 41662 |  |  | NotYetVerified |  | 3 | 17779 | 91 | 200 |  | 0.9 | 4500 | 74
P00001I8P | All Green Lighting Inc. | All Green Lighting Inc. | HB-LED-L-150W | Indoor Luminaires | High-Bay | High-Bay Luminaires for Commercial and Industrial Buildings | Standard | TRUE | 14303 | 84.63 | 169 | 12.5 | 0.94 | 5511 | 73.3 | 5 | 50000 | 41662 |  |  | NotYetVerified |  | 3 | 13000 | 110 | 150 |  |  | 5700
P00001HC7 | Foxconn Technology Pte. Ltd. | FOXCONN | 101-U180A-X | Indoor Luminaires | High-Bay | High-Bay Luminaires for Commercial and Industrial Buildings | Standard | TRUE | 21834.13 | 118.19 | 184.94 | 12.1 | 0.94 | 5040 | 75.5 | 5 | 50000 | 41662 |  |  | NotYetVerified |  | 3 | 19440 | 108 |  | 20 | 0.9 | 5000 | 70
P00001HC6 | Foxconn Technology Pte. Ltd. | FOXCONN | 101-U150B-X | Indoor Luminaires | High-Bay | High-Bay Luminaires for Commercial and Industrial Buildings | Standard | TRUE | 18647.36 | 116.9 | 160.09 | 7.9 | 0.94 | 4967 | 75.1 | 5 | 50000 | 41662 |  |  | NotYetVerified |  | 3 | 16200 | 108 |  | 20 | 0.9 | 5000 | 70
P00001HC5 | Foxconn Technology Pte. Ltd. | FOXCONN | 101-U150A-X | Indoor Luminaires | High-Bay | High-Bay Luminaires for Commercial and Industrial Buildings | Standard | TRUE | 18595.46 | 118.48 | 156.84 | 12.5 | 0.93 | 4981 | 75.3 | 5 | 50000 | 41662 |  |  | NotYetVerified |  | 3 | 16200 | 108 |  | 20 | 0.9 | 5000 | 70
P00001HC3 | Foxconn Technology Pte. Ltd. | FOXCONN | 101-U120A-X | Indoor Luminaires | High-Bay | High-Bay Luminaires for Commercial and Industrial Buildings | Standard | TRUE | 14982.41 | 117.85 | 127.38 | 14.9 | 0.92 | 4992 | 75.2 | 5 | 50000 | 41662 |  |  | NotYetVerified |  | 3 | 12960 | 108 |  | 20 | 0.9 | 5000 | 70
P00001HC4 | Foxconn Technology Pte. Ltd. | FOXCONN | 101-U120B-X | Indoor Luminaires | High-Bay | High-Bay Luminaires for Commercial and Industrial Buildings | Standard | TRUE | 14560.06 | 116.76 | 124.74 | 9.2 | 0.9 | 5010 | 74.9 | 5 | 50000 | 41662 |  |  | NotYetVerified |  | 3 | 12960 | 108 |  | 20 | 0.9 | 5000 | 70
P00000QY5 | Elumen Lighting Networks Inc. | Elumen Lighting Networks | HBX250CXXCXXXI | Indoor Luminaires | High-Bay | High-Bay Luminaires for Commercial and Industrial Buildings | Premium | FALSE | [9 empty] | 41662 |  |  | Yes |  | 3.1 | 26549 | 109.3 | 250 | 10 | 0.95 | 5000 | 80
P00000QY4 | Elumen Lighting Networks Inc. | Elumen Lighting Networks | HBX210CXXCXXXI | Indoor Luminaires | High-Bay | High-Bay Luminaires for Commercial and Industrial Buildings | Premium | FALSE | [9 empty] | 41662 |  |  | Yes |  | 3.1 | 23408 | 112 | 209 | 10 | 0.95 | 5000 | 80
P00000QY3 | Elumen Lighting Networks Inc. | Elumen Lighting Networks | HBX170CXXCXXXI | Indoor Luminaires | High-Bay | High-Bay Luminaires for Commercial and Industrial Buildings | Premium | FALSE | [9 empty] | 41662 |  |  | Yes |  | 3.1 | 19320 | 115 | 168 | 10 | 0.95 | 5000 | 80
P000010YC | MaxLite Inc | MaxLite | BLHT110UAB4810 | Indoor Luminaires | High-Bay | High-Bay Luminaires for Commercial and Industrial Buildings | Standard | TRUE | 11924 | 100 | 119.24 | 13 | 0.94 | 5404 | 86 | 5 | 48000 | 41661 |  |  | NotYetVerified |  | 3 | 11240 | 97 | 110 |  | 0.95 | 5500 | 70
P0000174V | RAB Lighting | RAB Lighting Inc | BAYLED78YW - 120V | Indoor Luminaires | High-Bay | Low-Bay Luminaires for Commercial and Industrial Buildings | Standard | TRUE | 7230 | 82 | 88.2 | 13.2 | 0.88 | 3131 | 81 | 5 | 100000 | 41656 |  |  | NotYetVerified |  | 3 | 7230 | 82 | 78 |  |  | 3000 | 81
P0000174W | RAB Lighting | RAB Lighting Inc | BAYLED78NW - 120V | Indoor Luminaires | High-Bay | Low-Bay Luminaires for Commercial and Industrial Buildings | Standard | FALSE | [9 empty] | 41656 |  |  | NotYetVerified |  | 3 | 7704 | 87 | 78 |  |  | 4000 | 82
P000018UI | Sensity Systems Inc. | Sensity Systems | HBA-400-50P7-UAC | Indoor Luminaires | High-Bay | High-Bay Luminaires for Commercial and Industrial Buildings | Standard | TRUE | 10572 | 79 | 133.18 | 22 | 0.95 | 4913 | 79 | 5 | 50000 | 41654 |  |  | NotYetVerified |  | 3 | 10700 | 77 | 140 | 18 | 0.96 | 5000 | 66
P000019FG | Solas Ray Lighting | High Bay Series | BLHB-253-50-PC-U-WT | Indoor Luminaires | High-Bay | High-Bay Luminaires for Commercial and Industrial Buildings | Standard | TRUE | 32590 | 106.13 | 307.07 | 10.83 | 0.981 | 5265 | 73.5 | 5 | 36000 | 41652 |  |  | NotYetVerified |  | 3 | 32590 | 106 | 307 |  |  | 5000
P00000YK9 | KMW Inc. | GigaTera | IBL400-A30 | Indoor Luminaires | High-Bay | High-Bay Luminaires for Commercial and Industrial Buildings | Standard | TRUE | 43280 | 99.92 | 433.14 | 12.62 | 0.97 | 3051 | 82 | 5 | 50000 | 41652 |  |  | NotYetVerified |  | 3 | 40000 | 105 | 400 |  | 0.9 | 3000 | 80
P00000YKE | KMW Inc. | GigaTera | IBL200-A30 | Indoor Luminaires | High-Bay | High-Bay Luminaires for Commercial and Industrial Buildings | Standard | TRUE | 21640 | 99.92 | 216.57 | 12.62 | 0.97 | 3051 | 82 | 5 | 50000 | 41652 |  |  | NotYetVerified |  | 3 | 20000 | 105 | 200 |  | 0.9 | 3000 | 80
P00000YKJ | KMW Inc. | GigaTera | IBL130-A30 | Indoor Luminaires | High-Bay | High-Bay Luminaires for Commercial and Industrial Buildings | Standard | TRUE | 12420 | 101.94 | 121.84 | 11.57 | 0.94 | 3052 | 82 | 5 | 50000 | 41652 |  |  | NotYetVerified |  | 3 | 13000 | 100 | 130 |  | 0.9 | 3000 | 80
P00000601 | Constellation Lighting Ltd | Delta | IS02 18B Delta150 72 | Indoor Luminaires | High-Bay | High-Bay Luminaires for Commercial and Industrial Buildings | Standard | TRUE | 12882 | 94 | 137 | 15.93 | 0.91 | 5260 | 72 | 5 | 80000 | 41652 |  |  | NotYetVerified |  | 3 |  |  | 137 |  | 0.92 | 5260 | 72
P00000YKD | KMW Inc. | GigaTera | IBL400-A50 | Indoor Luminaires | High-Bay | High-Bay Luminaires for Commercial and Industrial Buildings | Standard | FALSE | [9 empty] | 41652 |  |  | NotYetVerified |  | 3 | 40000 | 105 | 400 |  | 0.9 | 5000 | 80
P00000YKI | KMW Inc. | GigaTera | IBL200-A50 | Indoor Luminaires | High-Bay | High-Bay Luminaires for Commercial and Industrial Buildings | Standard | FALSE | [9 empty] | 41652 |  |  | NotYetVerified |  | 3 | 20000 | 105 | 200 |  | 0.9 | 5000 | 80
P00000YKN | KMW Inc. | GigaTera | IBL130-A50 | Indoor Luminaires | High-Bay | High-Bay Luminaires for Commercial and Industrial Buildings | Standard | FALSE | [9 empty] | 41652 |  |  | NotYetVerified |  | 3 | 13000 | 100 | 130 |  | 0.9 | 5000 | 80
P00000YKC | KMW Inc. | GigaTera | IBL400-A45 | Indoor Luminaires | High-Bay | High-Bay Luminaires for Commercial and Industrial Buildings | Standard | FALSE | [9 empty] | 41652 |  |  | NotYetVerified |  | 3 | 40000 | 105 | 400 |  | 0.9 | 4500 | 80
P00000YKH | KMW Inc. | GigaTera | IBL200-A45 | Indoor Luminaires | High-Bay | High-Bay Luminaires for Commercial and Industrial Buildings | Standard | FALSE | [9 empty] | 41652 |  |  | NotYetVerified |  | 3 | 20000 | 105 | 200 |  | 0.9 | 4500 | 80
P00000YKM | KMW Inc. | GigaTera | IBL130-A45 | Indoor Luminaires | High-Bay | High-Bay Luminaires for Commercial and Industrial Buildings | Standard | FALSE | [9 empty] | 41652 |  |  | NotYetVerified |  | 3 | 13000 | 100 | 130 |  | 0.9 | 4500 | 80
P00000YKB | KMW Inc. | GigaTera | IBL400-A40 | Indoor Luminaires | High-Bay | High-Bay Luminaires for Commercial and Industrial Buildings | Standard | FALSE | [9 empty] | 41652 |  |  | NotYetVerified |  | 3 | 40000 | 105 | 400 |  | 0.9 | 4000 | 80
P00000YKG | KMW Inc. | GigaTera | IBL200-A40 | Indoor Luminaires | High-Bay | High-Bay Luminaires for Commercial and Industrial Buildings | Standard | FALSE | [9 empty] | 41652 |  |  | NotYetVerified |  | 3 | 20000 | 105 | 200 |  | 0.9 | 4000 | 80
P00000YKL | KMW Inc. | GigaTera | IBL130-A40 | Indoor Luminaires | High-Bay | High-Bay Luminaires for Commercial and Industrial Buildings | Standard | FALSE | [9 empty] | 41652 |  |  | NotYetVerified |  | 3 | 13000 | 100 | 130 |  | 0.9 | 4000 | 80
P00000YKA | KMW Inc. | GigaTera | IBL400-A35 | Indoor Luminaires | High-Bay | High-Bay Luminaires for Commercial and Industrial Buildings | Standard | FALSE | [9 empty] | 41652 |  |  | NotYetVerified |  | 3 | 40000 | 105 | 400 |  | 0.9 | 3500 | 80
P00000YKF | KMW Inc. | GigaTera | IBL200-A35 | Indoor Luminaires | High-Bay | High-Bay Luminaires for Commercial and Industrial Buildings | Standard | FALSE | [9 empty] | 41652 |  |  | NotYetVerified |  | 3 | 20000 | 105 | 200 |  | 0.9 | 3500 | 80
P00000YKK | KMW Inc. | GigaTera | IBL130-A35 | Indoor Luminaires | High-Bay | High-Bay Luminaires for Commercial and Industrial Buildings | Standard | FALSE | [9 empty] | 41652 |  |  | NotYetVerified |  | 3 | 13000 | 100 | 130 |  | 0.9 | 3500 | 80
P00001I3O | ADVANTEK Lighting Incorporated | ADVANTEK Lighting Incorporated | AD-HB-CR-200W-B 5k | Indoor Luminaires | High-Bay | High-Bay Luminaires for Commercial and Industrial Buildings | Standard | TRUE | 16268 | 79.01 | 205.89 | 15.29 | 0.982 | 4929 | 78 | 5 | 36300 | 41648 |  |  | NotYetVerified |  | 3 | 17000 | 80 | 200 |  | 0.95 | 5000 | 80
P00001I3S | ADVANTEK Lighting Incorporated | ADVANTEK Lighting Incorporated | AD-HB-CR-150W-B 5K | Indoor Luminaires | High-Bay | High-Bay Luminaires for Commercial and Industrial Buildings | Standard | TRUE | 12948 | 86.36 | 149.9 | 15.4 | 0.9749 | 5386 | 75 | 5 | 50000 | 41648 |  |  | NotYetVerified |  | 3 | 13000 | 82 | 158 |  | 0.95 | 5000 | 80
P000016ZV | RAB Design Lighting | RAB Design | BUFFALO-285-57K | Indoor Luminaires | High-Bay | High-Bay Luminaires for Commercial and Industrial Buildings | Standard | TRUE | 23982 | 84.3 | 284.45 | 15.63 | 0.9547 | 5700 | 71.1 | 5 |  | 41648 |  |  | NotYetVerified |  | 3 | 23982 | 84.3 | 284.45 | 15.63 | 0.9547 | 5700 | 71.1
P00001I3P | ADVANTEK Lighting Incorporated | ADVANTEK Lighting Incorporated | AD-HB-CR-150W-A 4.7k | Indoor Luminaires | High-Bay | High-Bay Luminaires for Commercial and Industrial Buildings | Standard | TRUE | 12302 | 81.19 | 151.52 | 10.13 | 0.952 | 4905 | 80 | 5 | 50000 | 41648 |  |  | NotYetVerified |  | 3 |  |  | 150 |  |  | 4700
P000016ZU | RAB Design Lighting | RAB Design | BUFFALO-130-57K | Indoor Luminaires | High-Bay | High-Bay Luminaires for Commercial and Industrial Buildings | Standard | TRUE | 13134 | 95.2 | 137.96 | 16.24 | 0.9517 | 5369 | 70.8 | 5 |  | 41648 |  |  | NotYetVerified |  | 3 | 13134 | 95.2 | 137.96 | 16.24 | 0.9517 | 5369 | 70.8
P00001I3L | ADVANTEK Lighting Incorporated | ADVANTEK Lighting Incorporated | AD-HB-CR-200W-A 4.7k | Indoor Luminaires | High-Bay | High-Bay Luminaires for Commercial and Industrial Buildings | Standard | TRUE | 15795 | 79.51 | 198.66 | 17.83 | 0.946 | 5084 | 78 | 5 | 50000 | 41648 |  |  | NotYetVerified |  | 3 | 16000 | 80 | 200 |  | 0.95 | 4700 | 80
P00000U1D | GNP Energy | GNP Energy | GNPSOL5400 | Indoor Retrofit Kit | High-Bay | Retrofit Kits for High-Bay Luminaires for Commercial and Industrial Buildings | Standard | TRUE | 12015 | 93.1 | 129 | 12.3 | 0.925 | 5975 | 76.8 | 10 | 100000 | 41648 |  |  | NotYetVerified |  | 3 |  | 101 | 130 |  |  | 5700
P000016ZW | RAB Design Lighting | RAB Design | BUFFALO-200-57K | Indoor Luminaires | High-Bay | High-Bay Luminaires for Commercial and Industrial Buildings | Standard | FALSE | [9 empty] | 41648 |  |  | NotYetVerified |  | 3 | 19059 | 91.2 | 208.91 | 18.02 | 0.9319 | 5653 | 72.9
P00001I3N | ADVANTEK Lighting Incorporated | ADVANTEK Lighting Incorporated | AD-HB-CR-200W-A 5.5k | Indoor Luminaires | High-Bay | High-Bay Luminaires for Commercial and Industrial Buildings | Standard | FALSE | [9 empty] | 41648 | Not Yet Verified | Not Yet Verified | NotYetVerified |  | 3 | 16000 | 80 | 200 |  | 0.95 | 5500 | 80
P00001I3M | ADVANTEK Lighting Incorporated | ADVANTEK Lighting Incorporated | AD-HB-CR-200W-A 5k | Indoor Luminaires | High-Bay | High-Bay Luminaires for Commercial and Industrial Buildings | Standard | FALSE | [9 empty] | 41648 | Not Yet Verified | Not Yet Verified | NotYetVerified |  | 3 | 16000 | 80 | 200 |  | 0.95 | 5000 | 80
P000002X3 | Acuity Brands Lighting | Holophane | PHZ 12L 4K XX XX W | Indoor Luminaires | High-Bay | High-Bay Luminaires for Commercial and Industrial Buildings | Standard | TRUE | 13120 | 100.92 | 130 | 17 | 0.89 | 3953 | 73 | 5 | 60000 | 41646 |  |  | NotYetVerified |  | 3 | 13024.5 | 99 | 131.6 | 17 | 0.93 | 3953 | 72.81
P000002X7 | Acuity Brands Lighting | Holophane | PHZ 12L 5K XX XX M | Indoor Luminaires | High-Bay | High-Bay Luminaires for Commercial and Industrial Buildings | Standard | FALSE | [9 empty] | 41646 | Not Yet Verified | Not Yet Verified | NotYetVerified |  | 3 | 13690.7 | 105.5 | 129.7 | 17 | 0.93 | 4896 | 72.95
P000002X8 | Acuity Brands Lighting | Holophane | PHZ 12L 5K XX XX W | Indoor Luminaires | High-Bay | High-Bay Luminaires for Commercial and Industrial Buildings | Standard | FALSE | [9 empty] | 41646 | Not Yet Verified | Not Yet Verified | NotYetVerified |  | 3 | 13605.5 | 104.9 | 129.7 | 17 | 0.93 | 4896 | 72.95
P000002X6 | Acuity Brands Lighting | Holophane | PHZ 12L 5K XX XX N | Indoor Luminaires | High-Bay | High-Bay Luminaires for Commercial and Industrial Buildings | Standard | FALSE | [9 empty] | 41646 | Not Yet Verified | Not Yet Verified | NotYetVerified |  | 3 | 13596.8 | 104.8 | 129.7 | 17 | 0.93 | 4896 | 72.95
P000002XC | Acuity Brands Lighting | Holophane | PHZ 24L 5K XX XX M | Indoor Luminaires | High-Bay | High-Bay Luminaires for Commercial and Industrial Buildings | Standard | FALSE | [9 empty] | 41646 | Not Yet Verified | Not Yet Verified | NotYetVerified |  | 3 | 25497.8 | 104.5 | 244 | 11.3 | 0.97 | 4896 | 72.95
P000002XA | Acuity Brands Lighting | Holophane | PHZ 18L 5K XX XX M | Indoor Luminaires | High-Bay | High-Bay Luminaires for Commercial and Industrial Buildings | Standard | FALSE | [9 empty] | 41646 | Not Yet Verified | Not Yet Verified | NotYetVerified |  | 3 | 19306.9 | 101.7 | 189.8 | 10.3 | 0.99 | 4896 | 72.95
P000002X5 | Acuity Brands Lighting | Holophane | PHZ 12L 4K XX XX M | Indoor Luminaires | High-Bay | High-Bay Luminaires for Commercial and Industrial Buildings | Standard | FALSE | [9 empty] | 41646 | Not Yet Verified | Not Yet Verified | NotYetVerified |  | 3 | 13106.1 | 99.6 | 131.6 | 17 | 0.93 | 3953 | 72.81
P000002X4 | Acuity Brands Lighting | Holophane | PHZ 12L 4K XX XX N | Indoor Luminaires | High-Bay | High-Bay Luminaires for Commercial and Industrial Buildings | Standard | FALSE | [9 empty] | 41646 | Not Yet Verified | Not Yet Verified | NotYetVerified |  | 3 | 13016.2 | 98.9 | 131.6 | 17 | 0.93 | 3953 | 72.81
P000002XB | Acuity Brands Lighting | Holophane | PHZ 24L 4K XX XX M | Indoor Luminaires | High-Bay | High-Bay Luminaires for Commercial and Industrial Buildings | Standard | FALSE | [9 empty] | 41646 | Not Yet Verified | Not Yet Verified | NotYetVerified |  | 3 | 24409 | 98.6 | 247.5 | 11.3 | 0.97 | 3953 | 72.81
P000002X9 | Acuity Brands Lighting | Holophane | PHZ 18L 4K XX XX M | Indoor Luminaires | High-Bay | High-Bay Luminaires for Commercial and Industrial Buildings | Standard | FALSE | [9 empty] | 41646 | Not Yet Verified | Not Yet Verified | NotYetVerified |  | 3 | 18678.4 | 98.7 | 189.2 | 10.3 | 0.99 | 3953 | 72.81
P00000UHJ | Helius Illumination | HI(Pattern) | STP | Indoor Luminaires | High-Bay | Low-Bay Luminaires for Commercial and Industrial Buildings | Standard | TRUE | 4964 | 94.1 | 52.75 | 16.9 | 0.944 | 4834.1 | 70.5 | 5 | 50000 | 41645 |  |  | NotYetVerified |  | 3 | 4974 | 93 | 42 |  | 0.9 | 5000 | 70
P00000UHI | Helius Illumination | HI(Pattern) | ST.6L | Indoor Luminaires | High-Bay | Low-Bay Luminaires for Commercial and Industrial Buildings | Standard | TRUE | 7025.2 | 81.64 | 86.05 | 18.1 | 0.941 | 4915 | 71.5 | 5 | 50000 | 41645 |  |  | NotYetVerified |  | 3 | 7025 | 83 | 76 |  | 0.9 | 5000 | 70
P00001I2D | G&G LED LLC | WP Series | WP6-C84-48L-40K [Was previously listed as WP6-C84-WW] | Indoor Luminaires | High-Bay | Low-Bay Luminaires for Commercial and Industrial Buildings | Standard | TRUE | 4820 | 98.5 | 48.95 | 11.1 | 0.93 | 4114 | 78 | 5 | 100000 | 41645 |  |  | NotYetVerified |  | 3 | 4800 | 99 | 49 |  |  | 4000 | 80
P000016NH | POSCOLED Co. LTD | Econuri | PHBCH855W2B10 | Indoor Luminaires | High-Bay | High-Bay Luminaires for Commercial and Industrial Buildings | Standard | TRUE | 11560 | 128 | 90.15 | 20 | 0.92 | 2936 | 82 | 5 | 50000 | 41645 |  |  | NotYetVerified |  | 3 | 10500 | 125 | 87 |  | 0.9 | 3000 | 80
P000016NM | POSCOLED Co. LTD | Econuri | PHBCH855N3B1A | Indoor Luminaires | High-Bay | High-Bay Luminaires for Commercial and Industrial Buildings | Standard | FALSE | [9 empty] | 41645 |  |  | NotYetVerified |  | 3 | 10500 | 125 | 87 |  | 0.9 | 5000 | 80
P000016NL | POSCOLED Co. LTD | Econuri | PHBCH855N3B10 | Indoor Luminaires | High-Bay | High-Bay Luminaires for Commercial and Industrial Buildings | Standard | FALSE | [9 empty] | 41645 |  |  | NotYetVerified |  | 3 | 10500 | 125 | 87 |  | 0.9 | 5000 | 80
P000016NK | POSCOLED Co. LTD | Econuri | PHBCH855N1B1A | Indoor Luminaires | High-Bay | High-Bay Luminaires for Commercial and Industrial Buildings | Standard | FALSE | [9 empty] | 41645 |  |  | NotYetVerified |  | 3 | 10500 | 125 | 87 |  | 0.9 | 4000 | 80
P000016NJ | POSCOLED Co. LTD | Econuri | PHBCH855N1B10 | Indoor Luminaires | High-Bay | High-Bay Luminaires for Commercial and Industrial Buildings | Standard | FALSE | [9 empty] | 41645 |  |  | NotYetVerified |  | 3 | 10500 | 125 | 87 |  | 0.9 | 4000 | 80
P000016NI | POSCOLED Co. LTD | Econuri | PHBCH855W2B1A | Indoor Luminaires | High-Bay | High-Bay Luminaires for Commercial and Industrial Buildings | Standard | FALSE | [9 empty] | 41645 |  |  | NotYetVerified |  | 3 | 10500 | 125 | 87 |  | 0.9 | 3000 | 80
P00000UMV | Howard Lighting | Howard Lighting | HLED11W4KDMV | Indoor Luminaires | High-Bay | High-Bay Luminaires for Commercial and Industrial Buildings | Standard | TRUE | 11205 | 107.7 | 104 | 10.4 | 0.956 | 3980 | 85 | 5 | 100000 | 41642 |  |  | NotYetVerified |  | 3 | 11205 | 107.7 | 104 | 5.1 | 0.996 | 3980 | 85
P00000UN3 | Howard Lighting | Howard Lighting | HLED08W4KDMV | Indoor Luminaires | High-Bay | Low-Bay Luminaires for Commercial and Industrial Buildings | Standard | TRUE | 8389 | 110.7 | 75.8 | 11.4 | 0.954 | 3998 | 85 | 5 | 100000 | 41642 |  |  | NotYetVerified |  | 3 | 8389 | 110.7 | 75.8 | 6.2 | 0.98 | 3998 | 85
P00000UKS | Howard Lighting | Howard Industries | VHL2P57624757U | Indoor Luminaires | High-Bay | High-Bay Luminaires for Commercial and Industrial Buildings | Standard | TRUE | 27920 | 96.51 | 289.3 | 9.65 | 0.952 | 5405 | 89 | 5 |  | 41642 |  |  | NotYetVerified |  | 3 |  |  | 247 |  |  | 5700
P00000UMW | Howard Lighting | Howard Lighting | HLED20W5KDMV | Indoor Luminaires | High-Bay | High-Bay Luminaires for Commercial and Industrial Buildings | Standard | TRUE | 20098 | 103.8 | 193.6 | 11.1 | 0.951 | 5221 | 85 | 5 | 100000 | 41642 |  |  | NotYetVerified |  | 3 | 20098 | 103.8 | 193.6 | 5.2 | 0.995 | 5221 | 85
P00000ULR | Howard Lighting | Howard Industries | VHL2A57624757U | Indoor Luminaires | High-Bay | High-Bay Luminaires for Commercial and Industrial Buildings | Standard | FALSE | [9 empty] | 41642 |  |  | NotYetVerified |  | 3 | 26632.93 | 93.1 | 247 |  |  | 5700 | 85
P00000ULQ | Howard Lighting | Howard Industries | VHL2F57624757U | Indoor Luminaires | High-Bay | High-Bay Luminaires for Commercial and Industrial Buildings | Standard | FALSE | [9 empty] | 41642 |  |  | NotYetVerified |  | 3 | 26318 | 92 | 247 |  |  | 5700 | 85
P00000ULL | Howard Lighting | Howard Industries | VHL2A57619357U | Indoor Luminaires | High-Bay | High-Bay Luminaires for Commercial and Industrial Buildings | Standard | FALSE | [9 empty] | 41642 |  |  | NotYetVerified |  | 3 | 22831.98 | 102.2 | 193 |  |  | 5700 | 85
P00000ULK | Howard Lighting | Howard Industries | VHL2F57619357U | Indoor Luminaires | High-Bay | High-Bay Luminaires for Commercial and Industrial Buildings | Standard | FALSE | [9 empty] | 41642 |  |  | NotYetVerified |  | 3 | 22562 | 101 | 193 |  |  | 5700 | 85
P00000ULM | Howard Lighting | Howard Industries | VHL2P57619357U | Indoor Luminaires | High-Bay | High-Bay Luminaires for Commercial and Industrial Buildings | Standard | FALSE | [9 empty] | 41642 |  |  | NotYetVerified |  | 3 | 22499 | 100.71 | 193 |  |  | 5700 | 85
P00000ULF | Howard Lighting | Howard Industries | VHL2A57616257U | Indoor Luminaires | High-Bay | High-Bay Luminaires for Commercial and Industrial Buildings | Standard | FALSE | [9 empty] | 41642 |  |  | NotYetVerified |  | 3 | 19838.59 | 104.23 | 162 |  |  | 5700 | 85
P00000ULE | Howard Lighting | Howard Industries | VHL2F57616257U | Indoor Luminaires | High-Bay | High-Bay Luminaires for Commercial and Industrial Buildings | Standard | FALSE | [9 empty] | 41642 |  |  | NotYetVerified |  | 3 | 19604 | 103 | 162 |  |  | 5700 | 85
P00000ULG | Howard Lighting | Howard Industries | VHL2P57616257U | Indoor Luminaires | High-Bay | High-Bay Luminaires for Commercial and Industrial Buildings | Standard | FALSE | [9 empty] | 41642 |  |  | NotYetVerified |  | 3 | 19549.26 | 102.71 | 162 |  |  | 5700 | 85
P00000UL3 | Howard Lighting | Howard Industries | VHL2A38413057U | Indoor Luminaires | High-Bay | High-Bay Luminaires for Commercial and Industrial Buildings | Standard | FALSE | [9 empty] | 41642 |  |  | NotYetVerified |  | 3 | 17917.87 | 118.4 | 130 |  |  | 5700 | 85
P00000UL2 | Howard Lighting | Howard Industries | VHL2F38413057U | Indoor Luminaires | High-Bay | High-Bay Luminaires for Commercial and Industrial Buildings | Standard | FALSE | [9 empty] | 41642 |  |  | NotYetVerified |  | 3 | 17706 | 117 | 130 |  |  | 5700 | 85
P00000UL4 | Howard Lighting | Howard Industries | VHL2P38413057U | Indoor Luminaires | High-Bay | High-Bay Luminaires for Commercial and Industrial Buildings | Standard | FALSE | [9 empty] | 41642 |  |  | NotYetVerified |  | 3 | 17656.56 | 116.67 | 130 |  |  | 5700 | 85
P00000UL9 | Howard Lighting | Howard Industries | VHL2A38417057U | Indoor Luminaires | High-Bay | High-Bay Luminaires for Commercial and Industrial Buildings | Standard | FALSE | [9 empty] | 41642 |  |  | NotYetVerified |  | 3 | 15017.58 | 78.93 | 170 |  |  | 5700 | 85
P00000UL8 | Howard Lighting | Howard Industries | VHL2F38417057U | Indoor Luminaires | High-Bay | High-Bay Luminaires for Commercial and Industrial Buildings | Standard | FALSE | [9 empty] | 41642 |  |  | NotYetVerified |  | 3 | 14840 | 78 | 170 |  |  | 5700 | 85
P00000ULA | Howard Lighting | Howard Industries | VHL2P38417057U | Indoor Luminaires | High-Bay | High-Bay Luminaires for Commercial and Industrial Buildings | Standard | FALSE | [9 empty] | 41642 |  |  | NotYetVerified |  | 3 | 14798.56 | 77.78 | 170 |  |  | 5700 | 85
P00000UKX | Howard Lighting | Howard Industries | VHL2A28808257U | Indoor Luminaires | High-Bay | High-Bay Luminaires for Commercial and Industrial Buildings | Standard | FALSE | [9 empty] | 41642 |  |  | NotYetVerified |  | 3 | 10034.34 | 102.9 | 82 |  |  | 5700 | 85
P00000UKW | Howard Lighting | Howard Industries | VHL2F28808257U | Indoor Luminaires | High-Bay | High-Bay Luminaires for Commercial and Industrial Buildings | Standard | FALSE | [9 empty] | 41642 |  |  | NotYetVerified |  | 3 | 9915 | 104 | 82 |  |  | 5700 | 85
P00000UKY | Howard Lighting | Howard Industries | VHL2P28808257U | Indoor Luminaires | High-Bay | High-Bay Luminaires for Commercial and Industrial Buildings | Standard | FALSE | [9 empty] | 41642 |  |  | NotYetVerified |  | 3 | 9888 | 101.4 | 82 |  |  | 5700 | 85
P00000UN1 | Howard Lighting | Howard Lighting | HLED12W5KDMV | Indoor Luminaires | High-Bay | High-Bay Luminaires for Commercial and Industrial Buildings | Standard | FALSE | [9 empty] | 41642 |  |  | NotYetVerified |  | 3 | 12007 | 104.8 | 115 | 7.1 | 0.997 | 5000 | 85
P00000UN4 | Howard Lighting | Howard Lighting | HLED08W5KDMV | Indoor Luminaires | High-Bay | Low-Bay Luminaires for Commercial and Industrial Buildings | Standard | FALSE | [9 empty] | 41642 |  |  | NotYetVerified |  | 3 | 8190 | 106.6 | 77 | 6.2 | 0.998 | 5000 | 85
P00000UN2 | Howard Lighting | Howard Lighting | HLED24W5KDMV | Indoor Luminaires | High-Bay | High-Bay Luminaires for Commercial and Industrial Buildings | Standard | FALSE | [9 empty] | 41642 |  |  | NotYetVerified |  | 3 | 24014 | 104.6 | 230 | 6.1 | 0.996 | 5000 | 85
P00000UN0 | Howard Lighting | Howard Lighting | HLED11W5KDMV | Indoor Luminaires | High-Bay | High-Bay Luminaires for Commercial and Industrial Buildings | Standard | FALSE | [9 empty] | 41642 |  |  | NotYetVerified |  | 3 | 10939 | 103.7 | 105 | 5.1 | 0.996 | 5000 | 85
P00000ULO | Howard Lighting | Howard Industries | VHL2A57624750U | Indoor Luminaires | High-Bay | High-Bay Luminaires for Commercial and Industrial Buildings | Standard | FALSE | [9 empty] | 41642 |  |  | NotYetVerified |  | 3 | 26632.93 | 93.1 | 247 |  |  | 5000 | 85
P00000ULN | Howard Lighting | Howard Industries | VHL2F57624750U | Indoor Luminaires | High-Bay | High-Bay Luminaires for Commercial and Industrial Buildings | Standard | FALSE | [9 empty] | 41642 |  |  | NotYetVerified |  | 3 | 26318 | 92 | 247 |  |  | 5000 | 85
P00000ULP | Howard Lighting | Howard Industries | VHL2P57624750U | Indoor Luminaires | High-Bay | High-Bay Luminaires for Commercial and Industrial Buildings | Standard | FALSE | [9 empty] | 41642 |  |  | NotYetVerified |  | 3 | 26244.51 | 91.74 | 247 |  |  | 5000 | 85
P00000UL6 | Howard Lighting | Howard Industries | VHL2A38417050U | Indoor Luminaires | High-Bay | High-Bay Luminaires for Commercial and Industrial Buildings | Standard | FALSE | [9 empty] | 41642 |  |  | NotYetVerified |  | 3 | 15017.58 | 78.93 | 170 |  |  | 5000 | 85
P00000UL5 | Howard Lighting | Howard Industries | VHL2F38417050U | Indoor Luminaires | High-Bay | High-Bay Luminaires for Commercial and Industrial Buildings | Standard | FALSE | [9 empty] | 41642 |  |  | NotYetVerified |  | 3 | 14840 | 78 | 170 |  |  | 5000 | 85
P00000UL7 | Howard Lighting | Howard Industries | VHL2P38417050U | Indoor Luminaires | High-Bay | High-Bay Luminaires for Commercial and Industrial Buildings | Standard | FALSE | [9 empty] | 41642 |  |  | NotYetVerified |  | 3 | 14798.56 | 77.78 | 170 |  |  | 5000 | 85
P00000UMZ | Howard Lighting | Howard Lighting | HLED24W4KDMV | Indoor Luminaires | High-Bay | High-Bay Luminaires for Commercial and Industrial Buildings | Standard | FALSE | [9 empty] | 41642 |  |  | NotYetVerified |  | 3 | 24597 | 108.6 | 226.5 | 6.1 | 0.996 | 4012 | 85
P00000UMX | Howard Lighting | Howard Lighting | HLED12W4KDMV | Indoor Luminaires | High-Bay | High-Bay Luminaires for Commercial and Industrial Buildings | Standard | FALSE | [9 empty] | 41642 |  |  | NotYetVerified |  | 3 | 12299 | 108.8 | 113 | 7.1 | 0.997 | 4000 | 85
P00000UMY | Howard Lighting | Howard Lighting | HLED20W4KDMV | Indoor Luminaires | High-Bay | High-Bay Luminaires for Commercial and Industrial Buildings | Standard | FALSE | [9 empty] | 41642 |  |  | NotYetVerified |  | 3 | 20586 | 107.8 | 190.9 | 5.2 | 0.995 | 3999 | 85
P000010RR | Lumerica Corporation | Lumerica | LM 530-400 | Indoor Luminaires | High-Bay | High-Bay Luminaires for Commercial and Industrial Buildings | Standard | TRUE | 15190 | 90.54 | 167.77 | 10.31 | 0.91 | 5221 | 73.7 | 5 | 50000 | 41641 |  |  | NotYetVerified |  | 3 | 15190 | 90.54 | 167.77 | 10.31 | 0.912 | 5221 | 73.7
P00000UHG | Helius Illumination | HI(Pattern) | XL.6 | Indoor Luminaires | High-Bay | High-Bay Luminaires for Commercial and Industrial Buildings | Standard | TRUE | 28820 | 113.6 | 253.69 | 10.1 | 0.983 | 4951.7 | 71.7 | 5 | 50000 | 41639 |  |  | NotYetVerified |  | 3 | 28820 | 110 | 234 |  |  | 5000 | 70
P00001HYJ | Flex Lighting Solutions | HiOptiX | HIOPTIX-1000-120-40 | Indoor Luminaires | High-Bay | High-Bay Luminaires for Commercial and Industrial Buildings | Standard | TRUE | 57931 | 98.4 | 589 | 8.79 | 0.968 | 3959 | 74.9 | 5 | 50000 | 41639 |  |  | NotYetVerified |  | 3 | 59000 | 98.66 | 598 | 9.8 | 0.98 | 4000 | 75
P00001HYI | Flex Lighting Solutions | HiOptiX | HIOPTIX-500-120-40 | Indoor Luminaires | High-Bay | High-Bay Luminaires for Commercial and Industrial Buildings | Standard | TRUE | 29795 | 102.4 | 291 | 8.79 | 0.968 | 3959 | 74.9 | 5 | 50000 | 41639 |  |  | NotYetVerified |  | 3 | 29500 | 98.66 | 299 | 9.8 | 0.98 | 4000 | 75
P00000UHH | Helius Illumination | HI(Pattern) | ST.6H | Indoor Luminaires | High-Bay | High-Bay Luminaires for Commercial and Industrial Buildings | Standard | TRUE | 14270 | 104.91 | 136.02 | 14.3 | 0.96 | 5028.4 | 71.9 | 5 | 50000 | 41639 |  |  | NotYetVerified |  | 3 | 14270 | 110 | 118 |  |  | 5000 | 70
P00000Q4N | Dialight | Durosite | LBW1C1D | Indoor Luminaires | High-Bay | Low-Bay Luminaires for Commercial and Industrial Buildings | Standard | TRUE | 5542 | 79.93 | 69.34 | 14.97 | 0.94 | 4952 | 75.7 | 5 | 100000 | 41639 |  |  | NotYetVerified |  | 3 |  | 84 | 67 | 15 | 0.9 | 5000 | 70
P00001HRU | Ecolite Manufacturing | Ecolite Manufacturing | HB-22700L-42K-XXD | Indoor Luminaires | High-Bay | High-Bay Luminaires for Commercial and Industrial Buildings | Standard | TRUE | 18546 | 78.06 | 237.39 | 18.4 | 0.931 | 4356 | 77 | 5 | 35000 | 41639 |  |  | NotYetVerified |  | 3 | 19200 | 80 | 240 |  | 0.95 | 4500 | 70
P00001H1N | Visioneering Corp | Visioneering | SP4060 - LED840K040LUNV-[B01 C16 M06 V11 X11] | Indoor Luminaires | High-Bay | Low-Bay Luminaires for Commercial and Industrial Buildings | Standard | TRUE | 5819 | 107.6 | 54.09 | 19.3 | 0.929 | 4069 | 84.2 | 5 | 50000 | 41639 |  |  | NotYetVerified |  | 3 | [5 empty] | 4000 | 80
P00001HRR | Ecolite Manufacturing | Ecolite Manufacturing | HB-16000L-42K-XXD | Indoor Luminaires | High-Bay | High-Bay Luminaires for Commercial and Industrial Buildings | Standard | TRUE | 15001 | 77.95 | 192.45 | 14.499 | 0.92 | 4363 | 76 | 5 | 35000 | 41639 |  |  | NotYetVerified |  | 3 | 16000 | 80 | 200 |  | 0.95 | 4500 | 70
P00001HRO | Ecolite Manufacturing | Ecolite Manufacturing | HB-13600L-42K-XXD | Indoor Luminaires | High-Bay | High-Bay Luminaires for Commercial and Industrial Buildings | Standard | TRUE | 12485 | 79.91 | 156.24 | 14 | 0.919 | 4362 | 76 | 5 | 35000 | 41639 |  |  | NotYetVerified |  | 3 | 13600 | 80 | 160 |  | 0.95 | 4500 | 70
P00001HRL | Ecolite Manufacturing | Ecolite Manufacturing | HB-900L42K-XXD | Indoor Luminaires | High-Bay | High-Bay Luminaires for Commercial and Industrial Buildings | Standard | TRUE | 9113 | 78.83 | 115.6 | 15.7 | 0.896 | 4383 | 77 | 5 | 35000 | 41639 |  |  | NotYetVerified |  | 3 | 9600 | 80 | 120 |  | 0.9 | 4500 | 70
P00001HS9 | Shenzhen AMB Optoelectronics Technology Co.Ltd | AMB Optoelectronics | AMB-3L-150W_3000K | Indoor Luminaires | High-Bay | High-Bay Luminaires for Commercial and Industrial Buildings | Standard | TRUE | 13523.94 | 91.95 | 146.12 | 17.7 | 0.89 | 3084 | 75 | 5 | 50000 | 41639 |  |  | NotYetVerified |  | 3 | 13000 | 90 | 150 | 20 | 0.93 | 3000 | 70
P00001HYQ | Flex Lighting Solutions | HiOptiX | HIOPTIX-1000-380-50 | Indoor Luminaires | High-Bay | High-Bay Luminaires for Commercial and Industrial Buildings | Standard | FALSE | [9 empty] | 41639 |  |  | NotYetVerified |  | 3 | 61400 | 104.78 | 586 | 9.8 | 0.98 | 5000 | 75
P00001HYP | Flex Lighting Solutions | HiOptiX | HIOPTIX-1000-380-50-DIM | Indoor Luminaires | High-Bay | High-Bay Luminaires for Commercial and Industrial Buildings | Standard | FALSE | [9 empty] | 41639 |  |  | NotYetVerified |  | 3 | 61400 | 104.78 | 586 | 9.8 | 0.98 | 5000 | 75
P00001HYO | Flex Lighting Solutions | HiOptiX | HIOPTIX-1000-120-50 | Indoor Luminaires | High-Bay | High-Bay Luminaires for Commercial and Industrial Buildings | Standard | FALSE | [9 empty] | 41639 |  |  | NotYetVerified |  | 3 | 61400 | 104.7782 | 586 | 9.8 | 0.98 | 5000 | 75
P00001HYN | Flex Lighting Solutions | HiOptiX | HIOPTIX-1000-120-50-DIM | Indoor Luminaires | High-Bay | High-Bay Luminaires for Commercial and Industrial Buildings | Standard | FALSE | [9 empty] | 41639 |  |  | NotYetVerified |  | 3 | 61400 | 104.7782 | 586 | 9.8 | 0.98 | 5000 | 75
P00001HYY | Flex Lighting Solutions | HiOptiX | HIOPTIX-750-380-50 | Indoor Luminaires | High-Bay | High-Bay Luminaires for Commercial and Industrial Buildings | Standard | FALSE | [9 empty] | 41639 |  |  | NotYetVerified |  | 3 | 46050 | 104.78 | 439.5 | 9.8 | 0.98 | 5000 | 75
P00001HYX | Flex Lighting Solutions | HiOptiX | HIOPTIX-750-380-50-DIM | Indoor Luminaires | High-Bay | High-Bay Luminaires for Commercial and Industrial Buildings | Standard | FALSE | [9 empty] | 41639 |  |  | NotYetVerified |  | 3 | 46050 | 104.78 | 439.5 | 9.8 | 0.98 | 5000 | 75
P00001HYW | Flex Lighting Solutions | HiOptiX | HIOPTIX-750-120-50 | Indoor Luminaires | High-Bay | High-Bay Luminaires for Commercial and Industrial Buildings | Standard | FALSE | [9 empty] | 41639 |  |  | NotYetVerified |  | 3 | 46050 | 104.78 | 439.5 | 9.8 | 0.98 | 5000 | 75
P00001HYV | Flex Lighting Solutions | HiOptiX | HIOPTIX-750-120-50-DIM | Indoor Luminaires | High-Bay | High-Bay Luminaires for Commercial and Industrial Buildings | Standard | FALSE | [9 empty] | 41639 |  |  | NotYetVerified |  | 3 | 46050 | 104.7782 | 439.5 | 9.8 | 0.98 | 5000 | 75
P00001HZ5 | Flex Lighting Solutions | HiOptiX | HIOPTIX-500-380-50 | Indoor Luminaires | High-Bay | High-Bay Luminaires for Commercial and Industrial Buildings | Standard | FALSE | [9 empty] | 41639 |  |  | NotYetVerified |  | 3 | 30700 | 104.78 | 293 | 9.8 | 0.98 | 5000 | 75
P00001HZ4 | Flex Lighting Solutions | HiOptiX | HIOPTIX-500-380-50-DIM | Indoor Luminaires | High-Bay | High-Bay Luminaires for Commercial and Industrial Buildings | Standard | FALSE | [9 empty] | 41639 |  |  | NotYetVerified |  | 3 | 30700 | 104.78 | 293 | 9.8 | 0.98 | 5000 | 75
P00001HZ3 | Flex Lighting Solutions | HiOptiX | HIOPTIX-500-120-50 | Indoor Luminaires | High-Bay | High-Bay Luminaires for Commercial and Industrial Buildings | Standard | FALSE | [9 empty] | 41639 |  |  | NotYetVerified |  | 3 | 30700 | 104.78 | 293 | 9.8 | 0.98 | 5000 | 75
P00001HZ2 | Flex Lighting Solutions | HiOptiX | HIOPTIX-500-120-50-DIM | Indoor Luminaires | High-Bay | High-Bay Luminaires for Commercial and Industrial Buildings | Standard | FALSE | [9 empty] | 41639 |  |  | NotYetVerified |  | 3 | 30700 | 104.7782 | 293 | 9.8 | 0.98 | 5000 | 75
P00001HYM | Flex Lighting Solutions | HiOptiX | HIOPTIX-1000-380-40 | Indoor Luminaires | High-Bay | High-Bay Luminaires for Commercial and Industrial Buildings | Standard | FALSE | [9 empty] | 41639 |  |  | NotYetVerified |  | 3 | 59000 | 98.6622 | 598 | 9.8 | 0.98 | 4000 | 75
P00001HYL | Flex Lighting Solutions | HiOptiX | HIOPTIX-1000-380-40-DIM | Indoor Luminaires | High-Bay | High-Bay Luminaires for Commercial and Industrial Buildings | Standard | FALSE | [9 empty] | 41639 |  |  | NotYetVerified |  | 3 | 59000 | 98.6622 | 598 | 9.8 | 0.98 | 4000 | 75
P00001HYK | Flex Lighting Solutions | HiOptiX | HIOPTIX-1000-120-40-DIM | Indoor Luminaires | High-Bay | High-Bay Luminaires for Commercial and Industrial Buildings | Standard | FALSE | [9 empty] | 41639 |  |  | NotYetVerified |  | 3 | 59000 | 98.6622 | 598 | 9.8 | 0.98 | 4000 | 75
P00001HYU | Flex Lighting Solutions | HiOptiX | HIOPTIX-750-380-40 | Indoor Luminaires | High-Bay | High-Bay Luminaires for Commercial and Industrial Buildings | Standard | FALSE | [9 empty] | 41639 |  |  | NotYetVerified |  | 3 | 44250 | 98.66 | 448.5 | 9.8 | 0.98 | 4000 | 75
P00001HYT | Flex Lighting Solutions | HiOptiX | HIOPTIX-750-380-40-DIM | Indoor Luminaires | High-Bay | High-Bay Luminaires for Commercial and Industrial Buildings | Standard | FALSE | [9 empty] | 41639 |  |  | NotYetVerified |  | 3 | 44250 | 98.66 | 448.5 | 9.8 | 0.98 | 4000 | 75
P00001HYS | Flex Lighting Solutions | HiOptiX | HIOPTIX-750-120-40 | Indoor Luminaires | High-Bay | High-Bay Luminaires for Commercial and Industrial Buildings | Standard | FALSE | [9 empty] | 41639 |  |  | NotYetVerified |  | 3 | 44250 | 98.66 | 448.5 | 9.8 | 0.98 | 4000 | 75
P00001HYR | Flex Lighting Solutions | HiOptiX | HIOPTIX-750-120-40-DIM | Indoor Luminaires | High-Bay | High-Bay Luminaires for Commercial and Industrial Buildings | Standard | FALSE | [9 empty] | 41639 |  |  | NotYetVerified |  | 3 | 44250 | 98.66 | 448.5 | 9.8 | 0.98 | 4000 | 75
P00001HZ1 | Flex Lighting Solutions | HiOptiX | HIOPTIX-500-380-40 | Indoor Luminaires | High-Bay | High-Bay Luminaires for Commercial and Industrial Buildings | Standard | FALSE | [9 empty] | 41639 |  |  | NotYetVerified |  | 3 | 29500 | 98.66 | 299 | 9.8 | 0.98 | 4000 | 75
P00001HZ0 | Flex Lighting Solutions | HiOptiX | HIOPTIX-500-380-40-DIM | Indoor Luminaires | High-Bay | High-Bay Luminaires for Commercial and Industrial Buildings | Standard | FALSE | [9 empty] | 41639 |  |  | NotYetVerified |  | 3 | 29500 | 98.66 | 299 | 9.8 | 0.98 | 4000 | 75
P00001HYZ | Flex Lighting Solutions | HiOptiX | HIOPTIX-500-120-40-DIM | Indoor Luminaires | High-Bay | High-Bay Luminaires for Commercial and Industrial Buildings | Standard | FALSE | [9 empty] | 41639 |  |  | NotYetVerified |  | 3 | 29500 | 98.66 | 299 | 9.8 | 0.98 | 4000 | 75
P00001HRV | Ecolite Manufacturing | Ecolite Manufacturing | HB-22700L-60K-XXD | Indoor Luminaires | High-Bay | High-Bay Luminaires for Commercial and Industrial Buildings | Standard | FALSE | [9 empty] | 41639 |  |  | NotYetVerified |  | 3 | 19200 | 80 | 240 |  | 0.95 | 5700 | 70
P00001HRS | Ecolite Manufacturing | Ecolite Manufacturing | HB-16000L-60K-XXD | Indoor Luminaires | High-Bay | High-Bay Luminaires for Commercial and Industrial Buildings | Standard | FALSE | [9 empty] | 41639 |  |  | NotYetVerified |  | 3 | 16000 | 80 | 200 |  | 0.95 | 5700 | 70
P00001HRP | Ecolite Manufacturing | Ecolite Manufacturing | HB-13600L-60K-XXD | Indoor Luminaires | High-Bay | High-Bay Luminaires for Commercial and Industrial Buildings | Standard | FALSE | [9 empty] | 41639 |  |  | NotYetVerified |  | 3 | 13600 | 80 | 160 |  | 0.95 | 5700 | 70
P00001HRM | Ecolite Manufacturing | Ecolite Manufacturing | HB-900L60K-XXD | Indoor Luminaires | High-Bay | High-Bay Luminaires for Commercial and Industrial Buildings | Standard | FALSE | [9 empty] | 41639 |  |  | NotYetVerified |  | 3 | 9600 | 80 | 120 |  | 0.9 | 5700 | 70
P00001HRW | Ecolite Manufacturing | Ecolite Manufacturing | HB-22700L-30K-XXD | Indoor Luminaires | High-Bay | High-Bay Luminaires for Commercial and Industrial Buildings | Standard | FALSE | [9 empty] | 41639 |  |  | NotYetVerified |  | 3 | 19200 | 80 | 240 |  | 0.95 | 5000 | 70
P00001HRT | Ecolite Manufacturing | Ecolite Manufacturing | HB-16000L-30K-XXD | Indoor Luminaires | High-Bay | High-Bay Luminaires for Commercial and Industrial Buildings | Standard | FALSE | [9 empty] | 41639 |  |  | NotYetVerified |  | 3 | 16000 | 80 | 200 |  | 0.95 | 5000 | 70
P00001HRQ | Ecolite Manufacturing | Ecolite Manufacturing | HB-13600L-30K-XXD | Indoor Luminaires | High-Bay | High-Bay Luminaires for Commercial and Industrial Buildings | Standard | FALSE | [9 empty] | 41639 |  |  | NotYetVerified |  | 3 | 13600 | 80 | 160 |  | 0.95 | 5000 | 70
P00001HRN | Ecolite Manufacturing | Ecolite Manufacturing | HB-900L30K-XXD | Indoor Luminaires | High-Bay | High-Bay Luminaires for Commercial and Industrial Buildings | Standard | FALSE | [9 empty] | 41639 |  |  | NotYetVerified |  | 3 | 9600 | 80 | 120 |  | 0.9 | 5000 | 70
P00001HSA | Shenzhen AMB Optoelectronics Technology Co.Ltd | AMB Optoelectronics | AMB-3L-150W_5700K | Indoor Luminaires | High-Bay | High-Bay Luminaires for Commercial and Industrial Buildings | Standard | FALSE | [9 empty] | 41639 | Not Yet Verified | Not Yet Verified | NotYetVerified |  | 3 | 13000 | 90 | 150 | 20 | 0.93 | 5700 | 70
P00001HRK | Obertron Lighting | Obertron | BAY-U-5000-XX-H-CWP-BZ | Indoor Luminaires | High-Bay | High-Bay Luminaires for Commercial and Industrial Buildings | Standard | TRUE | 12078 | 93.8 | 128.7 | 15.8 | 0.95 | 5144 | 78 | 5 | 60000 | 41635 |  |  | NotYetVerified |  | 3 | 12200 |  | 130
P000016LR | Portland Habilitation Center | Beyond Limitations Lighting | FP-Highbay-XTE-01-AL | Indoor Luminaires | High-Bay | High-Bay Luminaires for Commercial and Industrial Buildings | Standard | TRUE | 11817 | 80.25 | 147.26 | 13.01 | 0.93 | 4623 | 77 | 5 | 66500 | 41635 |  |  | NotYetVerified |  | 3 | 11817 | 82.9 | 142.62 |  | 0.931 | 4623 | 77
P000002UV | Acuity Brands Lighting | Lithonia Lighting | IBL 9L ND SD125 XX LP740 DLC | Indoor Luminaires | High-Bay | High-Bay Luminaires for Commercial and Industrial Buildings | Standard | TRUE | 9156 | 84.43 | 96.96 | 10.2 | 0.93 | 4081 | 74 | 5 | 60000 | 41635 |  |  | NotYetVerified |  | 3 | 9260.7 | 95.8 | 96.7 | 10.2 | 0.99 | 4119 | 74
P000002VN | Acuity Brands Lighting | Lithonia Lighting | IBL 9L WD XX LP750 DLC | Indoor Luminaires | High-Bay | High-Bay Luminaires for Commercial and Industrial Buildings | Standard | FALSE | [9 empty] | 41635 | Not Yet Verified | Not Yet Verified | NotYetVerified |  | 3 | 10307.8 | 105.7 | 97.5 | 10.2 | 0.99 | 5276 | 77.4
P000002VP | Acuity Brands Lighting | Lithonia Lighting | IBL 9L ND XX LP750 DLC | Indoor Luminaires | High-Bay | High-Bay Luminaires for Commercial and Industrial Buildings | Standard | FALSE | [9 empty] | 41635 | Not Yet Verified | Not Yet Verified | NotYetVerified |  | 3 | 10070.4 | 103.7 | 97.1 | 10.2 | 0.99 | 5276 | 77.4
P000002VQ | Acuity Brands Lighting | Lithonia Lighting | IBL 9L ND SD125 XX LP750 DLC | Indoor Luminaires | High-Bay | High-Bay Luminaires for Commercial and Industrial Buildings | Standard | FALSE | [9 empty] | 41635 | Not Yet Verified | Not Yet Verified | NotYetVerified |  | 3 | 9301 | 96.2 | 96.7 | 10.2 | 0.99 | 5276 | 77.4
P000002VO | Acuity Brands Lighting | Lithonia Lighting | IBL 9L WD SD125 XX LP750 DLC | Indoor Luminaires | High-Bay | High-Bay Luminaires for Commercial and Industrial Buildings | Standard | FALSE | [9 empty] | 41635 | Not Yet Verified | Not Yet Verified | NotYetVerified |  | 3 | 8715.5 | 89.7 | 87.2 | 10.2 | 0.99 | 5276 | 77.4
P000002VL | Acuity Brands Lighting | Lithonia Lighting | IBL 9L WD SD125 XX LP740 DLC | Indoor Luminaires | High-Bay | High-Bay Luminaires for Commercial and Industrial Buildings | Standard | FALSE | [9 empty] | 41635 | Not Yet Verified | Not Yet Verified | NotYetVerified |  | 3 | 8677.7 | 89.3 | 97.2 | 10.2 | 0.99 | 4168 | 74.2
P000002VK | Acuity Brands Lighting | Lithonia Lighting | IBL 9L WD XX LP740 DLC | Indoor Luminaires | High-Bay | High-Bay Luminaires for Commercial and Industrial Buildings | Standard | FALSE | [9 empty] | 41635 | Not Yet Verified | Not Yet Verified | NotYetVerified |  | 3 | 10263.1 | 105.3 | 97.5 | 10.2 | 0.99 | 4111 | 74
P000002VM | Acuity Brands Lighting | Lithonia Lighting | IBL 9L ND XX LP740 DLC | Indoor Luminaires | High-Bay | High-Bay Luminaires for Commercial and Industrial Buildings | Standard | FALSE | [9 empty] | 41635 | Not Yet Verified | Not Yet Verified | NotYetVerified |  | 3 | 10026.8 | 103.3 | 97.1 | 10.2 | 0.99 | 4105 | 73.9
P00001BBI | TRASTAR | Duralight | JXM-ST-HB | Indoor Luminaires | High-Bay | High-Bay Luminaires for Commercial and Industrial Buildings | Standard | TRUE | 13550 | 85.5 | 158.6 | 20 | 0.991 | 5340 | 72.6 | 5 | 60000 | 41634 |  |  | NotYetVerified |  | 3 | 13500 | 90 | 150 |  | 0.9 | 5580
P00001HJ0 | E2 Lighting International Inc. | E2 Lighting | E2-HIBAY-150W-347 | Indoor Luminaires | High-Bay | High-Bay Luminaires for Commercial and Industrial Buildings | Standard | TRUE | 11113 | 77.82 | 142.8 | 17.29 | 0.9775 | 4215 | 81.6 | 5 | 36000 | 41631 |  |  | NotYetVerified |  | 3 | 13100 | 90 | 150 |  | 0.95 | 5500 | 70
P00001DTE | Voltech International Inc. | Technilight | TLHB300101V1 | Indoor Luminaires | High-Bay | High-Bay Luminaires for Commercial and Industrial Buildings | Standard | TRUE | 26091 | 87.8 | 297.1 | 8.26 | 0.9588 | 5966 | 70 | 5 | 50000 | 41631 |  |  | NotYetVerified |  | 3 | 22000 | 82 | 310 |  | 0.95 |  | 75
P00001DTG | Voltech International Inc. | Technilight | TLHB200101V2 | Indoor Luminaires | High-Bay | High-Bay Luminaires for Commercial and Industrial Buildings | Standard | TRUE | 18201 | 88.7 | 205.2 | 12.46 | 0.948 | 5974 | 69 | 5 | 50000 | 41631 |  |  | NotYetVerified |  | 3 | 17000 | 80 | 210 |  | 0.95 |  | 75
P00001HJ1 | E2 Lighting International Inc. | E2 Lighting | E2-HIBAY-150W | Indoor Luminaires | High-Bay | High-Bay Luminaires for Commercial and Industrial Buildings | Standard | TRUE | 11952 | 84.01 | 142.28 | 12.04 | 0.9477 | 5028 | 73 | 5 | 303000 | 41631 |  |  | NotYetVerified |  | 3 | 13100 | 90 | 150 |  | 0.95 | 5500 | 70
P00001HJ2 | E2 Lighting International Inc. | E2 Lighting | E2-HIBAY-200W | Indoor Luminaires | High-Bay | High-Bay Luminaires for Commercial and Industrial Buildings | Standard | TRUE | 16642 | 81.06 | 205.3 | 14.16 | 0.9469 | 5468 | 75 | 5 | 109000 | 41631 |  |  | NotYetVerified |  | 3 | 17500 | 90 | 200 |  | 0.95 | 5500 | 70
P00001DTD | Voltech International Inc. | Technilight | TLHB300101V2 | Indoor Luminaires | High-Bay | High-Bay Luminaires for Commercial and Industrial Buildings | Standard | TRUE | 26967 | 85.5 | 315.5 | 9.96 | 0.9442 | 5947 | 69 | 5 | 50000 | 41631 |  |  | NotYetVerified |  | 3 | 22000 | 80 | 320 |  | 0.95 |  | 75
P00001HFJ | Mobern Lighting Co | Mobern Lighting Co | VW4LB-LED84UDMV11SF40 | Indoor Luminaires | High-Bay | Low-Bay Luminaires for Commercial and Industrial Buildings | Standard | TRUE | 8710 | 103.82 | 83.892 | 19.26 | 0.9167 | 4091 | 82.51 | 5 | 35000 | 41631 |  |  | NotYetVerified |  | 3 | 8670 | 103 | 84 |  |  | 4000 | 80
P00001HFI | Mobern Lighting Co | Mobern Lighting Co | VW4LB-LED84UDMV11RF40 | Indoor Luminaires | High-Bay | Low-Bay Luminaires for Commercial and Industrial Buildings | Standard | TRUE | 8110 | 96.79 | 83.792 | 19.261 | 0.9167 | 4110 | 82.76 | 5 | 35000 | 41631 |  |  | NotYetVerified |  | 3 | 8083 | 96 | 84 |  |  | 4000 | 80
P000018UG | Sensity Systems Inc. | Sensity Systems Inc. | CL-5SS-1P-50-HO-HB-UAC | Indoor Luminaires | High-Bay | High-Bay Luminaires for Commercial and Industrial Buildings | Standard | TRUE | 11954.09 | 90 | 132.19 | 23 | 0.91 | 5176 | 73 | 5 | 45000 | 41631 |  |  | NotYetVerified |  | 3 | 12000 |  | 132 |  | 0.9 | 5000 | 70
P000018UH | Sensity Systems Inc. | Sensity Systems Inc. | CL-64A-1P-50-HO-HB-UAC | Indoor Luminaires | High-Bay | High-Bay Luminaires for Commercial and Industrial Buildings | Standard | TRUE | 10815.15 | 81 | 133.46 | 23 | 0.91 | 5208 | 73 | 5 | 45000 | 41631 |  |  | NotYetVerified |  | 3 | 10800 |  | 132 |  | 0.9 | 5000 | 70
P00001DTF | Voltech International Inc. | Technilight | TLHB240101V2 | Indoor Luminaires | High-Bay | High-Bay Luminaires for Commercial and Industrial Buildings | Standard | TRUE | 20684 | 85.8 | 241 | 12.96 | 0.8978 | 5929 | 69 | 5 | 50000 | 41631 |  |  | NotYetVerified |  | 3 | 19000 | 85 | 245 |  | 0.95 |  | 75
P00000OMW | Cree Inc. | Cree CXB High Bay | CXB-23L-40K-U-x-xx | Indoor Luminaires | High-Bay | High-Bay Luminaires for Commercial and Industrial Buildings | Standard | TRUE | 25324 | 110.68 | 228.8 | 15.1 | 0.97 | 4053 | 71 | 10 | 50000 | 41628 |  |  | NotYetVerified |  | 3 | 25324 | 110.68 | 228.8 | 15 | 0.97 | 4000 | 70
P00000R0D | Energy Solutions International | ESI | F-22VH-L2H-50-Y | Indoor Luminaires | High-Bay | High-Bay Luminaires for Commercial and Industrial Buildings | Standard | TRUE | 10200 | 83.52 | 122.13 | 7.6 | 0.99 | 5148 | 84.61 | 5 | 50000 | 41627 |  |  | NotYetVerified |  | 3 | 10200 | 83.52 | 122 | 7.6 | 0.99 | 5000 | 85
P00001EHB | Pozeen LED LTD | Pozeen | HBMC150HU40K123L | Indoor Luminaires | High-Bay | High-Bay Luminaires for Commercial and Industrial Buildings | Standard | TRUE | 12302 | 81.19 | 151.52 | 10.13 | 0.952 | 4905 | 80 | 5 | 36300 | 41627 |  |  | NotYetVerified |  | 3 | [5 empty] | 4700
P00001EH8 | Pozeen LED LTD | Pozeen | HBMC200HU40K158L | Indoor Luminaires | High-Bay | High-Bay Luminaires for Commercial and Industrial Buildings | Standard | TRUE | 15795 | 79.51 | 198.66 | 17.83 | 0.946 | 5084 | 78 | 5 | 50000 | 41627 |  |  | NotYetVerified |  | 3 |  |  |  |  | 0.95 | 4700
P00000Q4M | Dialight | Safesite | HBDGCMN | Indoor Luminaires | High-Bay | High-Bay Luminaires for Commercial and Industrial Buildings | Standard | TRUE | 16698 | 91.2 | 183.1 | 7.99 | 0.95 | 5064 | 76.7 | 5 | 35000 | 41626 |  |  | NotYetVerified |  | 3 | 17000 | 94 | 180 |  | 0.9 | 5000 | 70
P00000Q4K | Dialight | Durosite | HLGC5KN10YR | Indoor Luminaires | High-Bay | High-Bay Luminaires for Commercial and Industrial Buildings | Standard | TRUE | 22807 | 78.94 | 288.9 | 9.18 | 0.946 | 5461 | 76 | 5 | 100000 | 41626 |  |  | NotYetVerified |  | 3 | 25000 | 92 | 270 |  | 0.9 | 5000 | 70
P00000WJT | Illumitex Inc. | Illumitex | CHB-5024DWUXXXXXXXX | Indoor Luminaires | High-Bay | High-Bay Luminaires for Commercial and Industrial Buildings | Standard | TRUE | 17207 | 80 | 215.1 | 10.53 | 0.94 | 3902 | 72.3 | 5 | 35000 | 41626 |  |  | NotYetVerified |  | 3 |  |  |  |  | 0.9 | 4000
P00001GB4 | Elecluz Industrial Co. | deledz | DEF90-3000K | Indoor Luminaires | High-Bay | Low-Bay Luminaires for Commercial and Industrial Buildings | Standard | TRUE | 7641.1 | 86.15 | 88.69 | 17.53 | 0.91 | 3108 | 85.6 | 5 | 50000 | 41626 |  |  | NotYetVerified |  | 3 |  | 83.38 | 90 | 19.85 | 0.9 | 3000 | 85.5
P00001GB9 | Elecluz Industrial Co. | deledz | DEF90-5700K | Indoor Luminaires | High-Bay | Low-Bay Luminaires for Commercial and Industrial Buildings | Standard | FALSE | [9 empty] | 41626 |  |  | NotYetVerified |  | 3 | 8100 | 83.38 | 90 | 19.85 | 0.9 | 5700 | 85.5
P00001GB8 | Elecluz Industrial Co. | deledz | DEF90-5000K | Indoor Luminaires | High-Bay | Low-Bay Luminaires for Commercial and Industrial Buildings | Standard | FALSE | [9 empty] | 41626 |  |  | NotYetVerified |  | 3 | 8100 | 83.38 | 90 | 19.85 | 0.9 | 5000 | 85.5
P00001GB7 | Elecluz Industrial Co. | deledz | DEF90-4500K | Indoor Luminaires | High-Bay | Low-Bay Luminaires for Commercial and Industrial Buildings | Standard | FALSE | [9 empty] | 41626 |  |  | NotYetVerified |  | 3 | 8100 | 83.38 | 90 | 19.85 | 0.9 | 4500 | 85.5
P00001GB6 | Elecluz Industrial Co. | deledz | DEF90-4000K | Indoor Luminaires | High-Bay | Low-Bay Luminaires for Commercial and Industrial Buildings | Standard | FALSE | [9 empty] | 41626 |  |  | NotYetVerified |  | 3 | 8100 | 83.38 | 90 | 19.85 | 0.9 | 4000 | 85.5
P00001GB5 | Elecluz Industrial Co. | deledz | DEF90-3500K | Indoor Luminaires | High-Bay | Low-Bay Luminaires for Commercial and Industrial Buildings | Standard | FALSE | [9 empty] | 41626 |  |  | NotYetVerified |  | 3 | 8100 | 83.38 | 90 | 19.85 | 0.9 | 3500 | 85.5
P00000R3F | ESL Vision | ESL Vision LLC | ESL-HBE-60 | Indoor Luminaires | High-Bay | Low-Bay Luminaires for Commercial and Industrial Buildings | Standard | TRUE | 5591 | 89.6 | 62.4 | 16.53 | 0.9794 | 4935 | 70.6 | 5 | 50000 | 41625 |  |  | NotYetVerified |  | 3 | 4200 | 82 | 52 |  | 0.95 | 4500 | 70
P00000R3C | ESL Vision | ESL Vision LLC | ESL-HBE-200 | Indoor Luminaires | High-Bay | High-Bay Luminaires for Commercial and Industrial Buildings | Standard | TRUE | 17391 | 83.64 | 207.9 | 10.34 | 0.97 | 5386 | 75.2 | 5 | 50000 | 41625 |  |  | NotYetVerified |  | 3 | 16700 | 82 | 205 |  | 0.95 | 4500 | 70
P00000R3E | ESL Vision | ESL Vision LLC | ESL-HBE-130 | Indoor Luminaires | High-Bay | High-Bay Luminaires for Commercial and Industrial Buildings | Standard | TRUE | 11427 | 86.14 | 132.7 | 14.77 | 0.96 | 5347 | 72.4 | 5 | 50000 | 41625 |  |  | NotYetVerified |  | 3 | 9800 | 82 | 120 |  | 0.95 | 4500 | 70
P00000R3B | ESL Vision | ESL Vision LLC | ESL-HBE-310 | Indoor Luminaires | High-Bay | High-Bay Luminaires for Commercial and Industrial Buildings | Standard | TRUE | 25817 | 82.21 | 314 | 15.51 | 0.9529 | 5110 | 72.6 | 5 | 50000 | 41625 |  |  | NotYetVerified |  | 3 | 25000 | 82 | 307 |  | 0.95 | 4500 | 70
P00000R3D | ESL Vision | ESL Vision LLC | ESL-HBE-465 | Indoor Luminaires | High-Bay | High-Bay Luminaires for Commercial and Industrial Buildings | Standard | TRUE | 43057 | 92.34 | 466.3 | 13.08 | 0.9515 | 5406 | 72.4 | 5 | 50000 | 41625 |  |  | NotYetVerified |  | 3 | 37700 | 82 | 424 |  | 0.95 | 4500 | 70
P00000R3A | ESL Vision | ESL Vision LLC | ESL-HBE-150 | Indoor Luminaires | High-Bay | High-Bay Luminaires for Commercial and Industrial Buildings | Standard | TRUE | 13483 | 89.22 | 151.1 | 12.71 | 0.9496 | 5399 | 72.8 | 5 | 50000 | 41625 |  |  | NotYetVerified |  | 3 | 12500 | 82 | 154 |  | 0.95 | 4500 | 70
P00001HGG | Norman Lamps Inc. | Norman | LED-50-130P | Indoor Luminaires | High-Bay | High-Bay Luminaires for Commercial and Industrial Buildings | Standard | TRUE | 11836.5 | 87.5 | 135.2 | 12.6 | 0.92 | 5608 | 73.3 | 5 | 50000 | 41625 |  |  | NotYetVerified |  | 3 | 12000 | 100 | 120 |  | 0.95 | 5500 | 70
P00001HGF | Norman Lamps Inc. | Norman | LED-40-130P | Indoor Luminaires | High-Bay | High-Bay Luminaires for Commercial and Industrial Buildings | Standard | TRUE | 9376.9 | 86 | 109 | 14.8 | 0.914 | 5526 | 72 | 5 | 50000 | 41625 |  |  | NotYetVerified |  | 3 | 9000 | 100 | 100 |  | 0.95 | 5500 | 70
P00000WY3 | Innovative Lighting LLC | Innovative Lighting | 785-6*24-4[120-240V ONLY] | Indoor Luminaires | High-Bay | Low-Bay Luminaires for Commercial and Industrial Buildings | Standard | TRUE | 6772 | 103 | 64.49 | 14.2 | 0.89 | 4049 | 86.4 | 5 | 120000 | 41625 |  |  | NotYetVerified |  | 3 | 6770 | 103 | 65.5 | 3.36 | 0.99 | 4000 | 86.4
P00000WY4 | Innovative Lighting LLC | Innovative Lighting | 785-6*26-4 | Indoor Luminaires | High-Bay | High-Bay Luminaires for Commercial and Industrial Buildings | Standard | TRUE | 10180 | 102 | 99.46 | 20.2 | 0.87 | 4051 | 86.4 | 5 | 120000 | 41625 |  |  | NotYetVerified |  | 3 | 10180 | 102 | 99.5 | 15.8 | 0.98 | 4000 | 86.4
P000010XT | MaxLite Inc | MaxLite | BLHT250USD4820 | Indoor Luminaires | High-Bay | High-Bay Luminaires for Commercial and Industrial Buildings | Standard | TRUE | 23920 | 92.05 | 259.87 | 15.25 | 0.95 | 5894 | 87 | 5 | 47000 | 41621 |  |  | NotYetVerified |  | 3 | 21890 | 88 | 250 |  | 0.95 | 5500 | 70
P00001GQM | Spectrum Lighting | Spectrum Lighting | PRDDH22LEDGV144W40KE1/PR22 | Indoor Luminaires | High-Bay | High-Bay Luminaires for Commercial and Industrial Buildings | Standard | TRUE | 12409 | 84.7 | 146.5 | 13.7 | 0.925 | 4122 | 83.8 | 5 | 50000 | 41621 |  |  | NotYetVerified |  | 3 | 18000 |  | 144 |  |  | 4000
PH91HW4T | Eaton's Crouse-Hinds Business | Champ | [VMV/PVM]11L[ /2A/3A/2B/3B/2HA]R3/[UNV1/UNV34] | Indoor Luminaires | High-Bay | Low-Bay Luminaires for Commercial and Industrial Buildings | Standard | TRUE | 10503 | 92.5 | 113.7 | 15.6 | 0.978 | 5143 | 74.3 | 5 |  | 41620 |  |  | NotYetVerified |  | 3 | 10660 | 93.8 | 113.6 | 14.8 | 0.986 | 5143 | 74.3
P4FF4DG3 | Eaton's Crouse-Hinds Business | Champ | [VMV/PVM]5L[ /2C/3C]R1[A/B]/[UNV1/UNV34] | Indoor Luminaires | High-Bay | Low-Bay Luminaires for Commercial and Industrial Buildings | Standard | TRUE | 4849 | 114.9 | 42.24 | 15.6 | 0.978 | 4977 | 74.1 | 5 |  | 41620 |  |  | NotYetVerified |  | 3 | 5045 | 119 | 42.2 | 15.6 | 0.978 | 4977 | 74.1
PYQNX1SC | Eaton's Crouse-Hinds Business | Champ | [VMV/PVM]11L[ /2C/3C]R1[A/B]/[UNV1/UNV34] | Indoor Luminaires | High-Bay | Low-Bay Luminaires for Commercial and Industrial Buildings | Standard | FALSE | [9 empty] | 41620 |  |  | NotYetVerified |  | 3 | 10730 | 94.1 | 114 | 14.8 | 0.986 | 5179 | 74.6
P619FFJW | Eaton's Crouse-Hinds Business | Champ | [VMV/PVM]11L[ /2A/3A/2B/3B/2HA]R1/[UNV1/UNV34] | Indoor Luminaires | High-Bay | Low-Bay Luminaires for Commercial and Industrial Buildings | Standard | FALSE | [9 empty] | 41620 |  |  | NotYetVerified |  | 3 | 10730 | 94.1 | 114 | 14.8 | 0.986 | 5179 | 74.6
P89NRUM2 | Eaton's Crouse-Hinds Business | Champ | [VMV/PVM]11L[ /2C/3C]R3[A1/A2/B1/B2]/[UNV1/UNV34] | Indoor Luminaires | High-Bay | Low-Bay Luminaires for Commercial and Industrial Buildings | Standard | FALSE | [9 empty] | 41620 |  |  | NotYetVerified |  | 3 | 10660 | 93.8 | 113.6 | 14.8 | 0.986 | 5143 | 74.3
PKVVJMFH | Eaton's Crouse-Hinds Business | Champ | [VMV/PVM]9L[ /2A/3A/2B/3B/2HA]R1/[UNV1/UNV34] | Indoor Luminaires | High-Bay | Low-Bay Luminaires for Commercial and Industrial Buildings | Standard | FALSE | [9 empty] | 41620 |  |  | NotYetVerified |  | 3 | 8823 | 103 | 85.38 | 14.3 | 0.977 | 5096 | 74.1
PGMH121V | Eaton's Crouse-Hinds Business | Champ | [VMV/PVM]9L[ /2C/3C]R1[A/B]/[UNV1/UNV34] | Indoor Luminaires | High-Bay | Low-Bay Luminaires for Commercial and Industrial Buildings | Standard | FALSE | [9 empty] | 41620 |  |  | NotYetVerified |  | 3 | 8823 | 103 | 85.38 | 14.3 | 0.977 | 5096 | 74.1
PS5Z314K | Eaton's Crouse-Hinds Business | Champ | [VMV/PVM]11L[ /2A/2B/3A/3B/2HA/2C/3C]/[UNV1/UNV34] | Indoor Luminaires | High-Bay | High-Bay Luminaires for Commercial and Industrial Buildings | Standard | FALSE | [9 empty] | 41620 |  |  | NotYetVerified |  | 3 | 11440 | 101 | 113.4 | 14.8 | 0.986 | 5024 | 73.7
PUM17YQ2 | Eaton's Crouse-Hinds Business | Champ | [VMV/PVM]9L[ /2C/3C]R3[A1/A2/B1/B2]/[UNV1/UNV34] | Indoor Luminaires | High-Bay | Low-Bay Luminaires for Commercial and Industrial Buildings | Standard | FALSE | [9 empty] | 41620 |  |  | NotYetVerified |  | 3 | 8618 | 102 | 84.83 | 14.3 | 0.977 | 5013 | 73.7
PH1A6A1Q | Eaton's Crouse-Hinds Business | Champ | [VMV/PVM]9L[ /2A/3A/2B/3B/2HA]R3/[UNV1/UNV34] | Indoor Luminaires | High-Bay | Low-Bay Luminaires for Commercial and Industrial Buildings | Standard | FALSE | [9 empty] | 41620 |  |  | NotYetVerified |  | 3 | 8618 | 102 | 84.83 | 14.3 | 0.977 | 5013 | 73.7
PMNFFA3M | Eaton's Crouse-Hinds Business | Champ | [VMV/PVM]5L[ /2A/3A/2B/3B/2HA]R1/[UNV1/UNV34] | Indoor Luminaires | High-Bay | Low-Bay Luminaires for Commercial and Industrial Buildings | Standard | FALSE | [9 empty] | 41620 |  |  | NotYetVerified |  | 3 | 5045 | 119 | 42.2 | 15.6 | 0.978 | 4977 | 74.1
PKZ9HSK2 | Eaton's Crouse-Hinds Business | Champ | [VMV/PVM]9L[ /2A/2B/3A/3B/2HA/2C/3C]/[UNV1/UNV34] | Indoor Luminaires | High-Bay | Low-Bay Luminaires for Commercial and Industrial Buildings | Standard | FALSE | [9 empty] | 41620 |  |  | NotYetVerified |  | 3 | 9266 | 109 | 84.94 | 14.3 | 0.977 | 4946 | 73.6
PHU94MES | Eaton's Crouse-Hinds Business | Champ | [VMV/PVM]7L[ /2A/3A/2B/3B/2HA]R1/[UNV1/UNV34] | Indoor Luminaires | High-Bay | Low-Bay Luminaires for Commercial and Industrial Buildings | Standard | FALSE | [9 empty] | 41620 |  |  | NotYetVerified |  | 3 | 6365 | 115 | 55.29 | 15 | 0.985 | 4937 | 73.8
PCF47JAV | Eaton's Crouse-Hinds Business | Champ | [VMV/PVM]7L[ /2C/3C]R1[A/B]/[UNV1/UNV34] | Indoor Luminaires | High-Bay | Low-Bay Luminaires for Commercial and Industrial Buildings | Standard | FALSE | [9 empty] | 41620 |  |  | NotYetVerified |  | 3 | 6365 | 115 | 55.29 | 15 | 0.985 | 4937 | 73.8
PWRMHSMS | Eaton's Crouse-Hinds Business | Champ | [VMV/PVM]7L[ /2A/3A/2B/3B/2HA]R3/[UNV1/UNV34] | Indoor Luminaires | High-Bay | Low-Bay Luminaires for Commercial and Industrial Buildings | Standard | FALSE | [9 empty] | 41620 |  |  | NotYetVerified |  | 3 | 6182 | 111 | 55.59 | 15 | 0.985 | 4904 | 73.6
P3AXDPSB | Eaton's Crouse-Hinds Business | Champ | [VMV/PVM]7L[ /2C/3C]R3[A1/A2/B1/B2]/[UNV1/UNV34] | Indoor Luminaires | High-Bay | Low-Bay Luminaires for Commercial and Industrial Buildings | Standard | FALSE | [9 empty] | 41620 |  |  | NotYetVerified |  | 3 | 6182 | 111 | 55.59 | 15 | 0.985 | 4904 | 73.6
PFYBHNNH | Eaton's Crouse-Hinds Business | Champ | [VMV/PVM]7L[ /2A/2B/3A/3B/2HA/2C/3C]/[UNV1/UNV34] | Indoor Luminaires | High-Bay | Low-Bay Luminaires for Commercial and Industrial Buildings | Standard | FALSE | [9 empty] | 41620 |  |  | NotYetVerified |  | 3 | 6616 | 120 | 55.25 | 15 | 0.985 | 4842 | 73.2
P95UQVSY | Eaton's Crouse-Hinds Business | Champ | [VMV/PVM]5L[ /2A/2B/3A/3B/2HA/2C/3C]/[UNV1/UNV34] | Indoor Luminaires | High-Bay | Low-Bay Luminaires for Commercial and Industrial Buildings | Standard | FALSE | [9 empty] | 41620 |  |  | NotYetVerified |  | 3 | 5335 | 126 | 42.2 | 15.6 | 0.978 | 4826 | 73.5
P00001BW8 | Vision Engineering | VHB2 Series | VHB2-120-277-40K-90D | Indoor Luminaires | High-Bay | High-Bay Luminaires for Commercial and Industrial Buildings | Standard | TRUE | 11171 | 97 | 114.86 | 8 | 0.97 | 4023 | 73 | 5 | 100000 | 41619 |  |  | NotYetVerified |  | 3 |  |  | 120 |  |  | 4000
P00000Q0P | Delviro | Delviro Energy | ZENLB415KM(SC)O | Indoor Luminaires | High-Bay | Low-Bay Luminaires for Commercial and Industrial Buildings | Standard | TRUE | 5218 | 84.78 | 61.55 | 9.09 | 0.986 | 5583 | 90.3 | 5 | 50000 | 41618 |  |  | NotYetVerified |  | 3
P00001H8U | Shenzhen Botanica Lighting Co | Botanica Lighting | BL-HB-200-57K | Indoor Luminaires | High-Bay | High-Bay Luminaires for Commercial and Industrial Buildings | Standard | TRUE | 17936 | 81.31 | 220.6 | 13.7 | 0.946 | 5883 | 77.9 | 5 | 50000 | 41618 |  |  | NotYetVerified |  | 3 | 18000 | 82 | 220 |  | 0.9 | 5700 | 70
P00001H90 | Shenzhen Botanica Lighting Co | Botanica Lighting | BL-HB-400-50K | Indoor Luminaires | High-Bay | High-Bay Luminaires for Commercial and Industrial Buildings | Standard | TRUE | 39022 | 88.17 | 442.6 | 13.5 | 0.945 | 5189 | 71.5 | 5 | 50000 | 41618 |  |  | NotYetVerified |  | 3 | 35000 | 100 |  |  | 0.9 | 5000
P000010UY | Maxgreen LED Ltd. | Maxgreen LED | MG-MFL-150W | Indoor Luminaires | High-Bay | High-Bay Luminaires for Commercial and Industrial Buildings | Standard | TRUE | 13058.7 | 86.5 | 151 | 13.37 | 0.94 | 5700 | 75.4 | 5 |  | 41618 |  |  | NotYetVerified |  | 3 | 13058.7 | 86.5 | 151 | 6.64 | 0.9 | 5700 | 75.4
P00001H91 | Shenzhen Botanica Lighting Co | Botanica Lighting | BL-HB-150-57K | Indoor Luminaires | High-Bay | High-Bay Luminaires for Commercial and Industrial Buildings | Standard | TRUE | 14303 | 84.63 | 169 | 12.5 | 0.94 | 5511 | 73.3 | 5 | 50000 | 41618 |  |  | NotYetVerified |  | 3 | 13000 | 100 | 165 |  | 0.9 | 5700
P000010UZ | Maxgreen LED Ltd. | Maxgreen LED | MG-MFL-120W | Indoor Luminaires | High-Bay | High-Bay Luminaires for Commercial and Industrial Buildings | Standard | TRUE | 10800.9 | 92.32 | 117 | 16.12 | 0.93 | 5660 | 74.7 | 5 |  | 41618 |  |  | NotYetVerified |  | 3 | 10800.9 | 92.32 | 117 | 8.48 | 0.9 | 5660 | 74.7
P0000105B | LSI Industries | High Bay | XHB3 S LED 128 350MA CW UE WHT [All Voltages] | Indoor Luminaires | High-Bay | High-Bay Luminaires for Commercial and Industrial Buildings | Standard | TRUE | 11991 | 81.8 | 136.9 | 14.5 | 0.908 | 5255 | 74 | 5 | 60000 | 41618 |  |  | NotYetVerified |  | 3 | 11900 |  | 146 |  |  | 5000 | 70
P00001EE9 | Meteor Lighting - ILOS Corporation | Meteor Lighting | CS-195-CW | Indoor Luminaires | High-Bay | High-Bay Luminaires for Commercial and Industrial Buildings | Standard | TRUE | 19043.02 | 109.95 | 173.2 | 11.33 | 0.946 | 5620 | 72.2 | 5 | 60000 | 41617 |  |  | NotYetVerified |  | 3 |  | 91.3 | 195 |  | 0.9 | 5000 | 85
P00001HBS | Foxconn Technology Pte. Ltd. | FOXCONN | 101-P2 | Indoor Luminaires | High-Bay | Low-Bay Luminaires for Commercial and Industrial Buildings | Standard | TRUE | 7174.9 | 86.9 | 82.56 | 16 | 0.938 | 5236 | 80.3 | 5 | 35000 | 41617 |  |  | NotYetVerified |  | 3 | 8000 | 94 | 85 |  | 0.93 | 5000 | 70
P00001EE8 | Meteor Lighting - ILOS Corporation | Meteor Lighting | CS-145-CW | Indoor Luminaires | High-Bay | High-Bay Luminaires for Commercial and Industrial Buildings | Standard | TRUE | 14538.52 | 109.81 | 132.4 | 13.7 | 0.93 | 5654 | 71.2 | 5 | 60000 | 41617 |  |  | NotYetVerified |  | 3 |  | 92.1 | 145 |  | 0.9 | 5000 | 85
P00001HBR | Foxconn Technology Pte. Ltd. | FOXCONN | 101-P1 | Indoor Luminaires | High-Bay | High-Bay Luminaires for Commercial and Industrial Buildings | Standard | TRUE | 10296 | 97.31 | 105.7 | 9.5 | 0.92 | 5084 | 68.7 | 5 | 35000 | 41617 |  |  | NotYetVerified |  | 3 | 11000 | 97.31 | 110 |  | 0.9 | 5000 | 70
P00001EE7 | Meteor Lighting - ILOS Corporation | Meteor Lighting | CS-115-CW | Indoor Luminaires | High-Bay | High-Bay Luminaires for Commercial and Industrial Buildings | Standard | TRUE | 12531.33 | 117.22 | 106.9 | 16.44 | 0.9 | 5589 | 71.1 | 5 | 60000 | 41617 |  |  | NotYetVerified |  | 3 |  | 90.3 | 115 |  | 0.9 | 5000 | 85
P00001DYM | XtraLight Manufacturing Ltd. | XtraLight | WDLLED206140X5XUIN2XFRXXWH (ALL HOUSING COLORS) | Indoor Luminaires | High-Bay | High-Bay Luminaires for Commercial and Industrial Buildings | Standard | TRUE | 10811.1 | 80 | 134.09 | 9 | 0.94 | 5699 | 75 | 5 | 50000 | 41610 |  |  | NotYetVerified |  | 3 | 13493 | 100 | 135.6 |  |  | 5200
P00001H8N | Hengdian Group Tospo Lighting Co.Ltd | TOSPO | TPF2-GA018 18Ã?LED-80-/CW-ETL | Indoor Luminaires | High-Bay | High-Bay Luminaires for Commercial and Industrial Buildings | Standard | TRUE | 13583 | 85.1 | 159.7 | 11.58 | 0.94 | 5043 | 76.8 | 5 |  | 41610 |  |  | NotYetVerified |  | 3 |  |  | 150 |  | 0.95 | 5000
P00001H6Z | Optimal LED | Optimal LED | HBD1N15010W50BGC-47 | Indoor Luminaires | High-Bay | High-Bay Luminaires for Commercial and Industrial Buildings | Standard | TRUE | 12302 | 81.19 | 151.52 | 10.13 | 0.952 | 4905 | 80 | 5 | 50000 | 41605 |  |  | NotYetVerified |  | 3 |  |  | 150 |  |  | 4700
P00001H6W | Optimal LED | Optimal LED | HBD1N20010W50BGC-47 | Indoor Luminaires | High-Bay | High-Bay Luminaires for Commercial and Industrial Buildings | Standard | TRUE | 15795 | 79.51 | 198.66 | 17.83 | 0.946 | 5084 | 78 | 5 | 50000 | 41605 |  |  | NotYetVerified |  | 3 | 16000 | 80 | 200 |  | 0.95 | 4700 | 80
P00000YGW | Kenall Lighting | Kenall Lighting | HBMO26-ww-5S-DTA-xx-300L40K-DV-zz | Indoor Luminaires | High-Bay | High-Bay Luminaires for Commercial and Industrial Buildings | Standard | TRUE | 26761.03 | 79.05 | 338.55 | 21.68 | 0.937 | 4090 | 70.2 | 10 | 70000 | 41605 |  |  | NotYetVerified |  | 3 | 26761 | 78.7 | 340 | 21.68 | 0.934 | 4031 | 73
P00000YH7 | Kenall Lighting | Kenall Lighting | HBMA26-tt-5N-FTA-ww-100L40KH-DV-zz | Indoor Luminaires | High-Bay | High-Bay Luminaires for Commercial and Industrial Buildings | Standard | TRUE | 9159.57 | 83.54 | 109.65 | 21.44 | 0.926 | 4042 | 83.6 | 10 | 70000 | 41605 |  |  | NotYetVerified |  | 3 | 9159.6 | 83.5 | 109.65 | 21.44 | 0.926 | 4042 | 83.6
P00000YH8 | Kenall Lighting | Kenall Lighting | HBMA26-tt-5N-FTA-ww-216L40K-DV-zz | Indoor Luminaires | High-Bay | High-Bay Luminaires for Commercial and Industrial Buildings | Standard | TRUE | 18147.77 | 79.8 | 227.42 | 21.44 | 0.926 | 4091 | 68.2 | 10 | 70000 | 41605 |  |  | NotYetVerified |  | 3 | 18147.8 | 79.8 | 227.42 | 21.44 | 0.926 | 4013 | 68.4
P00001H6Y | Optimal LED | Optimal LED | HBD1N20010W55-47 | Indoor Luminaires | High-Bay | High-Bay Luminaires for Commercial and Industrial Buildings | Standard | FALSE | [9 empty] | 41605 |  |  | NotYetVerified |  | 3 | 16000 | 80 | 200 |  | 0.95 | 5500 | 80
P00001H6X | Optimal LED | Optimal LED | HBD1N20010W50-47 | Indoor Luminaires | High-Bay | High-Bay Luminaires for Commercial and Industrial Buildings | Standard | FALSE | [9 empty] | 41605 |  |  | NotYetVerified |  | 3 | 16000 | 80 | 200 |  | 0.95 | 5000 | 80
P00000YH6 | Kenall Lighting | Kenall Lighting | HBMO26-ww-5N-DTA-xx-408L57K-DV-zz | Indoor Luminaires | High-Bay | High-Bay Luminaires for Commercial and Industrial Buildings | Standard | FALSE | [9 empty] | 41605 |  |  | NotYetVerified |  | 3 | 35549.6 | 79.8867 | 445 | 21.68 | 0.934 | 5736 | 70.2
P00000YH3 | Kenall Lighting | Kenall Lighting | HBMO26-ww-5N-DTA-xx-300L57K-DV-zz | Indoor Luminaires | High-Bay | High-Bay Luminaires for Commercial and Industrial Buildings | Standard | FALSE | [9 empty] | 41605 |  |  | NotYetVerified |  | 3 | 30212 | 88.8588 | 340 | 21.68 | 0.934 | 5580 | 69.6
P00000YH2 | Kenall Lighting | Kenall Lighting | HBMO26-ww-5N-FTA-xx-300L57K-DV-zz | Indoor Luminaires | High-Bay | High-Bay Luminaires for Commercial and Industrial Buildings | Standard | FALSE | [9 empty] | 41605 |  |  | NotYetVerified |  | 3 | 29254.734 | 86.0433 | 340 | 21.68 | 0.934 | 5580 | 69.6
P00000YH4 | Kenall Lighting | Kenall Lighting | HBMO26-ww-5S-DTA-xx-300L57K-DV-zz | Indoor Luminaires | High-Bay | High-Bay Luminaires for Commercial and Industrial Buildings | Standard | FALSE | [9 empty] | 41605 |  |  | NotYetVerified |  | 3 | 28807.885 | 84.7291 | 340 | 21.68 | 0.934 | 5580 | 69.6
P00000YH5 | Kenall Lighting | Kenall Lighting | HBMO26-ww-5N-DTA-xx-408L50K-DV-zz | Indoor Luminaires | High-Bay | High-Bay Luminaires for Commercial and Industrial Buildings | Standard | FALSE | [9 empty] | 41605 |  |  | NotYetVerified |  | 3 | 35731.6 | 80.2957 | 445 | 21.68 | 0.934 | 5480 | 71.2
P00000YH0 | Kenall Lighting | Kenall Lighting | HBMO26-ww-5N-DTA-xx-300L50K-DV-zz | Indoor Luminaires | High-Bay | High-Bay Luminaires for Commercial and Industrial Buildings | Standard | FALSE | [9 empty] | 41605 |  |  | NotYetVerified |  | 3 | 30810.03 | 90.6177 | 340 | 21.68 | 0.934 | 5314 | 71.2
P00000YGZ | Kenall Lighting | Kenall Lighting | HBMO26-ww-5N-FTA-xx-300L50K-DV-zz | Indoor Luminaires | High-Bay | High-Bay Luminaires for Commercial and Industrial Buildings | Standard | FALSE | [9 empty] | 41605 |  |  | NotYetVerified |  | 3 | 29833.816 | 87.7465 | 340 | 21.68 | 0.934 | 5314 | 71.2
P00000YH1 | Kenall Lighting | Kenall Lighting | HBMO26-ww-5S-DTA-xx-300L50K-DV-zz | Indoor Luminaires | High-Bay | High-Bay Luminaires for Commercial and Industrial Buildings | Standard | FALSE | [9 empty] | 41605 |  |  | NotYetVerified |  | 3 | 29378.121 | 86.4062 | 340 | 21.68 | 0.934 | 5314 | 71.2
P00000YHV | Kenall Lighting | Kenall Lighting | HBMA26-tt-5N-DTA-ww-216L50K-DV-zz | Indoor Luminaires | High-Bay | High-Bay Luminaires for Commercial and Industrial Buildings | Standard | FALSE | [9 empty] | 41605 |  |  | NotYetVerified |  | 3 | 20490.14 | 90.0982 | 227.42 | 21.44 | 0.926 | 4854 | 69.4
P00000YHU | Kenall Lighting | Kenall Lighting | HBMA26-tt-5S-DTA-ww-216L50K-DV-zz | Indoor Luminaires | High-Bay | High-Bay Luminaires for Commercial and Industrial Buildings | Standard | FALSE | [9 empty] | 41605 |  |  | NotYetVerified |  | 3 | 19600.559 | 86.1866 | 227.42 | 21.44 | 0.926 | 4854 | 69.4
P00000YHT | Kenall Lighting | Kenall Lighting | HBMA26-tt-5N-FTA-ww-216L50K-DV-zz | Indoor Luminaires | High-Bay | High-Bay Luminaires for Commercial and Industrial Buildings | Standard | FALSE | [9 empty] | 41605 |  |  | NotYetVerified |  | 3 | 19404.154 | 85.323 | 227.42 | 21.44 | 0.926 | 4854 | 69.4
P00000YHQ | Kenall Lighting | Kenall Lighting | HBMA26-tt-5N-DTA-ww-160L50K-DV-zz | Indoor Luminaires | High-Bay | High-Bay Luminaires for Commercial and Industrial Buildings | Standard | FALSE | [9 empty] | 41605 |  |  | NotYetVerified |  | 3 | 16442.566 | 99.8153 | 164.73 | 21.44 | 0.926 | 4854 | 69.4
P00000YHP | Kenall Lighting | Kenall Lighting | HBMA26-tt-5S-DTA-ww-160L50K-DV-zz | Indoor Luminaires | High-Bay | High-Bay Luminaires for Commercial and Industrial Buildings | Standard | FALSE | [9 empty] | 41605 |  |  | NotYetVerified |  | 3 | 15728.711 | 95.4818 | 164.73 | 21.44 | 0.926 | 4854 | 69.4
P00000YHO | Kenall Lighting | Kenall Lighting | HBMA26-tt-5N-FTA-ww-160L50K-DV-zz | Indoor Luminaires | High-Bay | High-Bay Luminaires for Commercial and Industrial Buildings | Standard | FALSE | [9 empty] | 41605 |  |  | NotYetVerified |  | 3 | 15571.104 | 94.525 | 164.73 | 21.44 | 0.926 | 4854 | 69.4
P00000YHN | Kenall Lighting | Kenall Lighting | HBMA26-tt-5S-FTA-ww-160L50K-DV-zz | Indoor Luminaires | High-Bay | High-Bay Luminaires for Commercial and Industrial Buildings | Standard | FALSE | [9 empty] | 41605 |  |  | NotYetVerified |  | 3 | 14724.829 | 89.3877 | 164.73 | 21.44 | 0.926 | 4854 | 69.4
P00000YHI | Kenall Lighting | Kenall Lighting | HBMA26-tt-5N-DTA-ww-100L50K-DV-zz | Indoor Luminaires | High-Bay | High-Bay Luminaires for Commercial and Industrial Buildings | Standard | FALSE | [9 empty] | 41605 |  |  | NotYetVerified |  | 3 | 11670.438 | 109.4993 | 106.58 | 21.44 | 0.926 | 4854 | 69.4
P00000YHH | Kenall Lighting | Kenall Lighting | HBMA26-tt-5S-DTA-ww-100L50K-DV-zz | Indoor Luminaires | High-Bay | High-Bay Luminaires for Commercial and Industrial Buildings | Standard | FALSE | [9 empty] | 41605 |  |  | NotYetVerified |  | 3 | 11163.765 | 104.7454 | 106.58 | 21.44 | 0.926 | 4854 | 69.4
P00000YHG | Kenall Lighting | Kenall Lighting | HBMA26-tt-5N-FTA-ww-100L50K-DV-zz | Indoor Luminaires | High-Bay | High-Bay Luminaires for Commercial and Industrial Buildings | Standard | FALSE | [9 empty] | 41605 |  |  | NotYetVerified |  | 3 | 11051.9 | 103.6958 | 106.58 | 21.44 | 0.926 | 4854 | 69.4
P00000YHF | Kenall Lighting | Kenall Lighting | HBMA26-tt-5S-FTA-ww-100L50K-DV-zz | Indoor Luminaires | High-Bay | High-Bay Luminaires for Commercial and Industrial Buildings | Standard | FALSE | [9 empty] | 41605 |  |  | NotYetVerified |  | 3 | 10451.24 | 98.0601 | 106.58 | 21.44 | 0.926 | 4854 | 69.4
P00000YHA | Kenall Lighting | Kenall Lighting | HBMA26-tt-5N-DTA-ww-100L40KH-DV-zz | Indoor Luminaires | High-Bay | High-Bay Luminaires for Commercial and Industrial Buildings | Standard | FALSE | [9 empty] | 41605 |  |  | NotYetVerified |  | 3 | 9672.205 | 88.2098 | 109.65 | 21.44 | 0.926 | 4042 | 83.6
P00000YH9 | Kenall Lighting | Kenall Lighting | HBMA26-tt-5S-DTA-ww-100L40KH-DV-zz | Indoor Luminaires | High-Bay | High-Bay Luminaires for Commercial and Industrial Buildings | Standard | FALSE | [9 empty] | 41605 |  |  | NotYetVerified |  | 3 | 9252.285 | 84.3802 | 109.65 | 21.44 | 0.926 | 4042 | 83.6
P00000YGY | Kenall Lighting | Kenall Lighting | HBMO26-ww-5N-DTA-xx-300L40K-DV-zz | Indoor Luminaires | High-Bay | High-Bay Luminaires for Commercial and Industrial Buildings | Standard | FALSE | [9 empty] | 41605 |  |  | NotYetVerified |  | 3 | 28065.38 | 82.5452 | 340 | 21.68 | 0.934 | 4031 | 73
P00000YGX | Kenall Lighting | Kenall Lighting | HBMO26-ww-5N-FTA-xx-300L40K-DV-zz | Indoor Luminaires | High-Bay | High-Bay Luminaires for Commercial and Industrial Buildings | Standard | FALSE | [9 empty] | 41605 |  |  | NotYetVerified |  | 3 | 27176.13 | 79.9298 | 340 | 21.68 | 0.934 | 4031 | 73
P00000YHS | Kenall Lighting | Kenall Lighting | HBMA26-tt-5N-DTA-ww-216L40K-DV-zz | Indoor Luminaires | High-Bay | High-Bay Luminaires for Commercial and Industrial Buildings | Standard | FALSE | [9 empty] | 41605 |  |  | NotYetVerified |  | 3 | 19163.441 | 84.2645 | 227.42 | 21.44 | 0.926 | 4013 | 68.4
P00000YHR | Kenall Lighting | Kenall Lighting | HBMA26-tt-5S-DTA-ww-216L40K-DV-zz | Indoor Luminaires | High-Bay | High-Bay Luminaires for Commercial and Industrial Buildings | Standard | FALSE | [9 empty] | 41605 |  |  | NotYetVerified |  | 3 | 18331.457 | 80.6062 | 227.42 | 21.44 | 0.926 | 4013 | 68.4
P00000YHM | Kenall Lighting | Kenall Lighting | HBMA26-tt-5N-DTA-ww-160L40K-DV-zz | Indoor Luminaires | High-Bay | High-Bay Luminaires for Commercial and Industrial Buildings | Standard | FALSE | [9 empty] | 41605 |  |  | NotYetVerified |  | 3 | 15430.717 | 93.6728 | 164.73 | 21.44 | 0.926 | 4013 | 68.4
P00000YHL | Kenall Lighting | Kenall Lighting | HBMA26-tt-5S-DTA-ww-160L40K-DV-zz | Indoor Luminaires | High-Bay | High-Bay Luminaires for Commercial and Industrial Buildings | Standard | FALSE | [9 empty] | 41605 |  |  | NotYetVerified |  | 3 | 14760.79 | 89.606 | 164.73 | 21.44 | 0.926 | 4013 | 68.4
P00000YHK | Kenall Lighting | Kenall Lighting | HBMA26-tt-5N-FTA-ww-160L40K-DV-zz | Indoor Luminaires | High-Bay | High-Bay Luminaires for Commercial and Industrial Buildings | Standard | FALSE | [9 empty] | 41605 |  |  | NotYetVerified |  | 3 | 14612.882 | 88.7081 | 164.73 | 21.44 | 0.926 | 4013 | 68.4
P00000YHJ | Kenall Lighting | Kenall Lighting | HBMA26-tt-5S-FTA-ww-160L40K-DV-zz | Indoor Luminaires | High-Bay | High-Bay Luminaires for Commercial and Industrial Buildings | Standard | FALSE | [9 empty] | 41605 |  |  | NotYetVerified |  | 3 | 13818.686 | 83.8869 | 164.73 | 21.44 | 0.926 | 4013 | 68.4
P00000YHE | Kenall Lighting | Kenall Lighting | HBMA26-tt-5N-DTA-ww-100L40K-DV-zz | Indoor Luminaires | High-Bay | High-Bay Luminaires for Commercial and Industrial Buildings | Standard | FALSE | [9 empty] | 41605 |  |  | NotYetVerified |  | 3 | 11253.68 | 103.1312 | 109.12 | 21.44 | 0.926 | 4013 | 68.4
P00000YHD | Kenall Lighting | Kenall Lighting | HBMA26-tt-5S-DTA-ww-100L40K-DV-zz | Indoor Luminaires | High-Bay | High-Bay Luminaires for Commercial and Industrial Buildings | Standard | FALSE | [9 empty] | 41605 |  |  | NotYetVerified |  | 3 | 10765.1 | 98.6538 | 109.12 | 21.44 | 0.926 | 4013 | 68.4
P00000YHC | Kenall Lighting | Kenall Lighting | HBMA26-tt-5N-FTA-ww-100L40K-DV-zz | Indoor Luminaires | High-Bay | High-Bay Luminaires for Commercial and Industrial Buildings | Standard | FALSE | [9 empty] | 41605 |  |  | NotYetVerified |  | 3 | 10657.23 | 97.6652 | 109.12 | 21.44 | 0.926 | 4013 | 68.4
P00000YHB | Kenall Lighting | Kenall Lighting | HBMA26-tt-5S-FTA-ww-100L40K-DV-zz | Indoor Luminaires | High-Bay | High-Bay Luminaires for Commercial and Industrial Buildings | Standard | FALSE | [9 empty] | 41605 |  |  | NotYetVerified |  | 3 | 10078.02 | 92.3572 | 109.12 | 21.44 | 0.926 | 4013 | 68.4
P00000Q4J | Dialight | Durosite | HBLCMZ-WH-10YR | Indoor Luminaires | High-Bay | High-Bay Luminaires for Commercial and Industrial Buildings | Standard | TRUE | 15210 | 83.85 | 181.4 | 8.31 | 0.95 | 4956 | 74.1 | 10 | 100000 | 41604 |  |  | NotYetVerified |  | 3 | 15500 | 86 | 180 | 15 | 0.9 | 5000 | 70
P00000Q4I | Dialight | Durosite | HLLC4KD-WH-10YR | Indoor Luminaires | High-Bay | High-Bay Luminaires for Commercial and Industrial Buildings | Standard | TRUE | 21446 | 78.67 | 272.6 | 8.66 | 0.93 | 5083 | 74.5 | 10 | 100000 | 41604 |  |  | NotYetVerified |  | 3 | 22000 | 81 | 270 | 15 | 0.9 | 5000 | 70
P00001GDU | Ledsion Lighting Technology Co.Ltd | Ledsion Lighting Technology Co. Ltd | LS-HHB200W | Indoor Luminaires | High-Bay | High-Bay Luminaires for Commercial and Industrial Buildings | Standard | TRUE | 16236.93 | 81.246 | 199.85 | 14.9 | 0.927 | 5030 | 74.7 | 5 | 35000 | 41604 |  |  | NotYetVerified |  | 3 |  | 85 | 200 |  | 0.95 | 5000 | 75
P00001GDS | Ledsion Lighting Technology Co.Ltd | Ledsion Lighting Technology Co. Ltd | LS-HHB120W | Indoor Luminaires | High-Bay | High-Bay Luminaires for Commercial and Industrial Buildings | Standard | TRUE | 10813.38 | 91.26 | 118.49 | 14.9 | 0.927 | 4985 | 74.9 | 5 | 35000 | 41604 |  |  | NotYetVerified |  | 3 |  | 85 | 120 |  | 0.95 | 5000 | 75
P00001H6C | Sunrain Systems | Need Cao's input | C100 | Indoor Luminaires | High-Bay | Low-Bay Luminaires for Commercial and Industrial Buildings | Standard | TRUE | 7713.5 | 79.49 | 97.04 | 13.16 | 0.92 | 5858 | 73.9 | 5 | 36000 | 41604 |  |  | NotYetVerified |  | 3 | 7700 | 80 | 100 |  |  | 5700
P00001GDT | Ledsion Lighting Technology Co.Ltd | Ledsion Lighting Technology Co. Ltd | LS-HHB150W | Indoor Luminaires | High-Bay | High-Bay Luminaires for Commercial and Industrial Buildings | Standard | FALSE | [9 empty] | 41604 |  |  | NotYetVerified |  | 3 | 16486 | 109.907 | 150 | 13.42 | 0.994 | 5000 | 81
P000002S5 | Acuity Brands Lighting | Holophane | VL 22L 5K [All Voltage Options] MU | Indoor Luminaires | High-Bay | High-Bay Luminaires for Commercial and Industrial Buildings | Standard | TRUE | 21590 | 86.66 | 249.14 | 9.4 | 0.96 | 5283 | 77 | 5 | 60000 | 41603 |  |  | NotYetVerified |  | 3 | 20975 | 86 | 245 |  |  | 5000 | 70
P000002S4 | Acuity Brands Lighting | Holophane | VL 22L 4K [All Voltage Options] MU | Indoor Luminaires | High-Bay | High-Bay Luminaires for Commercial and Industrial Buildings | Standard | TRUE | 20790 | 84.4 | 246.2 | 9.4 | 0.96 | 4076 | 74 | 5 | 60000 | 41603 |  |  | NotYetVerified |  | 3 | 20198 | 82 | 245 |  |  | 4000 | 70
P000002S3 | Acuity Brands Lighting | Holophane | VL 10L 4K [All Voltage Options except 277V] MU | Indoor Luminaires | High-Bay | High-Bay Luminaires for Commercial and Industrial Buildings | Standard | TRUE | 9286 | 84.66 | 98.1 | 20.7 | 0.89 | 3974 | 74 | 5 | 60000 | 41603 |  |  | NotYetVerified |  | 3 | 8585 | 87 | 99 |  |  | 4000 | 70
P0000051B | ALLED Lighting Systems | ALLED | HB5-02-5000K | Indoor Luminaires | High-Bay | High-Bay Luminaires for Commercial and Industrial Buildings | Standard | TRUE | 23444 | 77.8 | 301.2 | 13.9 | 0.885 | 5275 | 68 | 5 | 150000 | 41603 |  |  | NotYetVerified |  | 3 | 32500 | 84 |  |  | 0.9 | 5000
P000002SM | Acuity Brands Lighting | Holophane | VL 22L 5K [All Voltage Options] M | Indoor Luminaires | High-Bay | High-Bay Luminaires for Commercial and Industrial Buildings | Standard | FALSE | [9 empty] | 41603 | Not Yet Verified | Not Yet Verified | NotYetVerified |  | 3 | 22426 | 92 | 245 |  |  | 5000 | 70
P000002SJ | Acuity Brands Lighting | Holophane | VL 18L 5K [All Voltage Options] M | Indoor Luminaires | High-Bay | High-Bay Luminaires for Commercial and Industrial Buildings | Standard | FALSE | [9 empty] | 41603 | Not Yet Verified | Not Yet Verified | NotYetVerified |  | 3 | 17046 | 91 | 188 |  |  | 5000 | 70
P000002SK | Acuity Brands Lighting | Holophane | VL 18L 5K [All Voltage Options] MU | Indoor Luminaires | High-Bay | High-Bay Luminaires for Commercial and Industrial Buildings | Standard | FALSE | [9 empty] | 41603 | Not Yet Verified | Not Yet Verified | NotYetVerified |  | 3 | 16466 | 88 | 188 |  |  | 5000 | 70
P000002SF | Acuity Brands Lighting | Holophane | VL 14L 5K [All Voltage Options] M | Indoor Luminaires | High-Bay | High-Bay Luminaires for Commercial and Industrial Buildings | Standard | FALSE | [9 empty] | 41603 | Not Yet Verified | Not Yet Verified | NotYetVerified |  | 3 | 13546 | 97 | 140 |  |  | 5000 | 70
P000002SG | Acuity Brands Lighting | Holophane | VL 14L 5K [All Voltage Options] MU | Indoor Luminaires | High-Bay | High-Bay Luminaires for Commercial and Industrial Buildings | Standard | FALSE | [9 empty] | 41603 | Not Yet Verified | Not Yet Verified | NotYetVerified |  | 3 | 13086 | 93 | 140 |  |  | 5000 | 70
P000002SB | Acuity Brands Lighting | Holophane | VL 12L 5K [All Voltage Options] M | Indoor Luminaires | High-Bay | High-Bay Luminaires for Commercial and Industrial Buildings | Standard | FALSE | [9 empty] | 41603 | Not Yet Verified | Not Yet Verified | NotYetVerified |  | 3 | 11758 | 92 | 128 |  |  | 5000 | 70
P000002SC | Acuity Brands Lighting | Holophane | VL 12L 5K [All Voltage Options] MU | Indoor Luminaires | High-Bay | High-Bay Luminaires for Commercial and Industrial Buildings | Standard | FALSE | [9 empty] | 41603 | Not Yet Verified | Not Yet Verified | NotYetVerified |  | 3 | 11334 | 89 | 128 |  |  | 5000 | 70
P000002S7 | Acuity Brands Lighting | Holophane | VL 10L 5K [All Voltage Options except 227V] M | Indoor Luminaires | High-Bay | High-Bay Luminaires for Commercial and Industrial Buildings | Standard | FALSE | [9 empty] | 41603 | Not Yet Verified | Not Yet Verified | NotYetVerified |  | 3 | 9409 | 95 | 99 |  |  | 5000 | 70
P000002S8 | Acuity Brands Lighting | Holophane | VL 10L 5K [All Voltage Options except 227V] MU | Indoor Luminaires | High-Bay | High-Bay Luminaires for Commercial and Industrial Buildings | Standard | FALSE | [9 empty] | 41603 | Not Yet Verified | Not Yet Verified | NotYetVerified |  | 3 | 8915 | 90 | 99 |  |  | 5000 | 70
P000002SL | Acuity Brands Lighting | Holophane | VL 22L 4K [All Voltage Options] M | Indoor Luminaires | High-Bay | High-Bay Luminaires for Commercial and Industrial Buildings | Standard | FALSE | [9 empty] | 41603 | Not Yet Verified | Not Yet Verified | NotYetVerified |  | 3 | 21596 | 88 | 245 |  |  | 4000 | 70
P000002SH | Acuity Brands Lighting | Holophane | VL 18L 4K [All Voltage Options] M | Indoor Luminaires | High-Bay | High-Bay Luminaires for Commercial and Industrial Buildings | Standard | FALSE | [9 empty] | 41603 | Not Yet Verified | Not Yet Verified | NotYetVerified |  | 3 | 16415 | 87 | 188 |  |  | 4000 | 70
P000002SI | Acuity Brands Lighting | Holophane | VL 18L 4K [All Voltage Options] MU | Indoor Luminaires | High-Bay | High-Bay Luminaires for Commercial and Industrial Buildings | Standard | FALSE | [9 empty] | 41603 | Not Yet Verified | Not Yet Verified | NotYetVerified |  | 3 | 15855 | 84 | 188 |  |  | 4000 | 70
P000002SD | Acuity Brands Lighting | Holophane | VL 14L 4K [All Voltage Options] M | Indoor Luminaires | High-Bay | High-Bay Luminaires for Commercial and Industrial Buildings | Standard | FALSE | [9 empty] | 41603 | Not Yet Verified | Not Yet Verified | NotYetVerified |  | 3 | 13044 | 93 | 140 |  |  | 4000 | 70
P000002SE | Acuity Brands Lighting | Holophane | VL 14L 4K [All Voltage Options] MU | Indoor Luminaires | High-Bay | High-Bay Luminaires for Commercial and Industrial Buildings | Standard | FALSE | [9 empty] | 41603 | Not Yet Verified | Not Yet Verified | NotYetVerified |  | 3 | 12601 | 90 | 140 |  |  | 4000 | 70
P000002S9 | Acuity Brands Lighting | Holophane | VL 12L 4K [All Voltage Options] M | Indoor Luminaires | High-Bay | High-Bay Luminaires for Commercial and Industrial Buildings | Standard | FALSE | [9 empty] | 41603 | Not Yet Verified | Not Yet Verified | NotYetVerified |  | 3 | 11322 | 88 | 128 |  |  | 4000 | 70
P000002SA | Acuity Brands Lighting | Holophane | VL 12L 4K [All Voltage Options] MU | Indoor Luminaires | High-Bay | High-Bay Luminaires for Commercial and Industrial Buildings | Standard | FALSE | [9 empty] | 41603 | Not Yet Verified | Not Yet Verified | NotYetVerified |  | 3 | 10915 | 85 | 128 |  |  | 4000 | 70
P000002S6 | Acuity Brands Lighting | Holophane | VL 10L 4K [All Voltage Options except 227V] M | Indoor Luminaires | High-Bay | High-Bay Luminaires for Commercial and Industrial Buildings | Standard | FALSE | [9 empty] | 41603 | Not Yet Verified | Not Yet Verified | NotYetVerified |  | 3 | 9060 | 92 | 99 |  |  | 4000 | 70
P00001BT4 | US LED | Bay Star | LBX-1-X-H-50-PUX-X-UNV1-7140 | Indoor Luminaires | High-Bay | High-Bay Luminaires for Commercial and Industrial Buildings | Standard | TRUE | 19128 | 96.1 | 199 | 11.6 | 0.94 | 5126 | 75.3 | 5 | 101000 | 41600 |  |  | NotYetVerified |  | 3 | 19100 | 98 | 195 |  |  | 5000 | 70
P00001BT3 | US LED | Bay Star | LBX-1-X-A-50-PUX-X-UNV1-7140 | Indoor Luminaires | High-Bay | High-Bay Aisle Luminaires | Standard | TRUE | 16552 | 83.2 | 199 | 11.59 | 0.94 | 5081 | 75 | 5 | 101000 | 41600 |  |  | NotYetVerified |  | 3 | 16500 | 85 | 195 |  |  | 5000 | 70
P00001H18 | Econo-Watt | Econo-Watt | High bay Optimum 240W | Indoor Luminaires | High-Bay | High-Bay Luminaires for Commercial and Industrial Buildings | Standard | TRUE | 22473 | 86.7 | 259.1 | 23 | 0.899 | 5282 | 73.4 | 5 |  | 41600 |  |  | NotYetVerified |  | 3
P00000WN1 | Industrial Lighting Products | Industrial Lighting Products | BLEXT-150WLED-UNIV-4000K-N-FRAL-XXXXX | Indoor Luminaires | High-Bay | High-Bay Luminaires for Commercial and Industrial Buildings | Standard | TRUE | 17020 | 101 | 168.5 | 17 | 0.923 | 4088 | 84.6 | 5 | 50000 | 41599 |  |  | NotYetVerified |  | 3 | 17019 | 101 | 168.5 | 17 | 0.923 | 4000 | 80
P00000WN0 | Industrial Lighting Products | Industrial Lighting Products | BLEXT-100WLED-UNIV-4000K-N-FRAL-XXXXX | Indoor Luminaires | High-Bay | High-Bay Luminaires for Commercial and Industrial Buildings | Standard | TRUE | 12020 | 110 | 109.3 | 17 | 0.923 | 4106 | 85.1 | 5 | 50000 | 41599 |  |  | NotYetVerified |  | 3 | 12023 | 110 | 109.3 | 12.7 | 0.946 | 4000 | 80
P00000WN8 | Industrial Lighting Products | Industrial Lighting Products | BLEXT-150WLED-UNIV-5000K-CAL-XXXXX | Indoor Luminaires | High-Bay | High-Bay Luminaires for Commercial and Industrial Buildings | Standard | FALSE | [9 empty] | 41599 |  |  | NotYetVerified |  | 3 | 17608.25 | 104.5 | 168.5 | 17 | 0.923 | 5000 | 80
P00000WNA | Industrial Lighting Products | Industrial Lighting Products | BLEXT-150WLED-UNIV-5000K-FRAL-XXXXX | Indoor Luminaires | High-Bay | High-Bay Luminaires for Commercial and Industrial Buildings | Standard | FALSE | [9 empty] | 41599 |  |  | NotYetVerified |  | 3 | 17524 | 104 | 168.5 | 17 | 0.923 | 5000 | 80
P00000WN9 | Industrial Lighting Products | Industrial Lighting Products | BLEXT-150WLED-UNIV-5000K-PCL-XXXXX | Indoor Luminaires | High-Bay | High-Bay Luminaires for Commercial and Industrial Buildings | Standard | FALSE | [9 empty] | 41599 |  |  | NotYetVerified |  | 3 | 17524 | 104 | 168.5 | 17 | 0.923 | 5000 | 80
P00000WNB | Industrial Lighting Products | Industrial Lighting Products | BLEXT-150WLED-UNIV-5000K-N-CAL-XXXXX | Indoor Luminaires | High-Bay | High-Bay Luminaires for Commercial and Industrial Buildings | Standard | FALSE | [9 empty] | 41599 |  |  | NotYetVerified |  | 3 | 17439.75 | 103.5 | 168.5 | 17 | 0.923 | 5000 | 80
P00000WND | Industrial Lighting Products | Industrial Lighting Products | BLEXT-150WLED-UNIV-5000K-N-FRAL-XXXXX | Indoor Luminaires | High-Bay | High-Bay Luminaires for Commercial and Industrial Buildings | Standard | FALSE | [9 empty] | 41599 |  |  | NotYetVerified |  | 3 | 17355.5 | 103 | 168.5 | 17 | 0.923 | 5000 | 80
P00000WNC | Industrial Lighting Products | Industrial Lighting Products | BLEXT-150WLED-UNIV-5000K-N-PCL-XXXXX | Indoor Luminaires | High-Bay | High-Bay Luminaires for Commercial and Industrial Buildings | Standard | FALSE | [9 empty] | 41599 |  |  | NotYetVerified |  | 3 | 17355.5 | 103 | 168.5 | 17 | 0.923 | 5000 | 80
P00000WNJ | Industrial Lighting Products | Industrial Lighting Products | BLEXT-200WLED-UNIV-5000K-CAL-XXXXX | Indoor Luminaires | High-Bay | High-Bay Luminaires for Commercial and Industrial Buildings | Standard | FALSE | [9 empty] | 41599 |  |  | NotYetVerified |  | 3 | 24483.2 | 112 | 218.6 | 12.7 | 0.946 | 5000 | 80
P00000WNL | Industrial Lighting Products | Industrial Lighting Products | BLEXT-200WLED-UNIV-5000K-FRAL-XXXXX | Indoor Luminaires | High-Bay | High-Bay Luminaires for Commercial and Industrial Buildings | Standard | FALSE | [9 empty] | 41599 |  |  | NotYetVerified |  | 3 | 24373.9 | 111.5 | 218.6 | 12.7 | 0.946 | 5000 | 80
P00000WNK | Industrial Lighting Products | Industrial Lighting Products | BLEXT-200WLED-UNIV-5000K-PCL-XXXXX | Indoor Luminaires | High-Bay | High-Bay Luminaires for Commercial and Industrial Buildings | Standard | FALSE | [9 empty] | 41599 |  |  | NotYetVerified |  | 3 | 24373.9 | 111.5 | 218.6 | 12.7 | 0.946 | 5000 | 80
P00000WNM | Industrial Lighting Products | Industrial Lighting Products | BLEXT-200WLED-UNIV-5000K-N-CAL-XXXXX | Indoor Luminaires | High-Bay | High-Bay Luminaires for Commercial and Industrial Buildings | Standard | FALSE | [9 empty] | 41599 |  |  | NotYetVerified |  | 3 | 24264.6 | 111 | 218.6 | 12.7 | 0.946 | 5000 | 80
P00000WNO | Industrial Lighting Products | Industrial Lighting Products | BLEXT-200WLED-UNIV-5000K-N-FRAL-XXXXX | Indoor Luminaires | High-Bay | High-Bay Luminaires for Commercial and Industrial Buildings | Standard | FALSE | [9 empty] | 41599 |  |  | NotYetVerified |  | 3 | 24155.3 | 110.5 | 218.6 | 12.7 | 0.946 | 5000 | 80
P00000WNN | Industrial Lighting Products | Industrial Lighting Products | BLEXT-200WLED-UNIV-5000K-N-PCL-XXXXX | Indoor Luminaires | High-Bay | High-Bay Luminaires for Commercial and Industrial Buildings | Standard | FALSE | [9 empty] | 41599 |  |  | NotYetVerified |  | 3 | 24155.3 | 110.5 | 218.6 | 12.7 | 0.946 | 5000 | 80
P00000WNV | Industrial Lighting Products | Industrial Lighting Products | BLEXT-100WLED-UNIV-5000K-CAL-XXXXX | Indoor Luminaires | High-Bay | High-Bay Luminaires for Commercial and Industrial Buildings | Standard | FALSE | [9 empty] | 41599 |  |  | NotYetVerified |  | 3 | 12241.6 | 112 | 109.3 | 12.7 | 0.946 | 5000 | 80
P00000WNX | Industrial Lighting Products | Industrial Lighting Products | BLEXT-100WLED-UNIV-5000K-FRAL-XXXXX | Indoor Luminaires | High-Bay | High-Bay Luminaires for Commercial and Industrial Buildings | Standard | FALSE | [9 empty] | 41599 |  |  | NotYetVerified |  | 3 | 12186.95 | 111.5 | 109.3 | 12.7 | 0.946 | 5000 | 80
P00000WNW | Industrial Lighting Products | Industrial Lighting Products | BLEXT-100WLED-UNIV-5000K-PCL-XXXXX | Indoor Luminaires | High-Bay | High-Bay Luminaires for Commercial and Industrial Buildings | Standard | FALSE | [9 empty] | 41599 |  |  | NotYetVerified |  | 3 | 12186.95 | 111.5 | 109.3 | 12.7 | 0.946 | 5000 | 80
P00000WNY | Industrial Lighting Products | Industrial Lighting Products | BLEXT-100WLED-UNIV-5000K-N-CAL-XXXXX | Indoor Luminaires | High-Bay | High-Bay Luminaires for Commercial and Industrial Buildings | Standard | FALSE | [9 empty] | 41599 |  |  | NotYetVerified |  | 3 | 12132.3 | 111 | 109.3 | 12.7 | 0.946 | 5000 | 80
P00000WNZ | Industrial Lighting Products | Industrial Lighting Products | BLEXT-100WLED-UNIV-5000K-N-PCL-XXXXX | Indoor Luminaires | High-Bay | High-Bay Luminaires for Commercial and Industrial Buildings | Standard | FALSE | [9 empty] | 41599 |  |  | NotYetVerified |  | 3 | 12077.65 | 110.5 | 109.3 | 12.7 | 0.946 | 5000 | 80
P00000WN2 | Industrial Lighting Products | Industrial Lighting Products | BLEXT-100WLED-UNIV-5000K-N-FRAL-XXXXX | Indoor Luminaires | High-Bay | High-Bay Luminaires for Commercial and Industrial Buildings | Standard | FALSE | [9 empty] | 41599 |  |  | NotYetVerified |  | 3 | 12077.65 | 110.5 | 109.3 | 12.7 | 0.946 | 5000 | 80
P00000WNE | Industrial Lighting Products | Industrial Lighting Products | BLEXT-150WLED-UNIV-4000K-CAL-XXXXX | Indoor Luminaires | High-Bay | High-Bay Luminaires for Commercial and Industrial Buildings | Standard | FALSE | [9 empty] | 41599 |  |  | NotYetVerified |  | 3 | 17271.25 | 102.5 | 168.5 | 17 | 0.923 | 4000 | 80
P00000WNG | Industrial Lighting Products | Industrial Lighting Products | BLEXT-150WLED-UNIV-4000K-FRAL-XXXXX | Indoor Luminaires | High-Bay | High-Bay Luminaires for Commercial and Industrial Buildings | Standard | FALSE | [9 empty] | 41599 |  |  | NotYetVerified |  | 3 | 17187 | 102 | 168.5 | 17 | 0.923 | 4000 | 80
P00000WNF | Industrial Lighting Products | Industrial Lighting Products | BLEXT-150WLED-UNIV-4000K-PCL-XXXXX | Indoor Luminaires | High-Bay | High-Bay Luminaires for Commercial and Industrial Buildings | Standard | FALSE | [9 empty] | 41599 |  |  | NotYetVerified |  | 3 | 17187 | 102 | 168.5 | 17 | 0.923 | 4000 | 80
P00000WNH | Industrial Lighting Products | Industrial Lighting Products | BLEXT-150WLED-UNIV-4000K-N-CAL-XXXXX | Indoor Luminaires | High-Bay | High-Bay Luminaires for Commercial and Industrial Buildings | Standard | FALSE | [9 empty] | 41599 |  |  | NotYetVerified |  | 3 | 17102.75 | 101.5 | 168.5 | 17 | 0.923 | 4000 | 80
P00000WNI | Industrial Lighting Products | Industrial Lighting Products | BLEXT-150WLED-UNIV-4000K-N-PCL-XXXXX | Indoor Luminaires | High-Bay | High-Bay Luminaires for Commercial and Industrial Buildings | Standard | FALSE | [9 empty] | 41599 |  |  | NotYetVerified |  | 3 | 17018.5 | 101 | 168.5 | 17 | 0.923 | 4000 | 80
P00000WNP | Industrial Lighting Products | Industrial Lighting Products | BLEXT-200WLED-UNIV-4000K-CAL-XXXXX | Indoor Luminaires | High-Bay | High-Bay Luminaires for Commercial and Industrial Buildings | Standard | FALSE | [9 empty] | 41599 |  |  | NotYetVerified |  | 3 | 24373.9 | 111.5 | 218.6 | 12.7 | 0.946 | 4000 | 80
P00000WNR | Industrial Lighting Products | Industrial Lighting Products | BLEXT-200WLED-UNIV-4000K-FRAL-XXXXX | Indoor Luminaires | High-Bay | High-Bay Luminaires for Commercial and Industrial Buildings | Standard | FALSE | [9 empty] | 41599 |  |  | NotYetVerified |  | 3 | 24264.6 | 111 | 218.6 | 12.7 | 0.946 | 4000 | 80
P00000WNQ | Industrial Lighting Products | Industrial Lighting Products | BLEXT-200WLED-UNIV-4000K-PCL-XXXXX | Indoor Luminaires | High-Bay | High-Bay Luminaires for Commercial and Industrial Buildings | Standard | FALSE | [9 empty] | 41599 |  |  | NotYetVerified |  | 3 | 24264.6 | 111 | 218.6 | 12.7 | 0.946 | 4000 | 80
P00000WNS | Industrial Lighting Products | Industrial Lighting Products | BLEXT-200WLED-UNIV-4000K-N-CAL-XXXXX | Indoor Luminaires | High-Bay | High-Bay Luminaires for Commercial and Industrial Buildings | Standard | FALSE | [9 empty] | 41599 |  |  | NotYetVerified |  | 3 | 24155.3 | 110.5 | 218.6 | 12.7 | 0.946 | 4000 | 80
P00000WNU | Industrial Lighting Products | Industrial Lighting Products | BLEXT-200WLED-UNIV-4000K-N-FRAL-XXXXX | Indoor Luminaires | High-Bay | High-Bay Luminaires for Commercial and Industrial Buildings | Standard | FALSE | [9 empty] | 41599 |  |  | NotYetVerified |  | 3 | 24046 | 110 | 218.6 | 12.7 | 0.946 | 4000 | 80
P00000WNT | Industrial Lighting Products | Industrial Lighting Products | BLEXT-200WLED-UNIV-4000K-N-PCL-XXXXX | Indoor Luminaires | High-Bay | High-Bay Luminaires for Commercial and Industrial Buildings | Standard | FALSE | [9 empty] | 41599 |  |  | NotYetVerified |  | 3 | 24046 | 110 | 218.6 | 12.7 | 0.946 | 4000 | 80
P00000WN3 | Industrial Lighting Products | Industrial Lighting Products | BLEXT-100WLED-UNIV-4000K-CAL-XXXXX | Indoor Luminaires | High-Bay | High-Bay Luminaires for Commercial and Industrial Buildings | Standard | FALSE | [9 empty] | 41599 |  |  | NotYetVerified |  | 3 | 12186.95 | 111.5 | 109.3 | 12.7 | 0.946 | 4000 | 80
P00000WN5 | Industrial Lighting Products | Industrial Lighting Products | BLEXT-100WLED-UNIV-4000K-FRAL-XXXXX | Indoor Luminaires | High-Bay | High-Bay Luminaires for Commercial and Industrial Buildings | Standard | FALSE | [9 empty] | 41599 |  |  | NotYetVerified |  | 3 | 12132.3 | 111 | 109.3 | 12.7 | 0.946 | 4000 | 80
P00000WN4 | Industrial Lighting Products | Industrial Lighting Products | BLEXT-100WLED-UNIV-4000K-PCL-XXXXX | Indoor Luminaires | High-Bay | High-Bay Luminaires for Commercial and Industrial Buildings | Standard | FALSE | [9 empty] | 41599 |  |  | NotYetVerified |  | 3 | 12132.3 | 111 | 109.3 | 12.7 | 0.946 | 4000 | 80
P00000WN6 | Industrial Lighting Products | Industrial Lighting Products | BLEXT-100WLED-UNIV-4000K-N-CAL-XXXXX | Indoor Luminaires | High-Bay | High-Bay Luminaires for Commercial and Industrial Buildings | Standard | FALSE | [9 empty] | 41599 |  |  | NotYetVerified |  | 3 | 12077.65 | 110.5 | 109.3 | 12.7 | 0.946 | 4000 | 80
P00000WN7 | Industrial Lighting Products | Industrial Lighting Products | BLEXT-100WLED-UNIV-4000K-N-PCL-XXXXX | Indoor Luminaires | High-Bay | High-Bay Luminaires for Commercial and Industrial Buildings | Standard | FALSE | [9 empty] | 41599 |  |  | NotYetVerified |  | 3 | 12023 | 110 | 109.3 | 12.7 | 0.946 | 4000 | 80
P000018ZN | SHENZHEN FUDAKIN DISPLAY LIGHTING CO. LTD. | FUDAKINLED | FDK-HBA-200 | Indoor Luminaires | High-Bay | High-Bay Luminaires for Commercial and Industrial Buildings | Standard | TRUE | 16645 | 83 | 200.6 | 8.37 | 0.997 | 5272 | 76.2 | 5 | 50000 | 41598 |  |  | NotYetVerified |  | 3 | 16000 |  | 200 |  |  | 5500 | 75
P00001BT2 | US LED | DG1 | DG1-1-1-40-1-X-PUE-UNV1-4100-X | Indoor Luminaires | High-Bay | Low-Bay Luminaires for Commercial and Industrial Buildings | Standard | TRUE | 8460 | 83.8 | 101 | 5.89 | 0.97 | 4190 | 82.4 | 5 | 283000 | 41598 |  |  | NotYetVerified |  | 3 | 10000 | 100 | 100 |  |  | 4000 | 80
P00001GM4 | E-Lite Semiconductor Inc. | E-LITE | EL-MD-150 | Indoor Luminaires | High-Bay | High-Bay Luminaires for Commercial and Industrial Buildings | Standard | TRUE | 18256.34 | 122.68 | 148.81 | 12.75 | 0.9333 | 5198 | 73.7 | 5 | 50000 | 41598 |  |  | No | Updated on 1/13/2017 | 4.1 | 18000 | 120 | 150 | 15 | 0.95 | 5000 | 70
P00000OHP | Cree Inc. | Cree WS Series | WS4-50L-57K-xxx-FD | Indoor Luminaires | High-Bay | Low-Bay Luminaires for Commercial and Industrial Buildings | Standard | TRUE | 5136 | 102.5 | 50.15 | 8.85 | 0.947 | 5580 | 80.7 | 10 | 50000 | 41598 |  |  | NotYetVerified |  | 3 | 5000 | 100 | 50 | 20 | 0.9 | 5700 | 80
P00001H17 | Econo-Watt | Econo-Watt | NEPTUNE HIGH BAY 200W - 347V ONLY | Indoor Luminaires | High-Bay | High-Bay Luminaires for Commercial and Industrial Buildings | Standard | TRUE | 18562 | 83.4 | 222.5 | 21.1 | 0.93 | 5227 | 74.2 | 5 |  | 41598 |  |  | NotYetVerified |  | 3
P00001H16 | Econo-Watt | Econo-Watt | OPTIMUM HIGH BAY 200W - 347V ONLY | Indoor Luminaires | High-Bay | High-Bay Luminaires for Commercial and Industrial Buildings | Standard | TRUE | 17950 | 80 | 224.3 | 20.8 | 0.93 | 5284 | 74.4 | 5 |  | 41598 |  |  | NotYetVerified |  | 3
P00001H1J | Visioneering Corp | Visioneering Corp | CRV483939-LED840K081LUNV-B01P69VF10 | Indoor Luminaires | High-Bay | Low-Bay Luminaires for Commercial and Industrial Buildings | Standard | TRUE | 8110 | 96.79 | 83.792 | 19.261 | 0.9167 | 4110 | 82.76 | 5 | 50000 | 41598 |  |  | NotYetVerified |  | 3 | 8100 |  | 84 |  |  | 4000 | 80
P00001H1K | Visioneering Corp | Visioneering Corp | CRV483823-LED840K087LUNV-B01P70VF10 | Indoor Luminaires | High-Bay | Low-Bay Luminaires for Commercial and Industrial Buildings | Standard | TRUE | 8710 | 103.82 | 83.892 | 19.26 | 0.9167 | 4091 | 82.51 | 5 | 50000 | 41598 |  |  | NotYetVerified |  | 3 | 8700 |  | 84 |  |  | 4000 | 80
P00000OHQ | Cree Inc. | Cree WS Series | WS4-63L-57K-xxx-FD | Indoor Luminaires | High-Bay | Low-Bay Luminaires for Commercial and Industrial Buildings | Standard | FALSE | [9 empty] | 41598 |  |  | NotYetVerified |  | 3 | 6300 | 100 | 63 | 20 | 0.9 | 5700 | 80
P00000ZFZ | LEDtronics Inc. | LEDtronics Inc. | HBL001-4X60W-XPW-002D | Indoor Luminaires | High-Bay | High-Bay Luminaires for Commercial and Industrial Buildings | Standard | TRUE | 10456 | 109 | 95.9 | 13.98 | 0.958 | 5160 | 72.4 | 5 |  | 41597 |  |  | NotYetVerified |  | 3 | 10456 | 109 | 100 |  | 0.9 | 5300 | 72
P00001GM3 | E-Lite Semiconductor Inc. | E-LITE | EL-MD-300 | Indoor Luminaires | High-Bay | High-Bay Luminaires for Commercial and Industrial Buildings | Standard | TRUE | 35365.69 | 121.07 | 292.1 | 16.01 | 0.929 | 5196 | 74.9 | 5 | 50000 | 41597 |  |  | No | Updated on 1/13/2017 | 4.1 | 36000 | 120 | 300 | 15 | 0.95 | 5000 | 70
P00001GM2 | E-Lite Semiconductor Inc. | E-LITE | EL-MD-450 | Indoor Luminaires | High-Bay | High-Bay Luminaires for Commercial and Industrial Buildings | Standard | TRUE | 54069.3 | 121.64 | 444.5 | 15.93 | 0.931 | 5050 | 73.5 | 5 | 50000 | 41597 |  |  | No | Updated on 1/13/2017 | 4.1 | 54000 | 120 | 450 | 15 | 0.95 | 5000 | 70
P00001GM1 | E-Lite Semiconductor Inc. | E-LITE | EL-MD-200 | Indoor Luminaires | High-Bay | High-Bay Luminaires for Commercial and Industrial Buildings | Standard | TRUE | 23199.16 | 117.53 | 197.39 | 12.73 | 0.915 | 5191 | 74.9 | 5 | 50000 | 41596 |  |  | No | Updated on 1/13/2017 | 4.1 | 23400 | 117 | 200 | 15 | 0.95 | 5000 | 70
P00001GZD | LIGHTING BEST INTERNATIONAL LIMITED | ZC10140491SL | LB-IM250-W200 | Indoor Luminaires | High-Bay | High-Bay Luminaires for Commercial and Industrial Buildings | Standard | TRUE | 15687 | 77.8 | 201.7 | 16.25 | 0.8935 | 5191 | 77.6 | 5 | 50000 | 41595 |  |  | NotYetVerified |  | 3 |  | 78 | 200 | 12 | 0.96 | 5000 | 80
P00001GZB | LIGHTING BEST INTERNATIONAL LIMITED | ZC10140491SL | LB-IM320-W500 | Indoor Luminaires | High-Bay | High-Bay Luminaires for Commercial and Industrial Buildings | Standard | TRUE | 40962 | 78.6 | 521.2 | 24.1 | 0.9092 | 5299 | 79.4 | 5 | 50000 | 41592 |  |  | NotYetVerified |  | 3 | 39000 | 78 | 500 | 12 | 0.96 | 5000 | 70
P00001GZE | LIGHTING BEST INTERNATIONAL LIMITED | ZC10140491SL | LB-IM160-W100 | Indoor Luminaires | High-Bay | Low-Bay Luminaires for Commercial and Industrial Buildings | Standard | TRUE | 8596.5 | 83.2 | 103.3 | 17.16 | 0.8703 | 5103 | 77.5 | 5 | 50000 | 41592 |  |  | NotYetVerified |  | 3 | 8300 | 83 | 100 | 12 | 0.96 | 5000 | 70
P00000SMX | GE Lighting Solutions | Albeo | ABHX02V472xxxxxxxx | Indoor Luminaires | High-Bay | High-Bay Luminaires for Commercial and Industrial Buildings | Standard | TRUE | 18989 | 80.2 | 236.7 | 3.1 | 0.998 | 4060 | 74 | 5 | 50000 | 41590 |  |  | NotYetVerified | Product is qualified when used with the following driver model: Inventronics' EUV-250S048ST | 3 | 19760 | 80.6531 | 245 |  | 0.9 | 4000 | 70
P00000SKI | GE Lighting Solutions | Albeo | ABHX01V472xxxxxxxx | Indoor Luminaires | High-Bay | Low-Bay Luminaires for Commercial and Industrial Buildings | Standard | TRUE | 9662.1 | 77.9 | 124 | 6.2 | 0.996 | 4061 | 73.7 | 5 | 50000 | 41590 |  |  | NotYetVerified | Product is qualified when used with the following driver models: Inventronics' EUV-150S048ST; GE's GELD24MV100U; and Fulham's T1UNV048V-150L | 3 | 9880 | 79.6774 | 124 |  | 0.9 | 4000 | 70
P00000SQX | GE Lighting Solutions | Albeo | ABHX03V472xxxxxxxx | Indoor Luminaires | High-Bay | High-Bay Luminaires for Commercial and Industrial Buildings | Standard | TRUE | 29194.7 | 79.5 | 367.3 | 4.2 | 0.995 | 4065 | 73 | 5 | 50000 | 41590 |  |  | NotYetVerified | Product is qualified when used with the following driver models: Inventronics' EUV-150S048ST; Inventronics' EUV-250S048ST; GE's GELD24MV100U; and Fulham's T1UNV048V-150L | 3 | 29650 | 80.7902 | 367 |  | 0.9 | 4000 | 70
P00000YK5 | KMW Inc. | GigaTera | IBL200-A54 | Indoor Luminaires | High-Bay | High-Bay Luminaires for Commercial and Industrial Buildings | Standard | TRUE | 21154 | 103.77 | 201.79 | 12.95 | 0.96 | 5742 | 88 | 5 | 50000 | 41590 |  |  | NotYetVerified |  | 3 | 20000 | 105 | 200 |  | 0.9 | 5450 | 80
P00000SLT | GE Lighting Solutions | Albeo | ABHX02T472xxxxxxxx | Indoor Luminaires | High-Bay | High-Bay Luminaires for Commercial and Industrial Buildings | Standard | TRUE | 12034.2 | 83 | 144.9 | 11.4 | 0.95 | 3997 | 72 | 5 | 50000 | 41590 |  |  | NotYetVerified | Product is qualified when used with the following driver models: Inventronics' EUV-150S048ST; GE's GELD24MV100U; and Fulham's T1UNV048V-150L | 3 | 12620 | 81.948 | 154 |  | 0.9 | 4000 | 70
P00001GZC | LIGHTING BEST INTERNATIONAL LIMITED | ZC10140491SL | LB-IM320-W320 | Indoor Luminaires | High-Bay | High-Bay Luminaires for Commercial and Industrial Buildings | Standard | TRUE | 26747 | 80.5 | 332.4 | 9.81 | 0.9463 | 5021 | 75.4 | 5 | 50000 | 41590 |  |  | NotYetVerified |  | 3 | 25600 | 80 | 320 | 12 | 0.96 | 5000 | 70
P00000YK7 | KMW Inc. | GigaTera | IBL130-A54 | Indoor Luminaires | High-Bay | High-Bay Luminaires for Commercial and Industrial Buildings | Standard | TRUE | 13900 | 104.03 | 133.61 | 10.69 | 0.94 | 5796 | 88 | 5 | 50000 | 41590 |  |  | NotYetVerified |  | 3 | 13000 | 100 | 130 |  | 0.9 | 5700 | 80
P000016N7 | POSCOLED Co. LTD | Econuri | PHBCH755W2B00 | Indoor Luminaires | High-Bay | Low-Bay Luminaires for Commercial and Industrial Buildings | Standard | TRUE | 6842 | 92 | 74.02 | 14 | 0.93 | 2979 | 84 | 5 | 50000 | 41590 |  |  | NotYetVerified |  | 3 | 6300 | 85 | 75 |  | 0.9 | 3000 | 80
P00000SPK | GE Lighting Solutions | Albeo | ABHX03T472xxxxxxxx | Indoor Luminaires | High-Bay | High-Bay Luminaires for Commercial and Industrial Buildings | Standard | TRUE | 18461 | 88.8 | 208 | 19 | 0.92 | 4042 | 72 | 5 | 50000 | 41590 |  |  | NotYetVerified | Product is qualified when used with the following driver model: Inventronics' EUV-250S048ST | 3 | 18930 | 82.6638 | 229 |  | 0.9 | 4000 | 70
P00000SMW | GE Lighting Solutions | Albeo | ABHX02H472xxxxxxxx | Indoor Luminaires | High-Bay | High-Bay Luminaires for Commercial and Industrial Buildings | Standard | TRUE | 17571 | 89.3 | 196.8 | 18.4 | 0.916 | 4042 | 73 | 5 | 50000 | 41590 |  |  | NotYetVerified | Product is qualified when used with the following driver model: Inventronics' EUV-250S048ST | 3 | 17440 | 86.7662 | 201 |  | 0.9 | 4000 | 70
P00000SQW | GE Lighting Solutions | Albeo | ABHX03H472xxxxxxxx | Indoor Luminaires | High-Bay | High-Bay Luminaires for Commercial and Industrial Buildings | Standard | TRUE | 25601.6 | 85.3 | 300.1 | 18.6 | 0.914 | 4038 | 73 | 5 | 50000 | 41590 |  |  | NotYetVerified | Product is qualified when used with the following driver models: Inventronics' EUV-150S048ST; Inventronics' EUV-250S048ST; GE's GELD24MV100U; and Fulham's T1UNV048V-150L | 3 | 26160 | 86.6225 | 302 |  | 0.9 | 4000 | 70
P00000SKH | GE Lighting Solutions | Albeo | ABHX01H472xxxxxxxx | Indoor Luminaires | High-Bay | Low-Bay Luminaires for Commercial and Industrial Buildings | Standard | TRUE | 8471.7 | 82 | 119.9 | 16.2 | 0.883 | 3993 | 79.3 | 5 | 50000 | 41590 |  |  | NotYetVerified | Product is qualified when used with the following driver models: Inventronics' EUV-150S048ST; GE's GELD24MV100U; and Fulham's T1UNV048V-150L | 3 | 8720 | 85.4902 | 102 |  | 0.9 | 4000 | 70
P000016NB | POSCOLED Co. LTD | Econuri | PHBCH755N3B00 | Indoor Luminaires | High-Bay | Low-Bay Luminaires for Commercial and Industrial Buildings | Standard | FALSE | [9 empty] | 41590 |  |  | NotYetVerified |  | 3 | 7100 | 85 | 75 |  | 0.9 | 5000 | 80
P000016NA | POSCOLED Co. LTD | Econuri | PHBCH755N2B00 | Indoor Luminaires | High-Bay | Low-Bay Luminaires for Commercial and Industrial Buildings | Standard | FALSE | [9 empty] | 41590 |  |  | NotYetVerified |  | 3 | 7000 | 85 | 75 |  | 0.9 | 4500 | 80
P000016N9 | POSCOLED Co. LTD | Econuri | PHBCH755N1B00 | Indoor Luminaires | High-Bay | Low-Bay Luminaires for Commercial and Industrial Buildings | Standard | FALSE | [9 empty] | 41590 |  |  | NotYetVerified |  | 3 | 6900 | 85 | 75 |  | 0.9 | 4000 | 80
P000016N8 | POSCOLED Co. LTD | Econuri | PHBCH755W3B00 | Indoor Luminaires | High-Bay | Low-Bay Luminaires for Commercial and Industrial Buildings | Standard | FALSE | [9 empty] | 41590 |  |  | NotYetVerified |  | 3 | 6500 | 85 | 75 |  | 0.9 | 3500 | 80
P00000YK6 | KMW Inc. | GigaTera | IBL400-A54 | Indoor Luminaires | High-Bay | High-Bay Luminaires for Commercial and Industrial Buildings | Standard | FALSE | [9 empty] | 41590 |  |  | NotYetVerified |  | 3 | 20000 | 105 | 400 |  | 0.9 | 5450 | 80
P00000STJ | GE Lighting Solutions | Albeo | ABHX46V578xxxxxxxx | Indoor Luminaires | High-Bay | High-Bay Luminaires for Commercial and Industrial Buildings | Standard | FALSE | [9 empty] | 41590 |  |  | NotYetVerified | Product is qualified when used with the following driver models: Inventronics' EUV-150S048ST; Inventronics' EUV-250S048ST; GE's GELD24MV100U; and Fulham's T1UNV048V-150L | 3 | 59820 | 81.4986 | 734 |  | 0.9 | 5000 | 70
P00000STI | GE Lighting Solutions | Albeo | ABHX46V574xxxxxxxx | Indoor Luminaires | High-Bay | High-Bay Luminaires for Commercial and Industrial Buildings | Standard | FALSE | [9 empty] | 41590 |  |  | NotYetVerified | Product is qualified when used with the following driver models: Inventronics' EUV-150S048ST; Inventronics' EUV-250S048ST; GE's GELD24MV100U; and Fulham's T1UNV048V-150L | 3 | 59820 | 81.4986 | 734 |  | 0.9 | 5000 | 70
P00000STH | GE Lighting Solutions | Albeo | ABHX46V572xxxxxxxx | Indoor Luminaires | High-Bay | High-Bay Luminaires for Commercial and Industrial Buildings | Standard | FALSE | [9 empty] | 41590 |  |  | NotYetVerified | Product is qualified when used with the following driver models: Inventronics' EUV-150S048ST; Inventronics' EUV-250S048ST; GE's GELD24MV100U; and Fulham's T1UNV048V-150L | 3 | 59820 | 81.4986 | 734 |  | 0.9 | 5000 | 70
P00000STG | GE Lighting Solutions | Albeo | ABHX46V571xxxxxxxx | Indoor Luminaires | High-Bay | High-Bay Luminaires for Commercial and Industrial Buildings | Standard | FALSE | [9 empty] | 41590 |  |  | NotYetVerified | Product is qualified when used with the following driver models: Inventronics' EUV-150S048ST; Inventronics' EUV-250S048ST; GE's GELD24MV100U; and Fulham's T1UNV048V-150L | 3 | 59820 | 81.4986 | 734 |  | 0.9 | 5000 | 70
P00000STF | GE Lighting Solutions | Albeo | ABHX16V578xxxxxxxx | Indoor Luminaires | High-Bay | High-Bay Luminaires for Commercial and Industrial Buildings | Standard | FALSE | [9 empty] | 41590 |  |  | NotYetVerified | Product is qualified when used with the following driver models: Inventronics' EUV-150S048ST; Inventronics' EUV-250S048ST; GE's GELD24MV100U; and Fulham's T1UNV048V-150L | 3 | 59820 | 81.4986 | 734 |  | 0.9 | 5000 | 70
P00000STE | GE Lighting Solutions | Albeo | ABHX16V574xxxxxxxx | Indoor Luminaires | High-Bay | High-Bay Luminaires for Commercial and Industrial Buildings | Standard | FALSE | [9 empty] | 41590 |  |  | NotYetVerified | Product is qualified when used with the following driver models: Inventronics' EUV-150S048ST; Inventronics' EUV-250S048ST; GE's GELD24MV100U; and Fulham's T1UNV048V-150L | 3 | 59820 | 81.4986 | 734 |  | 0.9 | 5000 | 70
P00000STD | GE Lighting Solutions | Albeo | ABHX16V572xxxxxxxx | Indoor Luminaires | High-Bay | High-Bay Luminaires for Commercial and Industrial Buildings | Standard | FALSE | [9 empty] | 41590 |  |  | NotYetVerified | Product is qualified when used with the following driver models: Inventronics' EUV-150S048ST; Inventronics' EUV-250S048ST; GE's GELD24MV100U; and Fulham's T1UNV048V-150L | 3 | 59820 | 81.4986 | 734 |  | 0.9 | 5000 | 70
P00000STC | GE Lighting Solutions | Albeo | ABHX16V571xxxxxxxx | Indoor Luminaires | High-Bay | High-Bay Luminaires for Commercial and Industrial Buildings | Standard | FALSE | [9 empty] | 41590 |  |  | NotYetVerified | Product is qualified when used with the following driver models: Inventronics' EUV-150S048ST; Inventronics' EUV-250S048ST; GE's GELD24MV100U; and Fulham's T1UNV048V-150L | 3 | 59820 | 81.4986 | 734 |  | 0.9 | 5000 | 70
P00000STB | GE Lighting Solutions | Albeo | ABHX06V578xxxxxxxx | Indoor Luminaires | High-Bay | High-Bay Luminaires for Commercial and Industrial Buildings | Standard | FALSE | [9 empty] | 41590 |  |  | NotYetVerified | Product is qualified when used with the following driver models: Inventronics' EUV-150S048ST; Inventronics' EUV-250S048ST; GE's GELD24MV100U; and Fulham's T1UNV048V-150L | 3 | 59820 | 81.4986 | 734 |  | 0.9 | 5000 | 70
P00000STA | GE Lighting Solutions | Albeo | ABHX06V574xxxxxxxx | Indoor Luminaires | High-Bay | High-Bay Luminaires for Commercial and Industrial Buildings | Standard | FALSE | [9 empty] | 41590 |  |  | NotYetVerified | Product is qualified when used with the following driver models: Inventronics' EUV-150S048ST; Inventronics' EUV-250S048ST; GE's GELD24MV100U; and Fulham's T1UNV048V-150L | 3 | 59820 | 81.4986 | 734 |  | 0.9 | 5000 | 70
P00000ST9 | GE Lighting Solutions | Albeo | ABHX06V572xxxxxxxx | Indoor Luminaires | High-Bay | High-Bay Luminaires for Commercial and Industrial Buildings | Standard | FALSE | [9 empty] | 41590 |  |  | NotYetVerified | Product is qualified when used with the following driver models: Inventronics' EUV-150S048ST; Inventronics' EUV-250S048ST; GE's GELD24MV100U; and Fulham's T1UNV048V-150L | 3 | 59820 | 81.4986 | 734 |  | 0.9 | 5000 | 70
P00000ST8 | GE Lighting Solutions | Albeo | ABHX06V571xxxxxxxx | Indoor Luminaires | High-Bay | High-Bay Luminaires for Commercial and Industrial Buildings | Standard | FALSE | [9 empty] | 41590 |  |  | NotYetVerified | Product is qualified when used with the following driver models: Inventronics' EUV-150S048ST; Inventronics' EUV-250S048ST; GE's GELD24MV100U; and Fulham's T1UNV048V-150L | 3 | 59820 | 81.4986 | 734 |  | 0.9 | 5000 | 70
P00000SSV | GE Lighting Solutions | Albeo | ABHX46H578xxxxxxxx | Indoor Luminaires | High-Bay | High-Bay Luminaires for Commercial and Industrial Buildings | Standard | FALSE | [9 empty] | 41590 |  |  | NotYetVerified | Product is qualified when used with the following driver models: Inventronics' EUV-150S048ST; Inventronics' EUV-250S048ST; GE's GELD24MV100U; and Fulham's T1UNV048V-150L | 3 | 52780 | 87.3841 | 604 |  | 0.9 | 5000 | 70
P00000SSU | GE Lighting Solutions | Albeo | ABHX46H574xxxxxxxx | Indoor Luminaires | High-Bay | High-Bay Luminaires for Commercial and Industrial Buildings | Standard | FALSE | [9 empty] | 41590 |  |  | NotYetVerified | Product is qualified when used with the following driver models: Inventronics' EUV-150S048ST; Inventronics' EUV-250S048ST; GE's GELD24MV100U; and Fulham's T1UNV048V-150L | 3 | 52780 | 87.3841 | 604 |  | 0.9 | 5000 | 70
P00000SST | GE Lighting Solutions | Albeo | ABHX46H572xxxxxxxx | Indoor Luminaires | High-Bay | High-Bay Luminaires for Commercial and Industrial Buildings | Standard | FALSE | [9 empty] | 41590 |  |  | NotYetVerified | Product is qualified when used with the following driver models: Inventronics' EUV-150S048ST; Inventronics' EUV-250S048ST; GE's GELD24MV100U; and Fulham's T1UNV048V-150L | 3 | 52780 | 87.3841 | 604 |  | 0.9 | 5000 | 70
P00000SSS | GE Lighting Solutions | Albeo | ABHX46H571xxxxxxxx | Indoor Luminaires | High-Bay | High-Bay Luminaires for Commercial and Industrial Buildings | Standard | FALSE | [9 empty] | 41590 |  |  | NotYetVerified | Product is qualified when used with the following driver models: Inventronics' EUV-150S048ST; Inventronics' EUV-250S048ST; GE's GELD24MV100U; and Fulham's T1UNV048V-150L | 3 | 52780 | 87.3841 | 604 |  | 0.9 | 5000 | 70
P00000SSR | GE Lighting Solutions | Albeo | ABHX16H578xxxxxxxx | Indoor Luminaires | High-Bay | High-Bay Luminaires for Commercial and Industrial Buildings | Standard | FALSE | [9 empty] | 41590 |  |  | NotYetVerified | Product is qualified when used with the following driver models: Inventronics' EUV-150S048ST; Inventronics' EUV-250S048ST; GE's GELD24MV100U; and Fulham's T1UNV048V-150L | 3 | 52780 | 87.3841 | 604 |  | 0.9 | 5000 | 70
P00000SSQ | GE Lighting Solutions | Albeo | ABHX16H574xxxxxxxx | Indoor Luminaires | High-Bay | High-Bay Luminaires for Commercial and Industrial Buildings | Standard | FALSE | [9 empty] | 41590 |  |  | NotYetVerified | Product is qualified when used with the following driver models: Inventronics' EUV-150S048ST; Inventronics' EUV-250S048ST; GE's GELD24MV100U; and Fulham's T1UNV048V-150L | 3 | 52780 | 87.3841 | 604 |  | 0.9 | 5000 | 70
P00000SSP | GE Lighting Solutions | Albeo | ABHX16H572xxxxxxxx | Indoor Luminaires | High-Bay | High-Bay Luminaires for Commercial and Industrial Buildings | Standard | FALSE | [9 empty] | 41590 |  |  | NotYetVerified | Product is qualified when used with the following driver models: Inventronics' EUV-150S048ST; Inventronics' EUV-250S048ST; GE's GELD24MV100U; and Fulham's T1UNV048V-150L | 3 | 52780 | 87.3841 | 604 |  | 0.9 | 5000 | 70
P00000SSO | GE Lighting Solutions | Albeo | ABHX16H571xxxxxxxx | Indoor Luminaires | High-Bay | High-Bay Luminaires for Commercial and Industrial Buildings | Standard | FALSE | [9 empty] | 41590 |  |  | NotYetVerified | Product is qualified when used with the following driver models: Inventronics' EUV-150S048ST; Inventronics' EUV-250S048ST; GE's GELD24MV100U; and Fulham's T1UNV048V-150L | 3 | 52780 | 87.3841 | 604 |  | 0.9 | 5000 | 70
P00000SSN | GE Lighting Solutions | Albeo | ABHX06H578xxxxxxxx | Indoor Luminaires | High-Bay | High-Bay Luminaires for Commercial and Industrial Buildings | Standard | FALSE | [9 empty] | 41590 |  |  | NotYetVerified | Product is qualified when used with the following driver models: Inventronics' EUV-150S048ST; Inventronics' EUV-250S048ST; GE's GELD24MV100U; and Fulham's T1UNV048V-150L | 3 | 52780 | 87.3841 | 604 |  | 0.9 | 5000 | 70
P00000SSM | GE Lighting Solutions | Albeo | ABHX06H574xxxxxxxx | Indoor Luminaires | High-Bay | High-Bay Luminaires for Commercial and Industrial Buildings | Standard | FALSE | [9 empty] | 41590 |  |  | NotYetVerified | Product is qualified when used with the following driver models: Inventronics' EUV-150S048ST; Inventronics' EUV-250S048ST; GE's GELD24MV100U; and Fulham's T1UNV048V-150L | 3 | 52780 | 87.3841 | 604 |  | 0.9 | 5000 | 70
P00000SSL | GE Lighting Solutions | Albeo | ABHX06H572xxxxxxxx | Indoor Luminaires | High-Bay | High-Bay Luminaires for Commercial and Industrial Buildings | Standard | FALSE | [9 empty] | 41590 |  |  | NotYetVerified | Product is qualified when used with the following driver models: Inventronics' EUV-150S048ST; Inventronics' EUV-250S048ST; GE's GELD24MV100U; and Fulham's T1UNV048V-150L | 3 | 52780 | 87.3841 | 604 |  | 0.9 | 5000 | 70
P00000SSK | GE Lighting Solutions | Albeo | ABHX06H571xxxxxxxx | Indoor Luminaires | High-Bay | High-Bay Luminaires for Commercial and Industrial Buildings | Standard | FALSE | [9 empty] | 41590 |  |  | NotYetVerified | Product is qualified when used with the following driver models: Inventronics' EUV-150S048ST; Inventronics' EUV-250S048ST; GE's GELD24MV100U; and Fulham's T1UNV048V-150L | 3 | 52780 | 87.3841 | 604 |  | 0.9 | 5000 | 70
P00000SPJ | GE Lighting Solutions | Albeo | ABHX44V578xxxxxxxx | Indoor Luminaires | High-Bay | High-Bay Luminaires for Commercial and Industrial Buildings | Standard | FALSE | [9 empty] | 41590 |  |  | NotYetVerified | Product is qualified when used with the following driver model: Inventronics' EUV-250S048ST | 3 | 39880 | 81.5542 | 489 |  | 0.9 | 5000 | 70
P00000SPI | GE Lighting Solutions | Albeo | ABHX44V574xxxxxxxx | Indoor Luminaires | High-Bay | High-Bay Luminaires for Commercial and Industrial Buildings | Standard | FALSE | [9 empty] | 41590 |  |  | NotYetVerified | Product is qualified when used with the following driver model: Inventronics' EUV-250S048ST | 3 | 39880 | 81.5542 | 489 |  | 0.9 | 5000 | 70
P00000SPH | GE Lighting Solutions | Albeo | ABHX44V572xxxxxxxx | Indoor Luminaires | High-Bay | High-Bay Luminaires for Commercial and Industrial Buildings | Standard | FALSE | [9 empty] | 41590 |  |  | NotYetVerified | Product is qualified when used with the following driver model: Inventronics' EUV-250S048ST | 3 | 39880 | 81.5542 | 489 |  | 0.9 | 5000 | 70
P00000SPG | GE Lighting Solutions | Albeo | ABHX44V571xxxxxxxx | Indoor Luminaires | High-Bay | High-Bay Luminaires for Commercial and Industrial Buildings | Standard | FALSE | [9 empty] | 41590 |  |  | NotYetVerified | Product is qualified when used with the following driver model: Inventronics' EUV-250S048ST | 3 | 39880 | 81.5542 | 489 |  | 0.9 | 5000 | 70
P00000SPF | GE Lighting Solutions | Albeo | ABHX14V578xxxxxxxx | Indoor Luminaires | High-Bay | High-Bay Luminaires for Commercial and Industrial Buildings | Standard | FALSE | [9 empty] | 41590 |  |  | NotYetVerified | Product is qualified when used with the following driver model: Inventronics' EUV-250S048ST | 3 | 39880 | 81.5542 | 489 |  | 0.9 | 5000 | 70
P00000SPE | GE Lighting Solutions | Albeo | ABHX14V574xxxxxxxx | Indoor Luminaires | High-Bay | High-Bay Luminaires for Commercial and Industrial Buildings | Standard | FALSE | [9 empty] | 41590 |  |  | NotYetVerified | Product is qualified when used with the following driver model: Inventronics' EUV-250S048ST | 3 | 39880 | 81.5542 | 489 |  | 0.9 | 5000 | 70
P00000SPD | GE Lighting Solutions | Albeo | ABHX14V572xxxxxxxx | Indoor Luminaires | High-Bay | High-Bay Luminaires for Commercial and Industrial Buildings | Standard | FALSE | [9 empty] | 41590 |  |  | NotYetVerified | Product is qualified when used with the following driver model: Inventronics' EUV-250S048ST | 3 | 39880 | 81.5542 | 489 |  | 0.9 | 5000 | 70
P00000SPC | GE Lighting Solutions | Albeo | ABHX14V571xxxxxxxx | Indoor Luminaires | High-Bay | High-Bay Luminaires for Commercial and Industrial Buildings | Standard | FALSE | [9 empty] | 41590 |  |  | NotYetVerified | Product is qualified when used with the following driver model: Inventronics' EUV-250S048ST | 3 | 39880 | 81.5542 | 489 |  | 0.9 | 5000 | 70
P00000SPB | GE Lighting Solutions | Albeo | ABHX04V578xxxxxxxx | Indoor Luminaires | High-Bay | High-Bay Luminaires for Commercial and Industrial Buildings | Standard | FALSE | [9 empty] | 41590 |  |  | NotYetVerified | Product is qualified when used with the following driver model: Inventronics' EUV-250S048ST | 3 | 39880 | 81.5542 | 489 |  | 0.9 | 5000 | 70
P00000SPA | GE Lighting Solutions | Albeo | ABHX04V574xxxxxxxx | Indoor Luminaires | High-Bay | High-Bay Luminaires for Commercial and Industrial Buildings | Standard | FALSE | [9 empty] | 41590 |  |  | NotYetVerified | Product is qualified when used with the following driver model: Inventronics' EUV-250S048ST | 3 | 39880 | 81.5542 | 489 |  | 0.9 | 5000 | 70
P00000SP9 | GE Lighting Solutions | Albeo | ABHX04V572xxxxxxxx | Indoor Luminaires | High-Bay | High-Bay Luminaires for Commercial and Industrial Buildings | Standard | FALSE | [9 empty] | 41590 |  |  | NotYetVerified | Product is qualified when used with the following driver model: Inventronics' EUV-250S048ST | 3 | 39880 | 81.5542 | 489 |  | 0.9 | 5000 | 70
P00000SP8 | GE Lighting Solutions | Albeo | ABHX04V571xxxxxxxx | Indoor Luminaires | High-Bay | High-Bay Luminaires for Commercial and Industrial Buildings | Standard | FALSE | [9 empty] | 41590 |  |  | NotYetVerified | Product is qualified when used with the following driver model: Inventronics' EUV-250S048ST | 3 | 39880 | 81.5542 | 489 |  | 0.9 | 5000 | 70
P00000SQV | GE Lighting Solutions | Albeo | ABHX46T578xxxxxxxx | Indoor Luminaires | High-Bay | High-Bay Luminaires for Commercial and Industrial Buildings | Standard | FALSE | [9 empty] | 41590 |  |  | NotYetVerified | Product is qualified when used with the following driver model: Inventronics' EUV-250S048ST | 3 | 38200 | 83.4061 | 458 |  | 0.9 | 5000 | 70
P00000SQU | GE Lighting Solutions | Albeo | ABHX46T574xxxxxxxx | Indoor Luminaires | High-Bay | High-Bay Luminaires for Commercial and Industrial Buildings | Standard | FALSE | [9 empty] | 41590 |  |  | NotYetVerified | Product is qualified when used with the following driver model: Inventronics' EUV-250S048ST | 3 | 38200 | 83.4061 | 458 |  | 0.9 | 5000 | 70
P00000SQT | GE Lighting Solutions | Albeo | ABHX46T572xxxxxxxx | Indoor Luminaires | High-Bay | High-Bay Luminaires for Commercial and Industrial Buildings | Standard | FALSE | [9 empty] | 41590 |  |  | NotYetVerified | Product is qualified when used with the following driver model: Inventronics' EUV-250S048ST | 3 | 38200 | 83.4061 | 458 |  | 0.9 | 5000 | 70
P00000SQS | GE Lighting Solutions | Albeo | ABHX46T571xxxxxxxx | Indoor Luminaires | High-Bay | High-Bay Luminaires for Commercial and Industrial Buildings | Standard | FALSE | [9 empty] | 41590 |  |  | NotYetVerified | Product is qualified when used with the following driver model: Inventronics' EUV-250S048ST | 3 | 38200 | 83.4061 | 458 |  | 0.9 | 5000 | 70
P00000SQR | GE Lighting Solutions | Albeo | ABHX16T578xxxxxxxx | Indoor Luminaires | High-Bay | High-Bay Luminaires for Commercial and Industrial Buildings | Standard | FALSE | [9 empty] | 41590 |  |  | NotYetVerified | Product is qualified when used with the following driver model: Inventronics' EUV-250S048ST | 3 | 38200 | 83.4061 | 458 |  | 0.9 | 5000 | 70
P00000SQQ | GE Lighting Solutions | Albeo | ABHX16T574xxxxxxxx | Indoor Luminaires | High-Bay | High-Bay Luminaires for Commercial and Industrial Buildings | Standard | FALSE | [9 empty] | 41590 |  |  | NotYetVerified | Product is qualified when used with the following driver model: Inventronics' EUV-250S048ST | 3 | 38200 | 83.4061 | 458 |  | 0.9 | 5000 | 70
P00000SQP | GE Lighting Solutions | Albeo | ABHX16T572xxxxxxxx | Indoor Luminaires | High-Bay | High-Bay Luminaires for Commercial and Industrial Buildings | Standard | FALSE | [9 empty] | 41590 |  |  | NotYetVerified | Product is qualified when used with the following driver model: Inventronics' EUV-250S048ST | 3 | 38200 | 83.4061 | 458 |  | 0.9 | 5000 | 70
P00000SQO | GE Lighting Solutions | Albeo | ABHX16T571xxxxxxxx | Indoor Luminaires | High-Bay | High-Bay Luminaires for Commercial and Industrial Buildings | Standard | FALSE | [9 empty] | 41590 |  |  | NotYetVerified | Product is qualified when used with the following driver model: Inventronics' EUV-250S048ST | 3 | 38200 | 83.4061 | 458 |  | 0.9 | 5000 | 70
P00000SQN | GE Lighting Solutions | Albeo | ABHX06T578xxxxxxxx | Indoor Luminaires | High-Bay | High-Bay Luminaires for Commercial and Industrial Buildings | Standard | FALSE | [9 empty] | 41590 |  |  | NotYetVerified | Product is qualified when used with the following driver model: Inventronics' EUV-250S048ST | 3 | 38200 | 83.4061 | 458 |  | 0.9 | 5000 | 70
P00000SQM | GE Lighting Solutions | Albeo | ABHX06T574xxxxxxxx | Indoor Luminaires | High-Bay | High-Bay Luminaires for Commercial and Industrial Buildings | Standard | FALSE | [9 empty] | 41590 |  |  | NotYetVerified | Product is qualified when used with the following driver model: Inventronics' EUV-250S048ST | 3 | 38200 | 83.4061 | 458 |  | 0.9 | 5000 | 70
P00000SQL | GE Lighting Solutions | Albeo | ABHX06T572xxxxxxxx | Indoor Luminaires | High-Bay | High-Bay Luminaires for Commercial and Industrial Buildings | Standard | FALSE | [9 empty] | 41590 |  |  | NotYetVerified | Product is qualified when used with the following driver model: Inventronics' EUV-250S048ST | 3 | 38200 | 83.4061 | 458 |  | 0.9 | 5000 | 70
P00000SQK | GE Lighting Solutions | Albeo | ABHX06T571xxxxxxxx | Indoor Luminaires | High-Bay | High-Bay Luminaires for Commercial and Industrial Buildings | Standard | FALSE | [9 empty] | 41590 |  |  | NotYetVerified | Product is qualified when used with the following driver model: Inventronics' EUV-250S048ST | 3 | 38200 | 83.4061 | 458 |  | 0.9 | 5000 | 70
P00000SOV | GE Lighting Solutions | Albeo | ABHX44H578xxxxxxxx | Indoor Luminaires | High-Bay | High-Bay Luminaires for Commercial and Industrial Buildings | Standard | FALSE | [9 empty] | 41590 |  |  | NotYetVerified | Product is qualified when used with the following driver model: Inventronics' EUV-250S048ST | 3 | 35190 | 87.5373 | 402 |  | 0.9 | 5000 | 70
P00000SOU | GE Lighting Solutions | Albeo | ABHX44H574xxxxxxxx | Indoor Luminaires | High-Bay | High-Bay Luminaires for Commercial and Industrial Buildings | Standard | FALSE | [9 empty] | 41590 |  |  | NotYetVerified | Product is qualified when used with the following driver model: Inventronics' EUV-250S048ST | 3 | 35190 | 87.5373 | 402 |  | 0.9 | 5000 | 70
P00000SOT | GE Lighting Solutions | Albeo | ABHX44H572xxxxxxxx | Indoor Luminaires | High-Bay | High-Bay Luminaires for Commercial and Industrial Buildings | Standard | FALSE | [9 empty] | 41590 |  |  | NotYetVerified | Product is qualified when used with the following driver model: Inventronics' EUV-250S048ST | 3 | 35190 | 87.5373 | 402 |  | 0.9 | 5000 | 70
P00000SOS | GE Lighting Solutions | Albeo | ABHX44H571xxxxxxxx | Indoor Luminaires | High-Bay | High-Bay Luminaires for Commercial and Industrial Buildings | Standard | FALSE | [9 empty] | 41590 |  |  | NotYetVerified | Product is qualified when used with the following driver model: Inventronics' EUV-250S048ST | 3 | 35190 | 87.5373 | 402 |  | 0.9 | 5000 | 70
P00000SOR | GE Lighting Solutions | Albeo | ABHX14H578xxxxxxxx | Indoor Luminaires | High-Bay | High-Bay Luminaires for Commercial and Industrial Buildings | Standard | FALSE | [9 empty] | 41590 |  |  | NotYetVerified | Product is qualified when used with the following driver model: Inventronics' EUV-250S048ST | 3 | 35190 | 87.5373 | 402 |  | 0.9 | 5000 | 70
P00000SOQ | GE Lighting Solutions | Albeo | ABHX14H574xxxxxxxx | Indoor Luminaires | High-Bay | High-Bay Luminaires for Commercial and Industrial Buildings | Standard | FALSE | [9 empty] | 41590 |  |  | NotYetVerified | Product is qualified when used with the following driver model: Inventronics' EUV-250S048ST | 3 | 35190 | 87.5373 | 402 |  | 0.9 | 5000 | 70
P00000SOP | GE Lighting Solutions | Albeo | ABHX14H572xxxxxxxx | Indoor Luminaires | High-Bay | High-Bay Luminaires for Commercial and Industrial Buildings | Standard | FALSE | [9 empty] | 41590 |  |  | NotYetVerified | Product is qualified when used with the following driver model: Inventronics' EUV-250S048ST | 3 | 35190 | 87.5373 | 402 |  | 0.9 | 5000 | 70
P00000SOO | GE Lighting Solutions | Albeo | ABHX14H571xxxxxxxx | Indoor Luminaires | High-Bay | High-Bay Luminaires for Commercial and Industrial Buildings | Standard | FALSE | [9 empty] | 41590 |  |  | NotYetVerified | Product is qualified when used with the following driver model: Inventronics' EUV-250S048ST | 3 | 35190 | 87.5373 | 402 |  | 0.9 | 5000 | 70
P00000SON | GE Lighting Solutions | Albeo | ABHX04H578xxxxxxxx | Indoor Luminaires | High-Bay | High-Bay Luminaires for Commercial and Industrial Buildings | Standard | FALSE | [9 empty] | 41590 |  |  | NotYetVerified | Product is qualified when used with the following driver model: Inventronics' EUV-250S048ST | 3 | 35190 | 87.5373 | 402 |  | 0.9 | 5000 | 70
P00000SOM | GE Lighting Solutions | Albeo | ABHX04H574xxxxxxxx | Indoor Luminaires | High-Bay | High-Bay Luminaires for Commercial and Industrial Buildings | Standard | FALSE | [9 empty] | 41590 |  |  | NotYetVerified | Product is qualified when used with the following driver model: Inventronics' EUV-250S048ST | 3 | 35190 | 87.5373 | 402 |  | 0.9 | 5000 | 70
P00000SOL | GE Lighting Solutions | Albeo | ABHX04H572xxxxxxxx | Indoor Luminaires | High-Bay | High-Bay Luminaires for Commercial and Industrial Buildings | Standard | FALSE | [9 empty] | 41590 |  |  | NotYetVerified | Product is qualified when used with the following driver model: Inventronics' EUV-250S048ST | 3 | 35190 | 87.5373 | 402 |  | 0.9 | 5000 | 70
P00000SOK | GE Lighting Solutions | Albeo | ABHX04H571xxxxxxxx | Indoor Luminaires | High-Bay | High-Bay Luminaires for Commercial and Industrial Buildings | Standard | FALSE | [9 empty] | 41590 |  |  | NotYetVerified | Product is qualified when used with the following driver model: Inventronics' EUV-250S048ST | 3 | 35190 | 87.5373 | 402 |  | 0.9 | 5000 | 70
P00000SS7 | GE Lighting Solutions | Albeo | ABHX43V578xxxxxxxx | Indoor Luminaires | High-Bay | High-Bay Luminaires for Commercial and Industrial Buildings | Standard | FALSE | [9 empty] | 41590 |  |  | NotYetVerified | Product is qualified when used with the following driver models: Inventronics' EUV-150S048ST; Inventronics' EUV-250S048ST; GE's GELD24MV100U; and Fulham's T1UNV048V-150L | 3 | 29910 | 81.4986 | 367 |  | 0.9 | 5000 | 70
P00000SS6 | GE Lighting Solutions | Albeo | ABHX43V574xxxxxxxx | Indoor Luminaires | High-Bay | High-Bay Luminaires for Commercial and Industrial Buildings | Standard | FALSE | [9 empty] | 41590 |  |  | NotYetVerified | Product is qualified when used with the following driver models: Inventronics' EUV-150S048ST; Inventronics' EUV-250S048ST; GE's GELD24MV100U; and Fulham's T1UNV048V-150L | 3 | 29910 | 81.4986 | 367 |  | 0.9 | 5000 | 70
P00000SS5 | GE Lighting Solutions | Albeo | ABHX43V572xxxxxxxx | Indoor Luminaires | High-Bay | High-Bay Luminaires for Commercial and Industrial Buildings | Standard | FALSE | [9 empty] | 41590 |  |  | NotYetVerified | Product is qualified when used with the following driver models: Inventronics' EUV-150S048ST; Inventronics' EUV-250S048ST; GE's GELD24MV100U; and Fulham's T1UNV048V-150L | 3 | 29910 | 81.4986 | 367 |  | 0.9 | 5000 | 70
P00000SS4 | GE Lighting Solutions | Albeo | ABHX43V571xxxxxxxx | Indoor Luminaires | High-Bay | High-Bay Luminaires for Commercial and Industrial Buildings | Standard | FALSE | [9 empty] | 41590 |  |  | NotYetVerified | Product is qualified when used with the following driver models: Inventronics' EUV-150S048ST; Inventronics' EUV-250S048ST; GE's GELD24MV100U; and Fulham's T1UNV048V-150L | 3 | 29910 | 81.4986 | 367 |  | 0.9 | 5000 | 70
P00000SS3 | GE Lighting Solutions | Albeo | ABHX13V578xxxxxxxx | Indoor Luminaires | High-Bay | High-Bay Luminaires for Commercial and Industrial Buildings | Standard | FALSE | [9 empty] | 41590 |  |  | NotYetVerified | Product is qualified when used with the following driver models: Inventronics' EUV-150S048ST; Inventronics' EUV-250S048ST; GE's GELD24MV100U; and Fulham's T1UNV048V-150L | 3 | 29910 | 81.4986 | 367 |  | 0.9 | 5000 | 70
P00000SS2 | GE Lighting Solutions | Albeo | ABHX13V574xxxxxxxx | Indoor Luminaires | High-Bay | High-Bay Luminaires for Commercial and Industrial Buildings | Standard | FALSE | [9 empty] | 41590 |  |  | NotYetVerified | Product is qualified when used with the following driver models: Inventronics' EUV-150S048ST; Inventronics' EUV-250S048ST; GE's GELD24MV100U; and Fulham's T1UNV048V-150L | 3 | 29910 | 81.4986 | 367 |  | 0.9 | 5000 | 70
P00000SS1 | GE Lighting Solutions | Albeo | ABHX13V572xxxxxxxx | Indoor Luminaires | High-Bay | High-Bay Luminaires for Commercial and Industrial Buildings | Standard | FALSE | [9 empty] | 41590 |  |  | NotYetVerified | Product is qualified when used with the following driver models: Inventronics' EUV-150S048ST; Inventronics' EUV-250S048ST; GE's GELD24MV100U; and Fulham's T1UNV048V-150L | 3 | 29910 | 81.4986 | 367 |  | 0.9 | 5000 | 70
P00000SS0 | GE Lighting Solutions | Albeo | ABHX13V571xxxxxxxx | Indoor Luminaires | High-Bay | High-Bay Luminaires for Commercial and Industrial Buildings | Standard | FALSE | [9 empty] | 41590 |  |  | NotYetVerified | Product is qualified when used with the following driver models: Inventronics' EUV-150S048ST; Inventronics' EUV-250S048ST; GE's GELD24MV100U; and Fulham's T1UNV048V-150L | 3 | 29910 | 81.4986 | 367 |  | 0.9 | 5000 | 70
P00000SRZ | GE Lighting Solutions | Albeo | ABHX03V578xxxxxxxx | Indoor Luminaires | High-Bay | High-Bay Luminaires for Commercial and Industrial Buildings | Standard | FALSE | [9 empty] | 41590 |  |  | NotYetVerified | Product is qualified when used with the following driver models: Inventronics' EUV-150S048ST; Inventronics' EUV-250S048ST; GE's GELD24MV100U; and Fulham's T1UNV048V-150L | 3 | 29910 | 81.4986 | 367 |  | 0.9 | 5000 | 70
P00000SRY | GE Lighting Solutions | Albeo | ABHX03V574xxxxxxxx | Indoor Luminaires | High-Bay | High-Bay Luminaires for Commercial and Industrial Buildings | Standard | FALSE | [9 empty] | 41590 |  |  | NotYetVerified | Product is qualified when used with the following driver models: Inventronics' EUV-150S048ST; Inventronics' EUV-250S048ST; GE's GELD24MV100U; and Fulham's T1UNV048V-150L | 3 | 29910 | 81.4986 | 367 |  | 0.9 | 5000 | 70
P00000SRX | GE Lighting Solutions | Albeo | ABHX03V572xxxxxxxx | Indoor Luminaires | High-Bay | High-Bay Luminaires for Commercial and Industrial Buildings | Standard | FALSE | [9 empty] | 41590 |  |  | NotYetVerified | Product is qualified when used with the following driver models: Inventronics' EUV-150S048ST; Inventronics' EUV-250S048ST; GE's GELD24MV100U; and Fulham's T1UNV048V-150L | 3 | 29910 | 81.4986 | 367 |  | 0.9 | 5000 | 70
P00000SRW | GE Lighting Solutions | Albeo | ABHX03V571xxxxxxxx | Indoor Luminaires | High-Bay | High-Bay Luminaires for Commercial and Industrial Buildings | Standard | FALSE | [9 empty] | 41590 |  |  | NotYetVerified | Product is qualified when used with the following driver models: Inventronics' EUV-150S048ST; Inventronics' EUV-250S048ST; GE's GELD24MV100U; and Fulham's T1UNV048V-150L | 3 | 29910 | 81.4986 | 367 |  | 0.9 | 5000 | 70
P00000SRK | GE Lighting Solutions | Albeo | ABHX43H578xxxxxxxx | Indoor Luminaires | High-Bay | High-Bay Luminaires for Commercial and Industrial Buildings | Standard | FALSE | [9 empty] | 41590 |  |  | NotYetVerified | Product is qualified when used with the following driver models: Inventronics' EUV-150S048ST; Inventronics' EUV-250S048ST; GE's GELD24MV100U; and Fulham's T1UNV048V-150L | 3 | 26390 | 87.3841 | 302 |  | 0.9 | 5000 | 70
P00000SRJ | GE Lighting Solutions | Albeo | ABHX43H574xxxxxxxx | Indoor Luminaires | High-Bay | High-Bay Luminaires for Commercial and Industrial Buildings | Standard | FALSE | [9 empty] | 41590 |  |  | NotYetVerified | Product is qualified when used with the following driver models: Inventronics' EUV-150S048ST; Inventronics' EUV-250S048ST; GE's GELD24MV100U; and Fulham's T1UNV048V-150L | 3 | 26390 | 87.3841 | 302 |  | 0.9 | 5000 | 70
P00000SRI | GE Lighting Solutions | Albeo | ABHX43H572xxxxxxxx | Indoor Luminaires | High-Bay | High-Bay Luminaires for Commercial and Industrial Buildings | Standard | FALSE | [9 empty] | 41590 |  |  | NotYetVerified | Product is qualified when used with the following driver models: Inventronics' EUV-150S048ST; Inventronics' EUV-250S048ST; GE's GELD24MV100U; and Fulham's T1UNV048V-150L | 3 | 26390 | 87.3841 | 302 |  | 0.9 | 5000 | 70
P00000SRH | GE Lighting Solutions | Albeo | ABHX43H571xxxxxxxx | Indoor Luminaires | High-Bay | High-Bay Luminaires for Commercial and Industrial Buildings | Standard | FALSE | [9 empty] | 41590 |  |  | NotYetVerified | Product is qualified when used with the following driver models: Inventronics' EUV-150S048ST; Inventronics' EUV-250S048ST; GE's GELD24MV100U; and Fulham's T1UNV048V-150L | 3 | 26390 | 87.3841 | 302 |  | 0.9 | 5000 | 70
P00000SRG | GE Lighting Solutions | Albeo | ABHX13H578xxxxxxxx | Indoor Luminaires | High-Bay | High-Bay Luminaires for Commercial and Industrial Buildings | Standard | FALSE | [9 empty] | 41590 |  |  | NotYetVerified | Product is qualified when used with the following driver models: Inventronics' EUV-150S048ST; Inventronics' EUV-250S048ST; GE's GELD24MV100U; and Fulham's T1UNV048V-150L | 3 | 26390 | 87.3841 | 302 |  | 0.9 | 5000 | 70
P00000SRF | GE Lighting Solutions | Albeo | ABHX13H574xxxxxxxx | Indoor Luminaires | High-Bay | High-Bay Luminaires for Commercial and Industrial Buildings | Standard | FALSE | [9 empty] | 41590 |  |  | NotYetVerified | Product is qualified when used with the following driver models: Inventronics' EUV-150S048ST; Inventronics' EUV-250S048ST; GE's GELD24MV100U; and Fulham's T1UNV048V-150L | 3 | 26390 | 87.3841 | 302 |  | 0.9 | 5000 | 70
P00000SRE | GE Lighting Solutions | Albeo | ABHX13H572xxxxxxxx | Indoor Luminaires | High-Bay | High-Bay Luminaires for Commercial and Industrial Buildings | Standard | FALSE | [9 empty] | 41590 |  |  | NotYetVerified | Product is qualified when used with the following driver models: Inventronics' EUV-150S048ST; Inventronics' EUV-250S048ST; GE's GELD24MV100U; and Fulham's T1UNV048V-150L | 3 | 26390 | 87.3841 | 302 |  | 0.9 | 5000 | 70
P00000SRD | GE Lighting Solutions | Albeo | ABHX13H571xxxxxxxx | Indoor Luminaires | High-Bay | High-Bay Luminaires for Commercial and Industrial Buildings | Standard | FALSE | [9 empty] | 41590 |  |  | NotYetVerified | Product is qualified when used with the following driver models: Inventronics' EUV-150S048ST; Inventronics' EUV-250S048ST; GE's GELD24MV100U; and Fulham's T1UNV048V-150L | 3 | 26390 | 87.3841 | 302 |  | 0.9 | 5000 | 70
P00000SRC | GE Lighting Solutions | Albeo | ABHX03H578xxxxxxxx | Indoor Luminaires | High-Bay | High-Bay Luminaires for Commercial and Industrial Buildings | Standard | FALSE | [9 empty] | 41590 |  |  | NotYetVerified | Product is qualified when used with the following driver models: Inventronics' EUV-150S048ST; Inventronics' EUV-250S048ST; GE's GELD24MV100U; and Fulham's T1UNV048V-150L | 3 | 26390 | 87.3841 | 302 |  | 0.9 | 5000 | 70
P00000SRB | GE Lighting Solutions | Albeo | ABHX03H574xxxxxxxx | Indoor Luminaires | High-Bay | High-Bay Luminaires for Commercial and Industrial Buildings | Standard | FALSE | [9 empty] | 41590 |  |  | NotYetVerified | Product is qualified when used with the following driver models: Inventronics' EUV-150S048ST; Inventronics' EUV-250S048ST; GE's GELD24MV100U; and Fulham's T1UNV048V-150L | 3 | 26390 | 87.3841 | 302 |  | 0.9 | 5000 | 70
P00000SRA | GE Lighting Solutions | Albeo | ABHX03H572xxxxxxxx | Indoor Luminaires | High-Bay | High-Bay Luminaires for Commercial and Industrial Buildings | Standard | FALSE | [9 empty] | 41590 |  |  | NotYetVerified | Product is qualified when used with the following driver models: Inventronics' EUV-150S048ST; Inventronics' EUV-250S048ST; GE's GELD24MV100U; and Fulham's T1UNV048V-150L | 3 | 26390 | 87.3841 | 302 |  | 0.9 | 5000 | 70
P00000SR9 | GE Lighting Solutions | Albeo | ABHX03H571xxxxxxxx | Indoor Luminaires | High-Bay | High-Bay Luminaires for Commercial and Industrial Buildings | Standard | FALSE | [9 empty] | 41590 |  |  | NotYetVerified | Product is qualified when used with the following driver models: Inventronics' EUV-150S048ST; Inventronics' EUV-250S048ST; GE's GELD24MV100U; and Fulham's T1UNV048V-150L | 3 | 26390 | 87.3841 | 302 |  | 0.9 | 5000 | 70
P00000SMV | GE Lighting Solutions | Albeo | ABHX44T578xxxxxxxx | Indoor Luminaires | High-Bay | High-Bay Luminaires for Commercial and Industrial Buildings | Standard | FALSE | [9 empty] | 41590 |  |  | NotYetVerified | Product is qualified when used with the following driver models: Inventronics' EUV-150S048ST; GE's GELD24MV100U; and Fulham's T1UNV048V-150L | 3 | 25470 | 83.5082 | 305 |  | 0.9 | 5000 | 70
P00000SMU | GE Lighting Solutions | Albeo | ABHX44T574xxxxxxxx | Indoor Luminaires | High-Bay | High-Bay Luminaires for Commercial and Industrial Buildings | Standard | FALSE | [9 empty] | 41590 |  |  | NotYetVerified | Product is qualified when used with the following driver models: Inventronics' EUV-150S048ST; GE's GELD24MV100U; and Fulham's T1UNV048V-150L | 3 | 25470 | 83.5082 | 305 |  | 0.9 | 5000 | 70
P00000SMT | GE Lighting Solutions | Albeo | ABHX44T572xxxxxxxx | Indoor Luminaires | High-Bay | High-Bay Luminaires for Commercial and Industrial Buildings | Standard | FALSE | [9 empty] | 41590 |  |  | NotYetVerified | Product is qualified when used with the following driver models: Inventronics' EUV-150S048ST; GE's GELD24MV100U; and Fulham's T1UNV048V-150L | 3 | 25470 | 83.5082 | 305 |  | 0.9 | 5000 | 70
P00000SMS | GE Lighting Solutions | Albeo | ABHX44T571xxxxxxxx | Indoor Luminaires | High-Bay | High-Bay Luminaires for Commercial and Industrial Buildings | Standard | FALSE | [9 empty] | 41590 |  |  | NotYetVerified | Product is qualified when used with the following driver models: Inventronics' EUV-150S048ST; GE's GELD24MV100U; and Fulham's T1UNV048V-150L | 3 | 25470 | 83.5082 | 305 |  | 0.9 | 5000 | 70
P00000SMR | GE Lighting Solutions | Albeo | ABHX14T578xxxxxxxx | Indoor Luminaires | High-Bay | High-Bay Luminaires for Commercial and Industrial Buildings | Standard | FALSE | [9 empty] | 41590 |  |  | NotYetVerified | Product is qualified when used with the following driver models: Inventronics' EUV-150S048ST; GE's GELD24MV100U; and Fulham's T1UNV048V-150L | 3 | 25470 | 83.5082 | 305 |  | 0.9 | 5000 | 70
P00000SMQ | GE Lighting Solutions | Albeo | ABHX14T574xxxxxxxx | Indoor Luminaires | High-Bay | High-Bay Luminaires for Commercial and Industrial Buildings | Standard | FALSE | [9 empty] | 41590 |  |  | NotYetVerified | Product is qualified when used with the following driver models: Inventronics' EUV-150S048ST; GE's GELD24MV100U; and Fulham's T1UNV048V-150L | 3 | 25470 | 83.5082 | 305 |  | 0.9 | 5000 | 70
P00000SMP | GE Lighting Solutions | Albeo | ABHX14T572xxxxxxxx | Indoor Luminaires | High-Bay | High-Bay Luminaires for Commercial and Industrial Buildings | Standard | FALSE | [9 empty] | 41590 |  |  | NotYetVerified | Product is qualified when used with the following driver models: Inventronics' EUV-150S048ST; GE's GELD24MV100U; and Fulham's T1UNV048V-150L | 3 | 25470 | 83.5082 | 305 |  | 0.9 | 5000 | 70
P00000SMO | GE Lighting Solutions | Albeo | ABHX14T571xxxxxxxx | Indoor Luminaires | High-Bay | High-Bay Luminaires for Commercial and Industrial Buildings | Standard | FALSE | [9 empty] | 41590 |  |  | NotYetVerified | Product is qualified when used with the following driver models: Inventronics' EUV-150S048ST; GE's GELD24MV100U; and Fulham's T1UNV048V-150L | 3 | 25470 | 83.5082 | 305 |  | 0.9 | 5000 | 70
P00000SMN | GE Lighting Solutions | Albeo | ABHX04T578xxxxxxxx | Indoor Luminaires | High-Bay | High-Bay Luminaires for Commercial and Industrial Buildings | Standard | FALSE | [9 empty] | 41590 |  |  | NotYetVerified | Product is qualified when used with the following driver models: Inventronics' EUV-150S048ST; GE's GELD24MV100U; and Fulham's T1UNV048V-150L | 3 | 25470 | 83.5082 | 305 |  | 0.9 | 5000 | 70
P00000SMM | GE Lighting Solutions | Albeo | ABHX04T574xxxxxxxx | Indoor Luminaires | High-Bay | High-Bay Luminaires for Commercial and Industrial Buildings | Standard | FALSE | [9 empty] | 41590 |  |  | NotYetVerified | Product is qualified when used with the following driver models: Inventronics' EUV-150S048ST; GE's GELD24MV100U; and Fulham's T1UNV048V-150L | 3 | 25470 | 83.5082 | 305 |  | 0.9 | 5000 | 70
P00000SML | GE Lighting Solutions | Albeo | ABHX04T572xxxxxxxx | Indoor Luminaires | High-Bay | High-Bay Luminaires for Commercial and Industrial Buildings | Standard | FALSE | [9 empty] | 41590 |  |  | NotYetVerified | Product is qualified when used with the following driver models: Inventronics' EUV-150S048ST; GE's GELD24MV100U; and Fulham's T1UNV048V-150L | 3 | 25470 | 83.5082 | 305 |  | 0.9 | 5000 | 70
P00000SMK | GE Lighting Solutions | Albeo | ABHX04T571xxxxxxxx | Indoor Luminaires | High-Bay | High-Bay Luminaires for Commercial and Industrial Buildings | Standard | FALSE | [9 empty] | 41590 |  |  | NotYetVerified | Product is qualified when used with the following driver models: Inventronics' EUV-150S048ST; GE's GELD24MV100U; and Fulham's T1UNV048V-150L | 3 | 25470 | 83.5082 | 305 |  | 0.9 | 5000 | 70
P00000SO7 | GE Lighting Solutions | Albeo | ABHX42V578xxxxxxxx | Indoor Luminaires | High-Bay | High-Bay Luminaires for Commercial and Industrial Buildings | Standard | FALSE | [9 empty] | 41590 |  |  | NotYetVerified | Product is qualified when used with the following driver model: Inventronics' EUV-250S048ST | 3 | 19940 | 81.3878 | 245 |  | 0.9 | 5000 | 70
P00000SO6 | GE Lighting Solutions | Albeo | ABHX42V574xxxxxxxx | Indoor Luminaires | High-Bay | High-Bay Luminaires for Commercial and Industrial Buildings | Standard | FALSE | [9 empty] | 41590 |  |  | NotYetVerified | Product is qualified when used with the following driver model: Inventronics' EUV-250S048ST | 3 | 19940 | 81.3878 | 245 |  | 0.9 | 5000 | 70
P00000SO5 | GE Lighting Solutions | Albeo | ABHX42V572xxxxxxxx | Indoor Luminaires | High-Bay | High-Bay Luminaires for Commercial and Industrial Buildings | Standard | FALSE | [9 empty] | 41590 |  |  | NotYetVerified | Product is qualified when used with the following driver model: Inventronics' EUV-250S048ST | 3 | 19940 | 81.3878 | 245 |  | 0.9 | 5000 | 70
P00000SO4 | GE Lighting Solutions | Albeo | ABHX42V571xxxxxxxx | Indoor Luminaires | High-Bay | High-Bay Luminaires for Commercial and Industrial Buildings | Standard | FALSE | [9 empty] | 41590 |  |  | NotYetVerified | Product is qualified when used with the following driver model: Inventronics' EUV-250S048ST | 3 | 19940 | 81.3878 | 245 |  | 0.9 | 5000 | 70
P00000SO3 | GE Lighting Solutions | Albeo | ABHX12V578xxxxxxxx | Indoor Luminaires | High-Bay | High-Bay Luminaires for Commercial and Industrial Buildings | Standard | FALSE | [9 empty] | 41590 |  |  | NotYetVerified | Product is qualified when used with the following driver model: Inventronics' EUV-250S048ST | 3 | 19940 | 81.3878 | 245 |  | 0.9 | 5000 | 70
P00000SO2 | GE Lighting Solutions | Albeo | ABHX12V574xxxxxxxx | Indoor Luminaires | High-Bay | High-Bay Luminaires for Commercial and Industrial Buildings | Standard | FALSE | [9 empty] | 41590 |  |  | NotYetVerified | Product is qualified when used with the following driver model: Inventronics' EUV-250S048ST | 3 | 19940 | 81.3878 | 245 |  | 0.9 | 5000 | 70
P00000SO1 | GE Lighting Solutions | Albeo | ABHX12V572xxxxxxxx | Indoor Luminaires | High-Bay | High-Bay Luminaires for Commercial and Industrial Buildings | Standard | FALSE | [9 empty] | 41590 |  |  | NotYetVerified | Product is qualified when used with the following driver model: Inventronics' EUV-250S048ST | 3 | 19940 | 81.3878 | 245 |  | 0.9 | 5000 | 70
P00000SO0 | GE Lighting Solutions | Albeo | ABHX12V571xxxxxxxx | Indoor Luminaires | High-Bay | High-Bay Luminaires for Commercial and Industrial Buildings | Standard | FALSE | [9 empty] | 41590 |  |  | NotYetVerified | Product is qualified when used with the following driver model: Inventronics' EUV-250S048ST | 3 | 19940 | 81.3878 | 245 |  | 0.9 | 5000 | 70
P00000SNZ | GE Lighting Solutions | Albeo | ABHX02V578xxxxxxxx | Indoor Luminaires | High-Bay | High-Bay Luminaires for Commercial and Industrial Buildings | Standard | FALSE | [9 empty] | 41590 |  |  | NotYetVerified | Product is qualified when used with the following driver model: Inventronics' EUV-250S048ST | 3 | 19940 | 81.3878 | 245 |  | 0.9 | 5000 | 70
P00000SNY | GE Lighting Solutions | Albeo | ABHX02V574xxxxxxxx | Indoor Luminaires | High-Bay | High-Bay Luminaires for Commercial and Industrial Buildings | Standard | FALSE | [9 empty] | 41590 |  |  | NotYetVerified | Product is qualified when used with the following driver model: Inventronics' EUV-250S048ST | 3 | 19940 | 81.3878 | 245 |  | 0.9 | 5000 | 70
P00000SNX | GE Lighting Solutions | Albeo | ABHX02V572xxxxxxxx | Indoor Luminaires | High-Bay | High-Bay Luminaires for Commercial and Industrial Buildings | Standard | FALSE | [9 empty] | 41590 |  |  | NotYetVerified | Product is qualified when used with the following driver model: Inventronics' EUV-250S048ST | 3 | 19940 | 81.3878 | 245 |  | 0.9 | 5000 | 70
P00000SNW | GE Lighting Solutions | Albeo | ABHX02V571xxxxxxxx | Indoor Luminaires | High-Bay | High-Bay Luminaires for Commercial and Industrial Buildings | Standard | FALSE | [9 empty] | 41590 |  |  | NotYetVerified | Product is qualified when used with the following driver model: Inventronics' EUV-250S048ST | 3 | 19940 | 81.3878 | 245 |  | 0.9 | 5000 | 70
P00000SQ7 | GE Lighting Solutions | Albeo | ABHX43T578xxxxxxxx | Indoor Luminaires | High-Bay | High-Bay Luminaires for Commercial and Industrial Buildings | Standard | FALSE | [9 empty] | 41590 |  |  | NotYetVerified | Product is qualified when used with the following driver model: Inventronics' EUV-250S048ST | 3 | 19100 | 83.4061 | 229 |  | 0.9 | 5000 | 70
P00000SQ6 | GE Lighting Solutions | Albeo | ABHX43T574xxxxxxxx | Indoor Luminaires | High-Bay | High-Bay Luminaires for Commercial and Industrial Buildings | Standard | FALSE | [9 empty] | 41590 |  |  | NotYetVerified | Product is qualified when used with the following driver model: Inventronics' EUV-250S048ST | 3 | 19100 | 83.4061 | 229 |  | 0.9 | 5000 | 70
P00000SQ5 | GE Lighting Solutions | Albeo | ABHX43T572xxxxxxxx | Indoor Luminaires | High-Bay | High-Bay Luminaires for Commercial and Industrial Buildings | Standard | FALSE | [9 empty] | 41590 |  |  | NotYetVerified | Product is qualified when used with the following driver model: Inventronics' EUV-250S048ST | 3 | 19100 | 83.4061 | 229 |  | 0.9 | 5000 | 70
P00000SQ4 | GE Lighting Solutions | Albeo | ABHX43T571xxxxxxxx | Indoor Luminaires | High-Bay | High-Bay Luminaires for Commercial and Industrial Buildings | Standard | FALSE | [9 empty] | 41590 |  |  | NotYetVerified | Product is qualified when used with the following driver model: Inventronics' EUV-250S048ST | 3 | 19100 | 83.4061 | 229 |  | 0.9 | 5000 | 70
P00000SQ3 | GE Lighting Solutions | Albeo | ABHX13T578xxxxxxxx | Indoor Luminaires | High-Bay | High-Bay Luminaires for Commercial and Industrial Buildings | Standard | FALSE | [9 empty] | 41590 |  |  | NotYetVerified | Product is qualified when used with the following driver model: Inventronics' EUV-250S048ST | 3 | 19100 | 83.4061 | 229 |  | 0.9 | 5000 | 70
P00000SQ2 | GE Lighting Solutions | Albeo | ABHX13T574xxxxxxxx | Indoor Luminaires | High-Bay | High-Bay Luminaires for Commercial and Industrial Buildings | Standard | FALSE | [9 empty] | 41590 |  |  | NotYetVerified | Product is qualified when used with the following driver model: Inventronics' EUV-250S048ST | 3 | 19100 | 83.4061 | 229 |  | 0.9 | 5000 | 70
P00000SQ1 | GE Lighting Solutions | Albeo | ABHX13T572xxxxxxxx | Indoor Luminaires | High-Bay | High-Bay Luminaires for Commercial and Industrial Buildings | Standard | FALSE | [9 empty] | 41590 |  |  | NotYetVerified | Product is qualified when used with the following driver model: Inventronics' EUV-250S048ST | 3 | 19100 | 83.4061 | 229 |  | 0.9 | 5000 | 70
P00000SQ0 | GE Lighting Solutions | Albeo | ABHX13T571xxxxxxxx | Indoor Luminaires | High-Bay | High-Bay Luminaires for Commercial and Industrial Buildings | Standard | FALSE | [9 empty] | 41590 |  |  | NotYetVerified | Product is qualified when used with the following driver model: Inventronics' EUV-250S048ST | 3 | 19100 | 83.4061 | 229 |  | 0.9 | 5000 | 70
P00000SPZ | GE Lighting Solutions | Albeo | ABHX03T578xxxxxxxx | Indoor Luminaires | High-Bay | High-Bay Luminaires for Commercial and Industrial Buildings | Standard | FALSE | [9 empty] | 41590 |  |  | NotYetVerified | Product is qualified when used with the following driver model: Inventronics' EUV-250S048ST | 3 | 19100 | 83.4061 | 229 |  | 0.9 | 5000 | 70
P00000SPY | GE Lighting Solutions | Albeo | ABHX03T574xxxxxxxx | Indoor Luminaires | High-Bay | High-Bay Luminaires for Commercial and Industrial Buildings | Standard | FALSE | [9 empty] | 41590 |  |  | NotYetVerified | Product is qualified when used with the following driver model: Inventronics' EUV-250S048ST | 3 | 19100 | 83.4061 | 229 |  | 0.9 | 5000 | 70
P00000SPX | GE Lighting Solutions | Albeo | ABHX03T572xxxxxxxx | Indoor Luminaires | High-Bay | High-Bay Luminaires for Commercial and Industrial Buildings | Standard | FALSE | [9 empty] | 41590 |  |  | NotYetVerified | Product is qualified when used with the following driver model: Inventronics' EUV-250S048ST | 3 | 19100 | 83.4061 | 229 |  | 0.9 | 5000 | 70
P00000SPW | GE Lighting Solutions | Albeo | ABHX03T571xxxxxxxx | Indoor Luminaires | High-Bay | High-Bay Luminaires for Commercial and Industrial Buildings | Standard | FALSE | [9 empty] | 41590 |  |  | NotYetVerified | Product is qualified when used with the following driver model: Inventronics' EUV-250S048ST | 3 | 19100 | 83.4061 | 229 |  | 0.9 | 5000 | 70
P00000SNK | GE Lighting Solutions | Albeo | ABHX42H578xxxxxxxx | Indoor Luminaires | High-Bay | High-Bay Luminaires for Commercial and Industrial Buildings | Standard | FALSE | [9 empty] | 41590 |  |  | NotYetVerified | Product is qualified when used with the following driver model: Inventronics' EUV-250S048ST | 3 | 17590 | 87.5124 | 201 |  | 0.9 | 5000 | 70
P00000SNJ | GE Lighting Solutions | Albeo | ABHX42H574xxxxxxxx | Indoor Luminaires | High-Bay | High-Bay Luminaires for Commercial and Industrial Buildings | Standard | FALSE | [9 empty] | 41590 |  |  | NotYetVerified | Product is qualified when used with the following driver model: Inventronics' EUV-250S048ST | 3 | 17590 | 87.5124 | 201 |  | 0.9 | 5000 | 70
P00000SNI | GE Lighting Solutions | Albeo | ABHX42H572xxxxxxxx | Indoor Luminaires | High-Bay | High-Bay Luminaires for Commercial and Industrial Buildings | Standard | FALSE | [9 empty] | 41590 |  |  | NotYetVerified | Product is qualified when used with the following driver model: Inventronics' EUV-250S048ST | 3 | 17590 | 87.5124 | 201 |  | 0.9 | 5000 | 70
P00000SNH | GE Lighting Solutions | Albeo | ABHX42H571xxxxxxxx | Indoor Luminaires | High-Bay | High-Bay Luminaires for Commercial and Industrial Buildings | Standard | FALSE | [9 empty] | 41590 |  |  | NotYetVerified | Product is qualified when used with the following driver model: Inventronics' EUV-250S048ST | 3 | 17590 | 87.5124 | 201 |  | 0.9 | 5000 | 70
P00000SNG | GE Lighting Solutions | Albeo | ABHX12H578xxxxxxxx | Indoor Luminaires | High-Bay | High-Bay Luminaires for Commercial and Industrial Buildings | Standard | FALSE | [9 empty] | 41590 |  |  | NotYetVerified | Product is qualified when used with the following driver model: Inventronics' EUV-250S048ST | 3 | 17590 | 87.5124 | 201 |  | 0.9 | 5000 | 70
P00000SNF | GE Lighting Solutions | Albeo | ABHX12H574xxxxxxxx | Indoor Luminaires | High-Bay | High-Bay Luminaires for Commercial and Industrial Buildings | Standard | FALSE | [9 empty] | 41590 |  |  | NotYetVerified | Product is qualified when used with the following driver model: Inventronics' EUV-250S048ST | 3 | 17590 | 87.5124 | 201 |  | 0.9 | 5000 | 70
P00000SNE | GE Lighting Solutions | Albeo | ABHX12H572xxxxxxxx | Indoor Luminaires | High-Bay | High-Bay Luminaires for Commercial and Industrial Buildings | Standard | FALSE | [9 empty] | 41590 |  |  | NotYetVerified | Product is qualified when used with the following driver model: Inventronics' EUV-250S048ST | 3 | 17590 | 87.5124 | 201 |  | 0.9 | 5000 | 70
P00000SND | GE Lighting Solutions | Albeo | ABHX12H571xxxxxxxx | Indoor Luminaires | High-Bay | High-Bay Luminaires for Commercial and Industrial Buildings | Standard | FALSE | [9 empty] | 41590 |  |  | NotYetVerified | Product is qualified when used with the following driver model: Inventronics' EUV-250S048ST | 3 | 17590 | 87.5124 | 201 |  | 0.9 | 5000 | 70
P00000SNC | GE Lighting Solutions | Albeo | ABHX02H578xxxxxxxx | Indoor Luminaires | High-Bay | High-Bay Luminaires for Commercial and Industrial Buildings | Standard | FALSE | [9 empty] | 41590 |  |  | NotYetVerified | Product is qualified when used with the following driver model: Inventronics' EUV-250S048ST | 3 | 17590 | 87.5124 | 201 |  | 0.9 | 5000 | 70
P00000SNB | GE Lighting Solutions | Albeo | ABHX02H574xxxxxxxx | Indoor Luminaires | High-Bay | High-Bay Luminaires for Commercial and Industrial Buildings | Standard | FALSE | [9 empty] | 41590 |  |  | NotYetVerified | Product is qualified when used with the following driver model: Inventronics' EUV-250S048ST | 3 | 17590 | 87.5124 | 201 |  | 0.9 | 5000 | 70
P00000SNA | GE Lighting Solutions | Albeo | ABHX02H572xxxxxxxx | Indoor Luminaires | High-Bay | High-Bay Luminaires for Commercial and Industrial Buildings | Standard | FALSE | [9 empty] | 41590 |  |  | NotYetVerified | Product is qualified when used with the following driver model: Inventronics' EUV-250S048ST | 3 | 17590 | 87.5124 | 201 |  | 0.9 | 5000 | 70
P00000SN9 | GE Lighting Solutions | Albeo | ABHX02H571xxxxxxxx | Indoor Luminaires | High-Bay | High-Bay Luminaires for Commercial and Industrial Buildings | Standard | FALSE | [9 empty] | 41590 |  |  | NotYetVerified | Product is qualified when used with the following driver model: Inventronics' EUV-250S048ST | 3 | 17590 | 87.5124 | 201 |  | 0.9 | 5000 | 70
P00000SM7 | GE Lighting Solutions | Albeo | ABHX42T572xxxxxxxx | Indoor Luminaires | High-Bay | High-Bay Luminaires for Commercial and Industrial Buildings | Standard | FALSE | [9 empty] | 41590 |  |  | NotYetVerified | Product is qualified when used with the following driver models: Inventronics' EUV-150S048ST; GE's GELD24MV100U; and Fulham's T1UNV048V-150L | 3 | 12730 | 82.6623 | 154 |  | 0.9 | 5000 | 70
P00000SM6 | GE Lighting Solutions | Albeo | ABHX12T572xxxxxxxx | Indoor Luminaires | High-Bay | High-Bay Luminaires for Commercial and Industrial Buildings | Standard | FALSE | [9 empty] | 41590 |  |  | NotYetVerified | Product is qualified when used with the following driver models: Inventronics' EUV-150S048ST; GE's GELD24MV100U; and Fulham's T1UNV048V-150L | 3 | 12730 | 82.6623 | 154 |  | 0.9 | 5000 | 70
P00000SM5 | GE Lighting Solutions | Albeo | ABHX02T572xxxxxxxx | Indoor Luminaires | High-Bay | High-Bay Luminaires for Commercial and Industrial Buildings | Standard | FALSE | [9 empty] | 41590 |  |  | NotYetVerified | Product is qualified when used with the following driver models: Inventronics' EUV-150S048ST; GE's GELD24MV100U; and Fulham's T1UNV048V-150L | 3 | 12730 | 82.6623 | 154 |  | 0.9 | 5000 | 70
P00000SLS | GE Lighting Solutions | Albeo | ABHX41V578xxxxxxxx | Indoor Luminaires | High-Bay | Low-Bay Luminaires for Commercial and Industrial Buildings | Standard | FALSE | [9 empty] | 41590 |  |  | NotYetVerified | Product is qualified when used with the following driver models: Inventronics' EUV-150S048ST; GE's GELD24MV100U; and Fulham's T1UNV048V-150L | 3 | 9970 | 80.4032 | 124 |  | 0.9 | 5000 | 70
P00000SLR | GE Lighting Solutions | Albeo | ABHX41V574xxxxxxxx | Indoor Luminaires | High-Bay | Low-Bay Luminaires for Commercial and Industrial Buildings | Standard | FALSE | [9 empty] | 41590 |  |  | NotYetVerified | Product is qualified when used with the following driver models: Inventronics' EUV-150S048ST; GE's GELD24MV100U; and Fulham's T1UNV048V-150L | 3 | 9970 | 80.4032 | 124 |  | 0.9 | 5000 | 70
P00000SLQ | GE Lighting Solutions | Albeo | ABHX41V572xxxxxxxx | Indoor Luminaires | High-Bay | Low-Bay Luminaires for Commercial and Industrial Buildings | Standard | FALSE | [9 empty] | 41590 |  |  | NotYetVerified | Product is qualified when used with the following driver models: Inventronics' EUV-150S048ST; GE's GELD24MV100U; and Fulham's T1UNV048V-150L | 3 | 9970 | 80.4032 | 124 |  | 0.9 | 5000 | 70
P00000SLP | GE Lighting Solutions | Albeo | ABHX41V571xxxxxxxx | Indoor Luminaires | High-Bay | Low-Bay Luminaires for Commercial and Industrial Buildings | Standard | FALSE | [9 empty] | 41590 |  |  | NotYetVerified | Product is qualified when used with the following driver models: Inventronics' EUV-150S048ST; GE's GELD24MV100U; and Fulham's T1UNV048V-150L | 3 | 9970 | 80.4032 | 124 |  | 0.9 | 5000 | 70
P00000SLO | GE Lighting Solutions | Albeo | ABHX11V578xxxxxxxx | Indoor Luminaires | High-Bay | Low-Bay Luminaires for Commercial and Industrial Buildings | Standard | FALSE | [9 empty] | 41590 |  |  | NotYetVerified | Product is qualified when used with the following driver models: Inventronics' EUV-150S048ST; GE's GELD24MV100U; and Fulham's T1UNV048V-150L | 3 | 9970 | 80.4032 | 124 |  | 0.9 | 5000 | 70
P00000SLN | GE Lighting Solutions | Albeo | ABHX11V574xxxxxxxx | Indoor Luminaires | High-Bay | Low-Bay Luminaires for Commercial and Industrial Buildings | Standard | FALSE | [9 empty] | 41590 |  |  | NotYetVerified | Product is qualified when used with the following driver models: Inventronics' EUV-150S048ST; GE's GELD24MV100U; and Fulham's T1UNV048V-150L | 3 | 9970 | 80.4032 | 124 |  | 0.9 | 5000 | 70
P00000SLM | GE Lighting Solutions | Albeo | ABHX11V572xxxxxxxx | Indoor Luminaires | High-Bay | Low-Bay Luminaires for Commercial and Industrial Buildings | Standard | FALSE | [9 empty] | 41590 |  |  | NotYetVerified | Product is qualified when used with the following driver models: Inventronics' EUV-150S048ST; GE's GELD24MV100U; and Fulham's T1UNV048V-150L | 3 | 9970 | 80.4032 | 124 |  | 0.9 | 5000 | 70
P00000SLL | GE Lighting Solutions | Albeo | ABHX11V571xxxxxxxx | Indoor Luminaires | High-Bay | Low-Bay Luminaires for Commercial and Industrial Buildings | Standard | FALSE | [9 empty] | 41590 |  |  | NotYetVerified | Product is qualified when used with the following driver models: Inventronics' EUV-150S048ST; GE's GELD24MV100U; and Fulham's T1UNV048V-150L | 3 | 9970 | 80.4032 | 124 |  | 0.9 | 5000 | 70
P00000SLK | GE Lighting Solutions | Albeo | ABHX01V578xxxxxxxx | Indoor Luminaires | High-Bay | Low-Bay Luminaires for Commercial and Industrial Buildings | Standard | FALSE | [9 empty] | 41590 |  |  | NotYetVerified | Product is qualified when used with the following driver models: Inventronics' EUV-150S048ST; GE's GELD24MV100U; and Fulham's T1UNV048V-150L | 3 | 9970 | 80.4032 | 124 |  | 0.9 | 5000 | 70
P00000SLJ | GE Lighting Solutions | Albeo | ABHX01V574xxxxxxxx | Indoor Luminaires | High-Bay | Low-Bay Luminaires for Commercial and Industrial Buildings | Standard | FALSE | [9 empty] | 41590 |  |  | NotYetVerified | Product is qualified when used with the following driver models: Inventronics' EUV-150S048ST; GE's GELD24MV100U; and Fulham's T1UNV048V-150L | 3 | 9970 | 80.4032 | 124 |  | 0.9 | 5000 | 70
P00000SLI | GE Lighting Solutions | Albeo | ABHX01V572xxxxxxxx | Indoor Luminaires | High-Bay | Low-Bay Luminaires for Commercial and Industrial Buildings | Standard | FALSE | [9 empty] | 41590 |  |  | NotYetVerified | Product is qualified when used with the following driver models: Inventronics' EUV-150S048ST; GE's GELD24MV100U; and Fulham's T1UNV048V-150L | 3 | 9970 | 80.4032 | 124 |  | 0.9 | 5000 | 70
P00000SLH | GE Lighting Solutions | Albeo | ABHX01V571xxxxxxxx | Indoor Luminaires | High-Bay | Low-Bay Luminaires for Commercial and Industrial Buildings | Standard | FALSE | [9 empty] | 41590 |  |  | NotYetVerified | Product is qualified when used with the following driver models: Inventronics' EUV-150S048ST; GE's GELD24MV100U; and Fulham's T1UNV048V-150L | 3 | 9970 | 80.4032 | 124 |  | 0.9 | 5000 | 70
P00000SL5 | GE Lighting Solutions | Albeo | ABHX41H578xxxxxxxx | Indoor Luminaires | High-Bay | Low-Bay Luminaires for Commercial and Industrial Buildings | Standard | FALSE | [9 empty] | 41590 |  |  | NotYetVerified | Product is qualified when used with the following driver models: Inventronics' EUV-150S048ST; GE's GELD24MV100U; and Fulham's T1UNV048V-150L | 3 | 8800 | 86.2745 | 102 |  | 0.9 | 5000 | 70
P00000SL4 | GE Lighting Solutions | Albeo | ABHX41H574xxxxxxxx | Indoor Luminaires | High-Bay | Low-Bay Luminaires for Commercial and Industrial Buildings | Standard | FALSE | [9 empty] | 41590 |  |  | NotYetVerified | Product is qualified when used with the following driver models: Inventronics' EUV-150S048ST; GE's GELD24MV100U; and Fulham's T1UNV048V-150L | 3 | 8800 | 86.2745 | 102 |  | 0.9 | 5000 | 70
P00000SL3 | GE Lighting Solutions | Albeo | ABHX41H572xxxxxxxx | Indoor Luminaires | High-Bay | Low-Bay Luminaires for Commercial and Industrial Buildings | Standard | FALSE | [9 empty] | 41590 |  |  | NotYetVerified | Product is qualified when used with the following driver models: Inventronics' EUV-150S048ST; GE's GELD24MV100U; and Fulham's T1UNV048V-150L | 3 | 8800 | 86.2745 | 102 |  | 0.9 | 5000 | 70
P00000SL2 | GE Lighting Solutions | Albeo | ABHX41H571xxxxxxxx | Indoor Luminaires | High-Bay | Low-Bay Luminaires for Commercial and Industrial Buildings | Standard | FALSE | [9 empty] | 41590 |  |  | NotYetVerified | Product is qualified when used with the following driver models: Inventronics' EUV-150S048ST; GE's GELD24MV100U; and Fulham's T1UNV048V-150L | 3 | 8800 | 86.2745 | 102 |  | 0.9 | 5000 | 70
P00000SL1 | GE Lighting Solutions | Albeo | ABHX11H578xxxxxxxx | Indoor Luminaires | High-Bay | Low-Bay Luminaires for Commercial and Industrial Buildings | Standard | FALSE | [9 empty] | 41590 |  |  | NotYetVerified | Product is qualified when used with the following driver models: Inventronics' EUV-150S048ST; GE's GELD24MV100U; and Fulham's T1UNV048V-150L | 3 | 8800 | 86.2745 | 102 |  | 0.9 | 5000 | 70
P00000SL0 | GE Lighting Solutions | Albeo | ABHX11H574xxxxxxxx | Indoor Luminaires | High-Bay | Low-Bay Luminaires for Commercial and Industrial Buildings | Standard | FALSE | [9 empty] | 41590 |  |  | NotYetVerified | Product is qualified when used with the following driver models: Inventronics' EUV-150S048ST; GE's GELD24MV100U; and Fulham's T1UNV048V-150L | 3 | 8800 | 86.2745 | 102 |  | 0.9 | 5000 | 70
P00000SKZ | GE Lighting Solutions | Albeo | ABHX11H572xxxxxxxx | Indoor Luminaires | High-Bay | Low-Bay Luminaires for Commercial and Industrial Buildings | Standard | FALSE | [9 empty] | 41590 |  |  | NotYetVerified | Product is qualified when used with the following driver models: Inventronics' EUV-150S048ST; GE's GELD24MV100U; and Fulham's T1UNV048V-150L | 3 | 8800 | 86.2745 | 102 |  | 0.9 | 5000 | 70
P00000SKY | GE Lighting Solutions | Albeo | ABHX11H571xxxxxxxx | Indoor Luminaires | High-Bay | Low-Bay Luminaires for Commercial and Industrial Buildings | Standard | FALSE | [9 empty] | 41590 |  |  | NotYetVerified | Product is qualified when used with the following driver models: Inventronics' EUV-150S048ST; GE's GELD24MV100U; and Fulham's T1UNV048V-150L | 3 | 8800 | 86.2745 | 102 |  | 0.9 | 5000 | 70
P00000SKX | GE Lighting Solutions | Albeo | ABHX01H578xxxxxxxx | Indoor Luminaires | High-Bay | Low-Bay Luminaires for Commercial and Industrial Buildings | Standard | FALSE | [9 empty] | 41590 |  |  | NotYetVerified | Product is qualified when used with the following driver models: Inventronics' EUV-150S048ST; GE's GELD24MV100U; and Fulham's T1UNV048V-150L | 3 | 8800 | 86.2745 | 102 |  | 0.9 | 5000 | 70
P00000SKW | GE Lighting Solutions | Albeo | ABHX01H574xxxxxxxx | Indoor Luminaires | High-Bay | Low-Bay Luminaires for Commercial and Industrial Buildings | Standard | FALSE | [9 empty] | 41590 |  |  | NotYetVerified | Product is qualified when used with the following driver models: Inventronics' EUV-150S048ST; GE's GELD24MV100U; and Fulham's T1UNV048V-150L | 3 | 8800 | 86.2745 | 102 |  | 0.9 | 5000 | 70
P00000SKV | GE Lighting Solutions | Albeo | ABHX01H572xxxxxxxx | Indoor Luminaires | High-Bay | Low-Bay Luminaires for Commercial and Industrial Buildings | Standard | FALSE | [9 empty] | 41590 |  |  | NotYetVerified | Product is qualified when used with the following driver models: Inventronics' EUV-150S048ST; GE's GELD24MV100U; and Fulham's T1UNV048V-150L | 3 | 8800 | 86.2745 | 102 |  | 0.9 | 5000 | 70
P00000SKU | GE Lighting Solutions | Albeo | ABHX01H571xxxxxxxx | Indoor Luminaires | High-Bay | Low-Bay Luminaires for Commercial and Industrial Buildings | Standard | FALSE | [9 empty] | 41590 |  |  | NotYetVerified | Product is qualified when used with the following driver models: Inventronics' EUV-150S048ST; GE's GELD24MV100U; and Fulham's T1UNV048V-150L | 3 | 8800 | 86.2745 | 102 |  | 0.9 | 5000 | 70
P00000ST7 | GE Lighting Solutions | Albeo | ABHX46V478xxxxxxxx | Indoor Luminaires | High-Bay | High-Bay Luminaires for Commercial and Industrial Buildings | Standard | FALSE | [9 empty] | 41590 |  |  | NotYetVerified | Product is qualified when used with the following driver models: Inventronics' EUV-150S048ST; Inventronics' EUV-250S048ST; GE's GELD24MV100U; and Fulham's T1UNV048V-150L | 3 | 59290 | 80.7766 | 734 |  | 0.9 | 4000 | 70
P00000ST6 | GE Lighting Solutions | Albeo | ABHX46V474xxxxxxxx | Indoor Luminaires | High-Bay | High-Bay Luminaires for Commercial and Industrial Buildings | Standard | FALSE | [9 empty] | 41590 |  |  | NotYetVerified | Product is qualified when used with the following driver models: Inventronics' EUV-150S048ST; Inventronics' EUV-250S048ST; GE's GELD24MV100U; and Fulham's T1UNV048V-150L | 3 | 59290 | 80.7766 | 734 |  | 0.9 | 4000 | 70
P00000ST5 | GE Lighting Solutions | Albeo | ABHX46V472xxxxxxxx | Indoor Luminaires | High-Bay | High-Bay Luminaires for Commercial and Industrial Buildings | Standard | FALSE | [9 empty] | 41590 |  |  | NotYetVerified | Product is qualified when used with the following driver models: Inventronics' EUV-150S048ST; Inventronics' EUV-250S048ST; GE's GELD24MV100U; and Fulham's T1UNV048V-150L | 3 | 59290 | 80.7766 | 734 |  | 0.9 | 4000 | 70
P00000ST4 | GE Lighting Solutions | Albeo | ABHX46V471xxxxxxxx | Indoor Luminaires | High-Bay | High-Bay Luminaires for Commercial and Industrial Buildings | Standard | FALSE | [9 empty] | 41590 |  |  | NotYetVerified | Product is qualified when used with the following driver models: Inventronics' EUV-150S048ST; Inventronics' EUV-250S048ST; GE's GELD24MV100U; and Fulham's T1UNV048V-150L | 3 | 59290 | 80.7766 | 734 |  | 0.9 | 4000 | 70
P00000ST3 | GE Lighting Solutions | Albeo | ABHX16V478xxxxxxxx | Indoor Luminaires | High-Bay | High-Bay Luminaires for Commercial and Industrial Buildings | Standard | FALSE | [9 empty] | 41590 |  |  | NotYetVerified | Product is qualified when used with the following driver models: Inventronics' EUV-150S048ST; Inventronics' EUV-250S048ST; GE's GELD24MV100U; and Fulham's T1UNV048V-150L | 3 | 59290 | 80.7766 | 734 |  | 0.9 | 4000 | 70
P00000ST2 | GE Lighting Solutions | Albeo | ABHX16V474xxxxxxxx | Indoor Luminaires | High-Bay | High-Bay Luminaires for Commercial and Industrial Buildings | Standard | FALSE | [9 empty] | 41590 |  |  | NotYetVerified | Product is qualified when used with the following driver models: Inventronics' EUV-150S048ST; Inventronics' EUV-250S048ST; GE's GELD24MV100U; and Fulham's T1UNV048V-150L | 3 | 59290 | 80.7766 | 734 |  | 0.9 | 4000 | 70
P00000ST1 | GE Lighting Solutions | Albeo | ABHX16V472xxxxxxxx | Indoor Luminaires | High-Bay | High-Bay Luminaires for Commercial and Industrial Buildings | Standard | FALSE | [9 empty] | 41590 |  |  | NotYetVerified | Product is qualified when used with the following driver models: Inventronics' EUV-150S048ST; Inventronics' EUV-250S048ST; GE's GELD24MV100U; and Fulham's T1UNV048V-150L | 3 | 59290 | 80.7766 | 734 |  | 0.9 | 4000 | 70
P00000ST0 | GE Lighting Solutions | Albeo | ABHX16V471xxxxxxxx | Indoor Luminaires | High-Bay | High-Bay Luminaires for Commercial and Industrial Buildings | Standard | FALSE | [9 empty] | 41590 |  |  | NotYetVerified | Product is qualified when used with the following driver models: Inventronics' EUV-150S048ST; Inventronics' EUV-250S048ST; GE's GELD24MV100U; and Fulham's T1UNV048V-150L | 3 | 59290 | 80.7766 | 734 |  | 0.9 | 4000 | 70
P00000SSZ | GE Lighting Solutions | Albeo | ABHX06V478xxxxxxxx | Indoor Luminaires | High-Bay | High-Bay Luminaires for Commercial and Industrial Buildings | Standard | FALSE | [9 empty] | 41590 |  |  | NotYetVerified | Product is qualified when used with the following driver models: Inventronics' EUV-150S048ST; Inventronics' EUV-250S048ST; GE's GELD24MV100U; and Fulham's T1UNV048V-150L | 3 | 59290 | 80.7766 | 734 |  | 0.9 | 4000 | 70
P00000SSY | GE Lighting Solutions | Albeo | ABHX06V474xxxxxxxx | Indoor Luminaires | High-Bay | High-Bay Luminaires for Commercial and Industrial Buildings | Standard | FALSE | [9 empty] | 41590 |  |  | NotYetVerified | Product is qualified when used with the following driver models: Inventronics' EUV-150S048ST; Inventronics' EUV-250S048ST; GE's GELD24MV100U; and Fulham's T1UNV048V-150L | 3 | 59290 | 80.7766 | 734 |  | 0.9 | 4000 | 70
P00000SSX | GE Lighting Solutions | Albeo | ABHX06V472xxxxxxxx | Indoor Luminaires | High-Bay | High-Bay Luminaires for Commercial and Industrial Buildings | Standard | FALSE | [9 empty] | 41590 |  |  | NotYetVerified | Product is qualified when used with the following driver models: Inventronics' EUV-150S048ST; Inventronics' EUV-250S048ST; GE's GELD24MV100U; and Fulham's T1UNV048V-150L | 3 | 59290 | 80.7766 | 734 |  | 0.9 | 4000 | 70
P00000SSW | GE Lighting Solutions | Albeo | ABHX06V471xxxxxxxx | Indoor Luminaires | High-Bay | High-Bay Luminaires for Commercial and Industrial Buildings | Standard | FALSE | [9 empty] | 41590 |  |  | NotYetVerified | Product is qualified when used with the following driver models: Inventronics' EUV-150S048ST; Inventronics' EUV-250S048ST; GE's GELD24MV100U; and Fulham's T1UNV048V-150L | 3 | 59290 | 80.7766 | 734 |  | 0.9 | 4000 | 70
P00000SSJ | GE Lighting Solutions | Albeo | ABHX46H478xxxxxxxx | Indoor Luminaires | High-Bay | High-Bay Luminaires for Commercial and Industrial Buildings | Standard | FALSE | [9 empty] | 41590 |  |  | NotYetVerified | Product is qualified when used with the following driver models: Inventronics' EUV-150S048ST; Inventronics' EUV-250S048ST; GE's GELD24MV100U; and Fulham's T1UNV048V-150L | 3 | 52320 | 86.6225 | 604 |  | 0.9 | 4000 | 70
P00000SSI | GE Lighting Solutions | Albeo | ABHX46H474xxxxxxxx | Indoor Luminaires | High-Bay | High-Bay Luminaires for Commercial and Industrial Buildings | Standard | FALSE | [9 empty] | 41590 |  |  | NotYetVerified | Product is qualified when used with the following driver models: Inventronics' EUV-150S048ST; Inventronics' EUV-250S048ST; GE's GELD24MV100U; and Fulham's T1UNV048V-150L | 3 | 52320 | 86.6225 | 604 |  | 0.9 | 4000 | 70
P00000SSH | GE Lighting Solutions | Albeo | ABHX46H472xxxxxxxx | Indoor Luminaires | High-Bay | High-Bay Luminaires for Commercial and Industrial Buildings | Standard | FALSE | [9 empty] | 41590 |  |  | NotYetVerified | Product is qualified when used with the following driver models: Inventronics' EUV-150S048ST; Inventronics' EUV-250S048ST; GE's GELD24MV100U; and Fulham's T1UNV048V-150L | 3 | 52320 | 86.6225 | 604 |  | 0.9 | 4000 | 70
P00000SSG | GE Lighting Solutions | Albeo | ABHX46H471xxxxxxxx | Indoor Luminaires | High-Bay | High-Bay Luminaires for Commercial and Industrial Buildings | Standard | FALSE | [9 empty] | 41590 |  |  | NotYetVerified | Product is qualified when used with the following driver models: Inventronics' EUV-150S048ST; Inventronics' EUV-250S048ST; GE's GELD24MV100U; and Fulham's T1UNV048V-150L | 3 | 52320 | 86.6225 | 604 |  | 0.9 | 4000 | 70
P00000SSF | GE Lighting Solutions | Albeo | ABHX16H478xxxxxxxx | Indoor Luminaires | High-Bay | High-Bay Luminaires for Commercial and Industrial Buildings | Standard | FALSE | [9 empty] | 41590 |  |  | NotYetVerified | Product is qualified when used with the following driver models: Inventronics' EUV-150S048ST; Inventronics' EUV-250S048ST; GE's GELD24MV100U; and Fulham's T1UNV048V-150L | 3 | 52320 | 86.6225 | 604 |  | 0.9 | 4000 | 70
P00000SSE | GE Lighting Solutions | Albeo | ABHX16H474xxxxxxxx | Indoor Luminaires | High-Bay | High-Bay Luminaires for Commercial and Industrial Buildings | Standard | FALSE | [9 empty] | 41590 |  |  | NotYetVerified | Product is qualified when used with the following driver models: Inventronics' EUV-150S048ST; Inventronics' EUV-250S048ST; GE's GELD24MV100U; and Fulham's T1UNV048V-150L | 3 | 52320 | 86.6225 | 604 |  | 0.9 | 4000 | 70
P00000SSD | GE Lighting Solutions | Albeo | ABHX16H472xxxxxxxx | Indoor Luminaires | High-Bay | High-Bay Luminaires for Commercial and Industrial Buildings | Standard | FALSE | [9 empty] | 41590 |  |  | NotYetVerified | Product is qualified when used with the following driver models: Inventronics' EUV-150S048ST; Inventronics' EUV-250S048ST; GE's GELD24MV100U; and Fulham's T1UNV048V-150L | 3 | 52320 | 86.6225 | 604 |  | 0.9 | 4000 | 70
P00000SSC | GE Lighting Solutions | Albeo | ABHX16H471xxxxxxxx | Indoor Luminaires | High-Bay | High-Bay Luminaires for Commercial and Industrial Buildings | Standard | FALSE | [9 empty] | 41590 |  |  | NotYetVerified | Product is qualified when used with the following driver models: Inventronics' EUV-150S048ST; Inventronics' EUV-250S048ST; GE's GELD24MV100U; and Fulham's T1UNV048V-150L | 3 | 52320 | 86.6225 | 604 |  | 0.9 | 4000 | 70
P00000SSB | GE Lighting Solutions | Albeo | ABHX06H478xxxxxxxx | Indoor Luminaires | High-Bay | High-Bay Luminaires for Commercial and Industrial Buildings | Standard | FALSE | [9 empty] | 41590 |  |  | NotYetVerified | Product is qualified when used with the following driver models: Inventronics' EUV-150S048ST; Inventronics' EUV-250S048ST; GE's GELD24MV100U; and Fulham's T1UNV048V-150L | 3 | 52320 | 86.6225 | 604 |  | 0.9 | 4000 | 70
P00000SSA | GE Lighting Solutions | Albeo | ABHX06H474xxxxxxxx | Indoor Luminaires | High-Bay | High-Bay Luminaires for Commercial and Industrial Buildings | Standard | FALSE | [9 empty] | 41590 |  |  | NotYetVerified | Product is qualified when used with the following driver models: Inventronics' EUV-150S048ST; Inventronics' EUV-250S048ST; GE's GELD24MV100U; and Fulham's T1UNV048V-150L | 3 | 52320 | 86.6225 | 604 |  | 0.9 | 4000 | 70
P00000SS9 | GE Lighting Solutions | Albeo | ABHX06H472xxxxxxxx | Indoor Luminaires | High-Bay | High-Bay Luminaires for Commercial and Industrial Buildings | Standard | FALSE | [9 empty] | 41590 |  |  | NotYetVerified | Product is qualified when used with the following driver models: Inventronics' EUV-150S048ST; Inventronics' EUV-250S048ST; GE's GELD24MV100U; and Fulham's T1UNV048V-150L | 3 | 52320 | 86.6225 | 604 |  | 0.9 | 4000 | 70
P00000SS8 | GE Lighting Solutions | Albeo | ABHX06H471xxxxxxxx | Indoor Luminaires | High-Bay | High-Bay Luminaires for Commercial and Industrial Buildings | Standard | FALSE | [9 empty] | 41590 |  |  | NotYetVerified | Product is qualified when used with the following driver models: Inventronics' EUV-150S048ST; Inventronics' EUV-250S048ST; GE's GELD24MV100U; and Fulham's T1UNV048V-150L | 3 | 52320 | 86.6225 | 604 |  | 0.9 | 4000 | 70
P00000SP7 | GE Lighting Solutions | Albeo | ABHX44V478xxxxxxxx | Indoor Luminaires | High-Bay | High-Bay Luminaires for Commercial and Industrial Buildings | Standard | FALSE | [9 empty] | 41590 |  |  | NotYetVerified | Product is qualified when used with the following driver model: Inventronics' EUV-250S048ST | 3 | 39530 | 80.8384 | 489 |  | 0.9 | 4000 | 70
P00000SP6 | GE Lighting Solutions | Albeo | ABHX44V474xxxxxxxx | Indoor Luminaires | High-Bay | High-Bay Luminaires for Commercial and Industrial Buildings | Standard | FALSE | [9 empty] | 41590 |  |  | NotYetVerified | Product is qualified when used with the following driver model: Inventronics' EUV-250S048ST | 3 | 39530 | 80.8384 | 489 |  | 0.9 | 4000 | 70
P00000SP5 | GE Lighting Solutions | Albeo | ABHX44V472xxxxxxxx | Indoor Luminaires | High-Bay | High-Bay Luminaires for Commercial and Industrial Buildings | Standard | FALSE | [9 empty] | 41590 |  |  | NotYetVerified | Product is qualified when used with the following driver model: Inventronics' EUV-250S048ST | 3 | 39530 | 80.8384 | 489 |  | 0.9 | 4000 | 70
P00000SP4 | GE Lighting Solutions | Albeo | ABHX44V471xxxxxxxx | Indoor Luminaires | High-Bay | High-Bay Luminaires for Commercial and Industrial Buildings | Standard | FALSE | [9 empty] | 41590 |  |  | NotYetVerified | Product is qualified when used with the following driver model: Inventronics' EUV-250S048ST | 3 | 39530 | 80.8384 | 489 |  | 0.9 | 4000 | 70
P00000SP3 | GE Lighting Solutions | Albeo | ABHX14V478xxxxxxxx | Indoor Luminaires | High-Bay | High-Bay Luminaires for Commercial and Industrial Buildings | Standard | FALSE | [9 empty] | 41590 |  |  | NotYetVerified | Product is qualified when used with the following driver model: Inventronics' EUV-250S048ST | 3 | 39530 | 80.8384 | 489 |  | 0.9 | 4000 | 70
P00000SP2 | GE Lighting Solutions | Albeo | ABHX14V474xxxxxxxx | Indoor Luminaires | High-Bay | High-Bay Luminaires for Commercial and Industrial Buildings | Standard | FALSE | [9 empty] | 41590 |  |  | NotYetVerified | Product is qualified when used with the following driver model: Inventronics' EUV-250S048ST | 3 | 39530 | 80.8384 | 489 |  | 0.9 | 4000 | 70
P00000SP1 | GE Lighting Solutions | Albeo | ABHX14V472xxxxxxxx | Indoor Luminaires | High-Bay | High-Bay Luminaires for Commercial and Industrial Buildings | Standard | FALSE | [9 empty] | 41590 |  |  | NotYetVerified | Product is qualified when used with the following driver model: Inventronics' EUV-250S048ST | 3 | 39530 | 80.8384 | 489 |  | 0.9 | 4000 | 70
P00000SP0 | GE Lighting Solutions | Albeo | ABHX14V471xxxxxxxx | Indoor Luminaires | High-Bay | High-Bay Luminaires for Commercial and Industrial Buildings | Standard | FALSE | [9 empty] | 41590 |  |  | NotYetVerified | Product is qualified when used with the following driver model: Inventronics' EUV-250S048ST | 3 | 39530 | 80.8384 | 489 |  | 0.9 | 4000 | 70
P00000SOZ | GE Lighting Solutions | Albeo | ABHX04V478xxxxxxxx | Indoor Luminaires | High-Bay | High-Bay Luminaires for Commercial and Industrial Buildings | Standard | FALSE | [9 empty] | 41590 |  |  | NotYetVerified | Product is qualified when used with the following driver model: Inventronics' EUV-250S048ST | 3 | 39530 | 80.8384 | 489 |  | 0.9 | 4000 | 70
P00000SOY | GE Lighting Solutions | Albeo | ABHX04V474xxxxxxxx | Indoor Luminaires | High-Bay | High-Bay Luminaires for Commercial and Industrial Buildings | Standard | FALSE | [9 empty] | 41590 |  |  | NotYetVerified | Product is qualified when used with the following driver model: Inventronics' EUV-250S048ST | 3 | 39530 | 80.8384 | 489 |  | 0.9 | 4000 | 70
P00000SOX | GE Lighting Solutions | Albeo | ABHX04V472xxxxxxxx | Indoor Luminaires | High-Bay | High-Bay Luminaires for Commercial and Industrial Buildings | Standard | FALSE | [9 empty] | 41590 |  |  | NotYetVerified | Product is qualified when used with the following driver model: Inventronics' EUV-250S048ST | 3 | 39530 | 80.8384 | 489 |  | 0.9 | 4000 | 70
P00000SOW | GE Lighting Solutions | Albeo | ABHX04V471xxxxxxxx | Indoor Luminaires | High-Bay | High-Bay Luminaires for Commercial and Industrial Buildings | Standard | FALSE | [9 empty] | 41590 |  |  | NotYetVerified | Product is qualified when used with the following driver model: Inventronics' EUV-250S048ST | 3 | 39530 | 80.8384 | 489 |  | 0.9 | 4000 | 70
P00000SQJ | GE Lighting Solutions | Albeo | ABHX46T478xxxxxxxx | Indoor Luminaires | High-Bay | High-Bay Luminaires for Commercial and Industrial Buildings | Standard | FALSE | [9 empty] | 41590 |  |  | NotYetVerified | Product is qualified when used with the following driver model: Inventronics' EUV-250S048ST | 3 | 37870 | 82.6856 | 458 |  | 0.9 | 4000 | 70
P00000SQI | GE Lighting Solutions | Albeo | ABHX46T474xxxxxxxx | Indoor Luminaires | High-Bay | High-Bay Luminaires for Commercial and Industrial Buildings | Standard | FALSE | [9 empty] | 41590 |  |  | NotYetVerified | Product is qualified when used with the following driver model: Inventronics' EUV-250S048ST | 3 | 37870 | 82.6856 | 458 |  | 0.9 | 4000 | 70
P00000SQH | GE Lighting Solutions | Albeo | ABHX46T472xxxxxxxx | Indoor Luminaires | High-Bay | High-Bay Luminaires for Commercial and Industrial Buildings | Standard | FALSE | [9 empty] | 41590 |  |  | NotYetVerified | Product is qualified when used with the following driver model: Inventronics' EUV-250S048ST | 3 | 37870 | 82.6856 | 458 |  | 0.9 | 4000 | 70
P00000SQG | GE Lighting Solutions | Albeo | ABHX46T471xxxxxxxx | Indoor Luminaires | High-Bay | High-Bay Luminaires for Commercial and Industrial Buildings | Standard | FALSE | [9 empty] | 41590 |  |  | NotYetVerified | Product is qualified when used with the following driver model: Inventronics' EUV-250S048ST | 3 | 37870 | 82.6856 | 458 |  | 0.9 | 4000 | 70
P00000SQF | GE Lighting Solutions | Albeo | ABHX16T478xxxxxxxx | Indoor Luminaires | High-Bay | High-Bay Luminaires for Commercial and Industrial Buildings | Standard | FALSE | [9 empty] | 41590 |  |  | NotYetVerified | Product is qualified when used with the following driver model: Inventronics' EUV-250S048ST | 3 | 37870 | 82.6856 | 458 |  | 0.9 | 4000 | 70
P00000SQE | GE Lighting Solutions | Albeo | ABHX16T474xxxxxxxx | Indoor Luminaires | High-Bay | High-Bay Luminaires for Commercial and Industrial Buildings | Standard | FALSE | [9 empty] | 41590 |  |  | NotYetVerified | Product is qualified when used with the following driver model: Inventronics' EUV-250S048ST | 3 | 37870 | 82.6856 | 458 |  | 0.9 | 4000 | 70
P00000SQD | GE Lighting Solutions | Albeo | ABHX16T472xxxxxxxx | Indoor Luminaires | High-Bay | High-Bay Luminaires for Commercial and Industrial Buildings | Standard | FALSE | [9 empty] | 41590 |  |  | NotYetVerified | Product is qualified when used with the following driver model: Inventronics' EUV-250S048ST | 3 | 37870 | 82.6856 | 458 |  | 0.9 | 4000 | 70
P00000SQC | GE Lighting Solutions | Albeo | ABHX16T471xxxxxxxx | Indoor Luminaires | High-Bay | High-Bay Luminaires for Commercial and Industrial Buildings | Standard | FALSE | [9 empty] | 41590 |  |  | NotYetVerified | Product is qualified when used with the following driver model: Inventronics' EUV-250S048ST | 3 | 37870 | 82.6856 | 458 |  | 0.9 | 4000 | 70
P00000SQB | GE Lighting Solutions | Albeo | ABHX06T478xxxxxxxx | Indoor Luminaires | High-Bay | High-Bay Luminaires for Commercial and Industrial Buildings | Standard | FALSE | [9 empty] | 41590 |  |  | NotYetVerified | Product is qualified when used with the following driver model: Inventronics' EUV-250S048ST | 3 | 37870 | 82.6856 | 458 |  | 0.9 | 4000 | 70
P00000SQA | GE Lighting Solutions | Albeo | ABHX06T474xxxxxxxx | Indoor Luminaires | High-Bay | High-Bay Luminaires for Commercial and Industrial Buildings | Standard | FALSE | [9 empty] | 41590 |  |  | NotYetVerified | Product is qualified when used with the following driver model: Inventronics' EUV-250S048ST | 3 | 37870 | 82.6856 | 458 |  | 0.9 | 4000 | 70
P00000SQ9 | GE Lighting Solutions | Albeo | ABHX06T472xxxxxxxx | Indoor Luminaires | High-Bay | High-Bay Luminaires for Commercial and Industrial Buildings | Standard | FALSE | [9 empty] | 41590 |  |  | NotYetVerified | Product is qualified when used with the following driver model: Inventronics' EUV-250S048ST | 3 | 37870 | 82.6856 | 458 |  | 0.9 | 4000 | 70
P00000SQ8 | GE Lighting Solutions | Albeo | ABHX06T471xxxxxxxx | Indoor Luminaires | High-Bay | High-Bay Luminaires for Commercial and Industrial Buildings | Standard | FALSE | [9 empty] | 41590 |  |  | NotYetVerified | Product is qualified when used with the following driver model: Inventronics' EUV-250S048ST | 3 | 37870 | 82.6856 | 458 |  | 0.9 | 4000 | 70
P00000SOJ | GE Lighting Solutions | Albeo | ABHX44H478xxxxxxxx | Indoor Luminaires | High-Bay | High-Bay Luminaires for Commercial and Industrial Buildings | Standard | FALSE | [9 empty] | 41590 |  |  | NotYetVerified | Product is qualified when used with the following driver model: Inventronics' EUV-250S048ST | 3 | 34880 | 86.7662 | 402 |  | 0.9 | 4000 | 70
P00000SOI | GE Lighting Solutions | Albeo | ABHX44H474xxxxxxxx | Indoor Luminaires | High-Bay | High-Bay Luminaires for Commercial and Industrial Buildings | Standard | FALSE | [9 empty] | 41590 |  |  | NotYetVerified | Product is qualified when used with the following driver model: Inventronics' EUV-250S048ST | 3 | 34880 | 86.7662 | 402 |  | 0.9 | 4000 | 70
P00000SOH | GE Lighting Solutions | Albeo | ABHX44H472xxxxxxxx | Indoor Luminaires | High-Bay | High-Bay Luminaires for Commercial and Industrial Buildings | Standard | FALSE | [9 empty] | 41590 |  |  | NotYetVerified | Product is qualified when used with the following driver model: Inventronics' EUV-250S048ST | 3 | 34880 | 86.7662 | 402 |  | 0.9 | 4000 | 70
P00000SOG | GE Lighting Solutions | Albeo | ABHX44H471xxxxxxxx | Indoor Luminaires | High-Bay | High-Bay Luminaires for Commercial and Industrial Buildings | Standard | FALSE | [9 empty] | 41590 |  |  | NotYetVerified | Product is qualified when used with the following driver model: Inventronics' EUV-250S048ST | 3 | 34880 | 86.7662 | 402 |  | 0.9 | 4000 | 70
P00000SOF | GE Lighting Solutions | Albeo | ABHX14H478xxxxxxxx | Indoor Luminaires | High-Bay | High-Bay Luminaires for Commercial and Industrial Buildings | Standard | FALSE | [9 empty] | 41590 |  |  | NotYetVerified | Product is qualified when used with the following driver model: Inventronics' EUV-250S048ST | 3 | 34880 | 86.7662 | 402 |  | 0.9 | 4000 | 70
P00000SOE | GE Lighting Solutions | Albeo | ABHX14H474xxxxxxxx | Indoor Luminaires | High-Bay | High-Bay Luminaires for Commercial and Industrial Buildings | Standard | FALSE | [9 empty] | 41590 |  |  | NotYetVerified | Product is qualified when used with the following driver model: Inventronics' EUV-250S048ST | 3 | 34880 | 86.7662 | 402 |  | 0.9 | 4000 | 70
P00000SOD | GE Lighting Solutions | Albeo | ABHX14H472xxxxxxxx | Indoor Luminaires | High-Bay | High-Bay Luminaires for Commercial and Industrial Buildings | Standard | FALSE | [9 empty] | 41590 |  |  | NotYetVerified | Product is qualified when used with the following driver model: Inventronics' EUV-250S048ST | 3 | 34880 | 86.7662 | 402 |  | 0.9 | 4000 | 70
P00000SOC | GE Lighting Solutions | Albeo | ABHX14H471xxxxxxxx | Indoor Luminaires | High-Bay | High-Bay Luminaires for Commercial and Industrial Buildings | Standard | FALSE | [9 empty] | 41590 |  |  | NotYetVerified | Product is qualified when used with the following driver model: Inventronics' EUV-250S048ST | 3 | 34880 | 86.7662 | 402 |  | 0.9 | 4000 | 70
P00000SOB | GE Lighting Solutions | Albeo | ABHX04H478xxxxxxxx | Indoor Luminaires | High-Bay | High-Bay Luminaires for Commercial and Industrial Buildings | Standard | FALSE | [9 empty] | 41590 |  |  | NotYetVerified | Product is qualified when used with the following driver model: Inventronics' EUV-250S048ST | 3 | 34880 | 86.7662 | 402 |  | 0.9 | 4000 | 70
P00000SOA | GE Lighting Solutions | Albeo | ABHX04H474xxxxxxxx | Indoor Luminaires | High-Bay | High-Bay Luminaires for Commercial and Industrial Buildings | Standard | FALSE | [9 empty] | 41590 |  |  | NotYetVerified | Product is qualified when used with the following driver model: Inventronics' EUV-250S048ST | 3 | 34880 | 86.7662 | 402 |  | 0.9 | 4000 | 70
P00000SO9 | GE Lighting Solutions | Albeo | ABHX04H472xxxxxxxx | Indoor Luminaires | High-Bay | High-Bay Luminaires for Commercial and Industrial Buildings | Standard | FALSE | [9 empty] | 41590 |  |  | NotYetVerified | Product is qualified when used with the following driver model: Inventronics' EUV-250S048ST | 3 | 34880 | 86.7662 | 402 |  | 0.9 | 4000 | 70
P00000SO8 | GE Lighting Solutions | Albeo | ABHX04H471xxxxxxxx | Indoor Luminaires | High-Bay | High-Bay Luminaires for Commercial and Industrial Buildings | Standard | FALSE | [9 empty] | 41590 |  |  | NotYetVerified | Product is qualified when used with the following driver model: Inventronics' EUV-250S048ST | 3 | 34880 | 86.7662 | 402 |  | 0.9 | 4000 | 70
P00000SRV | GE Lighting Solutions | Albeo | ABHX43V478xxxxxxxx | Indoor Luminaires | High-Bay | High-Bay Luminaires for Commercial and Industrial Buildings | Standard | FALSE | [9 empty] | 41590 |  |  | NotYetVerified | Product is qualified when used with the following driver models: Inventronics' EUV-150S048ST; Inventronics' EUV-250S048ST; GE's GELD24MV100U; and Fulham's T1UNV048V-150L | 3 | 29650 | 80.7902 | 367 |  | 0.9 | 4000 | 70
P00000SRU | GE Lighting Solutions | Albeo | ABHX43V474xxxxxxxx | Indoor Luminaires | High-Bay | High-Bay Luminaires for Commercial and Industrial Buildings | Standard | FALSE | [9 empty] | 41590 |  |  | NotYetVerified | Product is qualified when used with the following driver models: Inventronics' EUV-150S048ST; Inventronics' EUV-250S048ST; GE's GELD24MV100U; and Fulham's T1UNV048V-150L | 3 | 29650 | 80.7902 | 367 |  | 0.9 | 4000 | 70
P00000SRT | GE Lighting Solutions | Albeo | ABHX43V472xxxxxxxx | Indoor Luminaires | High-Bay | High-Bay Luminaires for Commercial and Industrial Buildings | Standard | FALSE | [9 empty] | 41590 |  |  | NotYetVerified | Product is qualified when used with the following driver models: Inventronics' EUV-150S048ST; Inventronics' EUV-250S048ST; GE's GELD24MV100U; and Fulham's T1UNV048V-150L | 3 | 29650 | 80.7902 | 367 |  | 0.9 | 4000 | 70
P00000SRS | GE Lighting Solutions | Albeo | ABHX43V471xxxxxxxx | Indoor Luminaires | High-Bay | High-Bay Luminaires for Commercial and Industrial Buildings | Standard | FALSE | [9 empty] | 41590 |  |  | NotYetVerified | Product is qualified when used with the following driver models: Inventronics' EUV-150S048ST; Inventronics' EUV-250S048ST; GE's GELD24MV100U; and Fulham's T1UNV048V-150L | 3 | 29650 | 80.7902 | 367 |  | 0.9 | 4000 | 70
P00000SRR | GE Lighting Solutions | Albeo | ABHX13V478xxxxxxxx | Indoor Luminaires | High-Bay | High-Bay Luminaires for Commercial and Industrial Buildings | Standard | FALSE | [9 empty] | 41590 |  |  | NotYetVerified | Product is qualified when used with the following driver models: Inventronics' EUV-150S048ST; Inventronics' EUV-250S048ST; GE's GELD24MV100U; and Fulham's T1UNV048V-150L | 3 | 29650 | 80.7902 | 367 |  | 0.9 | 4000 | 70
P00000SRQ | GE Lighting Solutions | Albeo | ABHX13V474xxxxxxxx | Indoor Luminaires | High-Bay | High-Bay Luminaires for Commercial and Industrial Buildings | Standard | FALSE | [9 empty] | 41590 |  |  | NotYetVerified | Product is qualified when used with the following driver models: Inventronics' EUV-150S048ST; Inventronics' EUV-250S048ST; GE's GELD24MV100U; and Fulham's T1UNV048V-150L | 3 | 29650 | 80.7902 | 367 |  | 0.9 | 4000 | 70
P00000SRP | GE Lighting Solutions | Albeo | ABHX13V472xxxxxxxx | Indoor Luminaires | High-Bay | High-Bay Luminaires for Commercial and Industrial Buildings | Standard | FALSE | [9 empty] | 41590 |  |  | NotYetVerified | Product is qualified when used with the following driver models: Inventronics' EUV-150S048ST; Inventronics' EUV-250S048ST; GE's GELD24MV100U; and Fulham's T1UNV048V-150L | 3 | 29650 | 80.7902 | 367 |  | 0.9 | 4000 | 70
P00000SRO | GE Lighting Solutions | Albeo | ABHX13V471xxxxxxxx | Indoor Luminaires | High-Bay | High-Bay Luminaires for Commercial and Industrial Buildings | Standard | FALSE | [9 empty] | 41590 |  |  | NotYetVerified | Product is qualified when used with the following driver models: Inventronics' EUV-150S048ST; Inventronics' EUV-250S048ST; GE's GELD24MV100U; and Fulham's T1UNV048V-150L | 3 | 29650 | 80.7902 | 367 |  | 0.9 | 4000 | 70
P00000SRN | GE Lighting Solutions | Albeo | ABHX03V478xxxxxxxx | Indoor Luminaires | High-Bay | High-Bay Luminaires for Commercial and Industrial Buildings | Standard | FALSE | [9 empty] | 41590 |  |  | NotYetVerified | Product is qualified when used with the following driver models: Inventronics' EUV-150S048ST; Inventronics' EUV-250S048ST; GE's GELD24MV100U; and Fulham's T1UNV048V-150L | 3 | 29650 | 80.7902 | 367 |  | 0.9 | 4000 | 70
P00000SRM | GE Lighting Solutions | Albeo | ABHX03V474xxxxxxxx | Indoor Luminaires | High-Bay | High-Bay Luminaires for Commercial and Industrial Buildings | Standard | FALSE | [9 empty] | 41590 |  |  | NotYetVerified | Product is qualified when used with the following driver models: Inventronics' EUV-150S048ST; Inventronics' EUV-250S048ST; GE's GELD24MV100U; and Fulham's T1UNV048V-150L | 3 | 29650 | 80.7902 | 367 |  | 0.9 | 4000 | 70
P00000SRL | GE Lighting Solutions | Albeo | ABHX03V471xxxxxxxx | Indoor Luminaires | High-Bay | High-Bay Luminaires for Commercial and Industrial Buildings | Standard | FALSE | [9 empty] | 41590 |  |  | NotYetVerified | Product is qualified when used with the following driver models: Inventronics' EUV-150S048ST; Inventronics' EUV-250S048ST; GE's GELD24MV100U; and Fulham's T1UNV048V-150L | 3 | 29650 | 80.7902 | 367 |  | 0.9 | 4000 | 70
P00000SR8 | GE Lighting Solutions | Albeo | ABHX43H478xxxxxxxx | Indoor Luminaires | High-Bay | High-Bay Luminaires for Commercial and Industrial Buildings | Standard | FALSE | [9 empty] | 41590 |  |  | NotYetVerified | Product is qualified when used with the following driver models: Inventronics' EUV-150S048ST; Inventronics' EUV-250S048ST; GE's GELD24MV100U; and Fulham's T1UNV048V-150L | 3 | 26160 | 86.6225 | 302 |  | 0.9 | 4000 | 70
P00000SR7 | GE Lighting Solutions | Albeo | ABHX43H474xxxxxxxx | Indoor Luminaires | High-Bay | High-Bay Luminaires for Commercial and Industrial Buildings | Standard | FALSE | [9 empty] | 41590 |  |  | NotYetVerified | Product is qualified when used with the following driver models: Inventronics' EUV-150S048ST; Inventronics' EUV-250S048ST; GE's GELD24MV100U; and Fulham's T1UNV048V-150L | 3 | 26160 | 86.6225 | 302 |  | 0.9 | 4000 | 70
P00000SR6 | GE Lighting Solutions | Albeo | ABHX43H472xxxxxxxx | Indoor Luminaires | High-Bay | High-Bay Luminaires for Commercial and Industrial Buildings | Standard | FALSE | [9 empty] | 41590 |  |  | NotYetVerified | Product is qualified when used with the following driver models: Inventronics' EUV-150S048ST; Inventronics' EUV-250S048ST; GE's GELD24MV100U; and Fulham's T1UNV048V-150L | 3 | 26160 | 86.6225 | 302 |  | 0.9 | 4000 | 70
P00000SR5 | GE Lighting Solutions | Albeo | ABHX43H471xxxxxxxx | Indoor Luminaires | High-Bay | High-Bay Luminaires for Commercial and Industrial Buildings | Standard | FALSE | [9 empty] | 41590 |  |  | NotYetVerified | Product is qualified when used with the following driver models: Inventronics' EUV-150S048ST; Inventronics' EUV-250S048ST; GE's GELD24MV100U; and Fulham's T1UNV048V-150L | 3 | 26160 | 86.6225 | 302 |  | 0.9 | 4000 | 70
P00000SR4 | GE Lighting Solutions | Albeo | ABHX13H478xxxxxxxx | Indoor Luminaires | High-Bay | High-Bay Luminaires for Commercial and Industrial Buildings | Standard | FALSE | [9 empty] | 41590 |  |  | NotYetVerified | Product is qualified when used with the following driver models: Inventronics' EUV-150S048ST; Inventronics' EUV-250S048ST; GE's GELD24MV100U; and Fulham's T1UNV048V-150L | 3 | 26160 | 86.6225 | 302 |  | 0.9 | 4000 | 70
P00000SR3 | GE Lighting Solutions | Albeo | ABHX13H474xxxxxxxx | Indoor Luminaires | High-Bay | High-Bay Luminaires for Commercial and Industrial Buildings | Standard | FALSE | [9 empty] | 41590 |  |  | NotYetVerified | Product is qualified when used with the following driver models: Inventronics' EUV-150S048ST; Inventronics' EUV-250S048ST; GE's GELD24MV100U; and Fulham's T1UNV048V-150L | 3 | 26160 | 86.6225 | 302 |  | 0.9 | 4000 | 70
P00000SR2 | GE Lighting Solutions | Albeo | ABHX13H472xxxxxxxx | Indoor Luminaires | High-Bay | High-Bay Luminaires for Commercial and Industrial Buildings | Standard | FALSE | [9 empty] | 41590 |  |  | NotYetVerified | Product is qualified when used with the following driver models: Inventronics' EUV-150S048ST; Inventronics' EUV-250S048ST; GE's GELD24MV100U; and Fulham's T1UNV048V-150L | 3 | 26160 | 86.6225 | 302 |  | 0.9 | 4000 | 70
P00000SR1 | GE Lighting Solutions | Albeo | ABHX13H471xxxxxxxx | Indoor Luminaires | High-Bay | High-Bay Luminaires for Commercial and Industrial Buildings | Standard | FALSE | [9 empty] | 41590 |  |  | NotYetVerified | Product is qualified when used with the following driver models: Inventronics' EUV-150S048ST; Inventronics' EUV-250S048ST; GE's GELD24MV100U; and Fulham's T1UNV048V-150L | 3 | 26160 | 86.6225 | 302 |  | 0.9 | 4000 | 70
P00000SR0 | GE Lighting Solutions | Albeo | ABHX03H478xxxxxxxx | Indoor Luminaires | High-Bay | High-Bay Luminaires for Commercial and Industrial Buildings | Standard | FALSE | [9 empty] | 41590 |  |  | NotYetVerified | Product is qualified when used with the following driver models: Inventronics' EUV-150S048ST; Inventronics' EUV-250S048ST; GE's GELD24MV100U; and Fulham's T1UNV048V-150L | 3 | 26160 | 86.6225 | 302 |  | 0.9 | 4000 | 70
P00000SQZ | GE Lighting Solutions | Albeo | ABHX03H474xxxxxxxx | Indoor Luminaires | High-Bay | High-Bay Luminaires for Commercial and Industrial Buildings | Standard | FALSE | [9 empty] | 41590 |  |  | NotYetVerified | Product is qualified when used with the following driver models: Inventronics' EUV-150S048ST; Inventronics' EUV-250S048ST; GE's GELD24MV100U; and Fulham's T1UNV048V-150L | 3 | 26160 | 86.6225 | 302 |  | 0.9 | 4000 | 70
P00000SQY | GE Lighting Solutions | Albeo | ABHX03H471xxxxxxxx | Indoor Luminaires | High-Bay | High-Bay Luminaires for Commercial and Industrial Buildings | Standard | FALSE | [9 empty] | 41590 |  |  | NotYetVerified | Product is qualified when used with the following driver models: Inventronics' EUV-150S048ST; Inventronics' EUV-250S048ST; GE's GELD24MV100U; and Fulham's T1UNV048V-150L | 3 | 26160 | 86.6225 | 302 |  | 0.9 | 4000 | 70
P00000SMJ | GE Lighting Solutions | Albeo | ABHX44T478xxxxxxxx | Indoor Luminaires | High-Bay | High-Bay Luminaires for Commercial and Industrial Buildings | Standard | FALSE | [9 empty] | 41590 |  |  | NotYetVerified | Product is qualified when used with the following driver models: Inventronics' EUV-150S048ST; GE's GELD24MV100U; and Fulham's T1UNV048V-150L | 3 | 25240 | 82.7541 | 305 |  | 0.9 | 4000 | 70
P00000SMI | GE Lighting Solutions | Albeo | ABHX44T474xxxxxxxx | Indoor Luminaires | High-Bay | High-Bay Luminaires for Commercial and Industrial Buildings | Standard | FALSE | [9 empty] | 41590 |  |  | NotYetVerified | Product is qualified when used with the following driver models: Inventronics' EUV-150S048ST; GE's GELD24MV100U; and Fulham's T1UNV048V-150L | 3 | 25240 | 82.7541 | 305 |  | 0.9 | 4000 | 70
P00000SMH | GE Lighting Solutions | Albeo | ABHX44T472xxxxxxxx | Indoor Luminaires | High-Bay | High-Bay Luminaires for Commercial and Industrial Buildings | Standard | FALSE | [9 empty] | 41590 |  |  | NotYetVerified | Product is qualified when used with the following driver models: Inventronics' EUV-150S048ST; GE's GELD24MV100U; and Fulham's T1UNV048V-150L | 3 | 25240 | 82.7541 | 305 |  | 0.9 | 4000 | 70
P00000SMG | GE Lighting Solutions | Albeo | ABHX44T471xxxxxxxx | Indoor Luminaires | High-Bay | High-Bay Luminaires for Commercial and Industrial Buildings | Standard | FALSE | [9 empty] | 41590 |  |  | NotYetVerified | Product is qualified when used with the following driver models: Inventronics' EUV-150S048ST; GE's GELD24MV100U; and Fulham's T1UNV048V-150L | 3 | 25240 | 82.7541 | 305 |  | 0.9 | 4000 | 70
P00000SMF | GE Lighting Solutions | Albeo | ABHX14T478xxxxxxxx | Indoor Luminaires | High-Bay | High-Bay Luminaires for Commercial and Industrial Buildings | Standard | FALSE | [9 empty] | 41590 |  |  | NotYetVerified | Product is qualified when used with the following driver models: Inventronics' EUV-150S048ST; GE's GELD24MV100U; and Fulham's T1UNV048V-150L | 3 | 25240 | 82.7541 | 305 |  | 0.9 | 4000 | 70
P00000SME | GE Lighting Solutions | Albeo | ABHX14T474xxxxxxxx | Indoor Luminaires | High-Bay | High-Bay Luminaires for Commercial and Industrial Buildings | Standard | FALSE | [9 empty] | 41590 |  |  | NotYetVerified | Product is qualified when used with the following driver models: Inventronics' EUV-150S048ST; GE's GELD24MV100U; and Fulham's T1UNV048V-150L | 3 | 25240 | 82.7541 | 305 |  | 0.9 | 4000 | 70
P00000SMD | GE Lighting Solutions | Albeo | ABHX14T472xxxxxxxx | Indoor Luminaires | High-Bay | High-Bay Luminaires for Commercial and Industrial Buildings | Standard | FALSE | [9 empty] | 41590 |  |  | NotYetVerified | Product is qualified when used with the following driver models: Inventronics' EUV-150S048ST; GE's GELD24MV100U; and Fulham's T1UNV048V-150L | 3 | 25240 | 82.7541 | 305 |  | 0.9 | 4000 | 70
P00000SMC | GE Lighting Solutions | Albeo | ABHX14T471xxxxxxxx | Indoor Luminaires | High-Bay | High-Bay Luminaires for Commercial and Industrial Buildings | Standard | FALSE | [9 empty] | 41590 |  |  | NotYetVerified | Product is qualified when used with the following driver models: Inventronics' EUV-150S048ST; GE's GELD24MV100U; and Fulham's T1UNV048V-150L | 3 | 25240 | 82.7541 | 305 |  | 0.9 | 4000 | 70
P00000SMB | GE Lighting Solutions | Albeo | ABHX04T478xxxxxxxx | Indoor Luminaires | High-Bay | High-Bay Luminaires for Commercial and Industrial Buildings | Standard | FALSE | [9 empty] | 41590 |  |  | NotYetVerified | Product is qualified when used with the following driver models: Inventronics' EUV-150S048ST; GE's GELD24MV100U; and Fulham's T1UNV048V-150L | 3 | 25240 | 82.7541 | 305 |  | 0.9 | 4000 | 70
P00000SMA | GE Lighting Solutions | Albeo | ABHX04T474xxxxxxxx | Indoor Luminaires | High-Bay | High-Bay Luminaires for Commercial and Industrial Buildings | Standard | FALSE | [9 empty] | 41590 |  |  | NotYetVerified | Product is qualified when used with the following driver models: Inventronics' EUV-150S048ST; GE's GELD24MV100U; and Fulham's T1UNV048V-150L | 3 | 25240 | 82.7541 | 305 |  | 0.9 | 4000 | 70
P00000SM9 | GE Lighting Solutions | Albeo | ABHX04T472xxxxxxxx | Indoor Luminaires | High-Bay | High-Bay Luminaires for Commercial and Industrial Buildings | Standard | FALSE | [9 empty] | 41590 |  |  | NotYetVerified | Product is qualified when used with the following driver models: Inventronics' EUV-150S048ST; GE's GELD24MV100U; and Fulham's T1UNV048V-150L | 3 | 25240 | 82.7541 | 305 |  | 0.9 | 4000 | 70
P00000SM8 | GE Lighting Solutions | Albeo | ABHX04T471xxxxxxxx | Indoor Luminaires | High-Bay | High-Bay Luminaires for Commercial and Industrial Buildings | Standard | FALSE | [9 empty] | 41590 |  |  | NotYetVerified | Product is qualified when used with the following driver models: Inventronics' EUV-150S048ST; GE's GELD24MV100U; and Fulham's T1UNV048V-150L | 3 | 25240 | 82.7541 | 305 |  | 0.9 | 4000 | 70
P00000SNV | GE Lighting Solutions | Albeo | ABHX42V478xxxxxxxx | Indoor Luminaires | High-Bay | High-Bay Luminaires for Commercial and Industrial Buildings | Standard | FALSE | [9 empty] | 41590 |  |  | NotYetVerified | Product is qualified when used with the following driver model: Inventronics' EUV-250S048ST | 3 | 19760 | 80.6531 | 245 |  | 0.9 | 4000 | 70
P00000SNU | GE Lighting Solutions | Albeo | ABHX42V474xxxxxxxx | Indoor Luminaires | High-Bay | High-Bay Luminaires for Commercial and Industrial Buildings | Standard | FALSE | [9 empty] | 41590 |  |  | NotYetVerified | Product is qualified when used with the following driver model: Inventronics' EUV-250S048ST | 3 | 19760 | 80.6531 | 245 |  | 0.9 | 4000 | 70
P00000SNT | GE Lighting Solutions | Albeo | ABHX42V472xxxxxxxx | Indoor Luminaires | High-Bay | High-Bay Luminaires for Commercial and Industrial Buildings | Standard | FALSE | [9 empty] | 41590 |  |  | NotYetVerified | Product is qualified when used with the following driver model: Inventronics' EUV-250S048ST | 3 | 19760 | 80.6531 | 245 |  | 0.9 | 4000 | 70
P00000SNS | GE Lighting Solutions | Albeo | ABHX42V471xxxxxxxx | Indoor Luminaires | High-Bay | High-Bay Luminaires for Commercial and Industrial Buildings | Standard | FALSE | [9 empty] | 41590 |  |  | NotYetVerified | Product is qualified when used with the following driver model: Inventronics' EUV-250S048ST | 3 | 19760 | 80.6531 | 245 |  | 0.9 | 4000 | 70
P00000SNR | GE Lighting Solutions | Albeo | ABHX12V478xxxxxxxx | Indoor Luminaires | High-Bay | High-Bay Luminaires for Commercial and Industrial Buildings | Standard | FALSE | [9 empty] | 41590 |  |  | NotYetVerified | Product is qualified when used with the following driver model: Inventronics' EUV-250S048ST | 3 | 19760 | 80.6531 | 245 |  | 0.9 | 4000 | 70
P00000SNQ | GE Lighting Solutions | Albeo | ABHX12V474xxxxxxxx | Indoor Luminaires | High-Bay | High-Bay Luminaires for Commercial and Industrial Buildings | Standard | FALSE | [9 empty] | 41590 |  |  | NotYetVerified | Product is qualified when used with the following driver model: Inventronics' EUV-250S048ST | 3 | 19760 | 80.6531 | 245 |  | 0.9 | 4000 | 70
P00000SNP | GE Lighting Solutions | Albeo | ABHX12V472xxxxxxxx | Indoor Luminaires | High-Bay | High-Bay Luminaires for Commercial and Industrial Buildings | Standard | FALSE | [9 empty] | 41590 |  |  | NotYetVerified | Product is qualified when used with the following driver model: Inventronics' EUV-250S048ST | 3 | 19760 | 80.6531 | 245 |  | 0.9 | 4000 | 70
P00000SNO | GE Lighting Solutions | Albeo | ABHX12V471xxxxxxxx | Indoor Luminaires | High-Bay | High-Bay Luminaires for Commercial and Industrial Buildings | Standard | FALSE | [9 empty] | 41590 |  |  | NotYetVerified | Product is qualified when used with the following driver model: Inventronics' EUV-250S048ST | 3 | 19760 | 80.6531 | 245 |  | 0.9 | 4000 | 70
P00000SNN | GE Lighting Solutions | Albeo | ABHX02V478xxxxxxxx | Indoor Luminaires | High-Bay | High-Bay Luminaires for Commercial and Industrial Buildings | Standard | FALSE | [9 empty] | 41590 |  |  | NotYetVerified | Product is qualified when used with the following driver model: Inventronics' EUV-250S048ST | 3 | 19760 | 80.6531 | 245 |  | 0.9 | 4000 | 70
P00000SNM | GE Lighting Solutions | Albeo | ABHX02V474xxxxxxxx | Indoor Luminaires | High-Bay | High-Bay Luminaires for Commercial and Industrial Buildings | Standard | FALSE | [9 empty] | 41590 |  |  | NotYetVerified | Product is qualified when used with the following driver model: Inventronics' EUV-250S048ST | 3 | 19760 | 80.6531 | 245 |  | 0.9 | 4000 | 70
P00000SNL | GE Lighting Solutions | Albeo | ABHX02V471xxxxxxxx | Indoor Luminaires | High-Bay | High-Bay Luminaires for Commercial and Industrial Buildings | Standard | FALSE | [9 empty] | 41590 |  |  | NotYetVerified | Product is qualified when used with the following driver model: Inventronics' EUV-250S048ST | 3 | 19760 | 80.6531 | 245 |  | 0.9 | 4000 | 70
P00000SPV | GE Lighting Solutions | Albeo | ABHX43T478xxxxxxxx | Indoor Luminaires | High-Bay | High-Bay Luminaires for Commercial and Industrial Buildings | Standard | FALSE | [9 empty] | 41590 |  |  | NotYetVerified | Product is qualified when used with the following driver model: Inventronics' EUV-250S048ST | 3 | 18930 | 82.6638 | 229 |  | 0.9 | 4000 | 70
P00000SPU | GE Lighting Solutions | Albeo | ABHX43T474xxxxxxxx | Indoor Luminaires | High-Bay | High-Bay Luminaires for Commercial and Industrial Buildings | Standard | FALSE | [9 empty] | 41590 |  |  | NotYetVerified | Product is qualified when used with the following driver model: Inventronics' EUV-250S048ST | 3 | 18930 | 82.6638 | 229 |  | 0.9 | 4000 | 70
P00000SPT | GE Lighting Solutions | Albeo | ABHX43T472xxxxxxxx | Indoor Luminaires | High-Bay | High-Bay Luminaires for Commercial and Industrial Buildings | Standard | FALSE | [9 empty] | 41590 |  |  | NotYetVerified | Product is qualified when used with the following driver model: Inventronics' EUV-250S048ST | 3 | 18930 | 82.6638 | 229 |  | 0.9 | 4000 | 70
P00000SPS | GE Lighting Solutions | Albeo | ABHX43T471xxxxxxxx | Indoor Luminaires | High-Bay | High-Bay Luminaires for Commercial and Industrial Buildings | Standard | FALSE | [9 empty] | 41590 |  |  | NotYetVerified | Product is qualified when used with the following driver model: Inventronics' EUV-250S048ST | 3 | 18930 | 82.6638 | 229 |  | 0.9 | 4000 | 70
P00000SPR | GE Lighting Solutions | Albeo | ABHX13T478xxxxxxxx | Indoor Luminaires | High-Bay | High-Bay Luminaires for Commercial and Industrial Buildings | Standard | FALSE | [9 empty] | 41590 |  |  | NotYetVerified | Product is qualified when used with the following driver model: Inventronics' EUV-250S048ST | 3 | 18930 | 82.6638 | 229 |  | 0.9 | 4000 | 70
P00000SPQ | GE Lighting Solutions | Albeo | ABHX13T474xxxxxxxx | Indoor Luminaires | High-Bay | High-Bay Luminaires for Commercial and Industrial Buildings | Standard | FALSE | [9 empty] | 41590 |  |  | NotYetVerified | Product is qualified when used with the following driver model: Inventronics' EUV-250S048ST | 3 | 18930 | 82.6638 | 229 |  | 0.9 | 4000 | 70
P00000SPP | GE Lighting Solutions | Albeo | ABHX13T472xxxxxxxx | Indoor Luminaires | High-Bay | High-Bay Luminaires for Commercial and Industrial Buildings | Standard | FALSE | [9 empty] | 41590 |  |  | NotYetVerified | Product is qualified when used with the following driver model: Inventronics' EUV-250S048ST | 3 | 18930 | 82.6638 | 229 |  | 0.9 | 4000 | 70
P00000SPO | GE Lighting Solutions | Albeo | ABHX13T471xxxxxxxx | Indoor Luminaires | High-Bay | High-Bay Luminaires for Commercial and Industrial Buildings | Standard | FALSE | [9 empty] | 41590 |  |  | NotYetVerified | Product is qualified when used with the following driver model: Inventronics' EUV-250S048ST | 3 | 18930 | 82.6638 | 229 |  | 0.9 | 4000 | 70
P00000SPN | GE Lighting Solutions | Albeo | ABHX03T478xxxxxxxx | Indoor Luminaires | High-Bay | High-Bay Luminaires for Commercial and Industrial Buildings | Standard | FALSE | [9 empty] | 41590 |  |  | NotYetVerified | Product is qualified when used with the following driver model: Inventronics' EUV-250S048ST | 3 | 18930 | 82.6638 | 229 |  | 0.9 | 4000 | 70
P00000SPM | GE Lighting Solutions | Albeo | ABHX03T474xxxxxxxx | Indoor Luminaires | High-Bay | High-Bay Luminaires for Commercial and Industrial Buildings | Standard | FALSE | [9 empty] | 41590 |  |  | NotYetVerified | Product is qualified when used with the following driver model: Inventronics' EUV-250S048ST | 3 | 18930 | 82.6638 | 229 |  | 0.9 | 4000 | 70
P00000SPL | GE Lighting Solutions | Albeo | ABHX03T471xxxxxxxx | Indoor Luminaires | High-Bay | High-Bay Luminaires for Commercial and Industrial Buildings | Standard | FALSE | [9 empty] | 41590 |  |  | NotYetVerified | Product is qualified when used with the following driver model: Inventronics' EUV-250S048ST | 3 | 18930 | 82.6638 | 229 |  | 0.9 | 4000 | 70
P00000SN8 | GE Lighting Solutions | Albeo | ABHX42H478xxxxxxxx | Indoor Luminaires | High-Bay | High-Bay Luminaires for Commercial and Industrial Buildings | Standard | FALSE | [9 empty] | 41590 |  |  | NotYetVerified | Product is qualified when used with the following driver model: Inventronics' EUV-250S048ST | 3 | 17440 | 86.7662 | 201 |  | 0.9 | 4000 | 70
P00000SN7 | GE Lighting Solutions | Albeo | ABHX42H474xxxxxxxx | Indoor Luminaires | High-Bay | High-Bay Luminaires for Commercial and Industrial Buildings | Standard | FALSE | [9 empty] | 41590 |  |  | NotYetVerified | Product is qualified when used with the following driver model: Inventronics' EUV-250S048ST | 3 | 17440 | 86.7662 | 201 |  | 0.9 | 4000 | 70
P00000SN6 | GE Lighting Solutions | Albeo | ABHX42H472xxxxxxxx | Indoor Luminaires | High-Bay | High-Bay Luminaires for Commercial and Industrial Buildings | Standard | FALSE | [9 empty] | 41590 |  |  | NotYetVerified | Product is qualified when used with the following driver model: Inventronics' EUV-250S048ST | 3 | 17440 | 86.7662 | 201 |  | 0.9 | 4000 | 70
P00000SN5 | GE Lighting Solutions | Albeo | ABHX42H471xxxxxxxx | Indoor Luminaires | High-Bay | High-Bay Luminaires for Commercial and Industrial Buildings | Standard | FALSE | [9 empty] | 41590 |  |  | NotYetVerified | Product is qualified when used with the following driver model: Inventronics' EUV-250S048ST | 3 | 17440 | 86.7662 | 201 |  | 0.9 | 4000 | 70
P00000SN4 | GE Lighting Solutions | Albeo | ABHX12H478xxxxxxxx | Indoor Luminaires | High-Bay | High-Bay Luminaires for Commercial and Industrial Buildings | Standard | FALSE | [9 empty] | 41590 |  |  | NotYetVerified | Product is qualified when used with the following driver model: Inventronics' EUV-250S048ST | 3 | 17440 | 86.7662 | 201 |  | 0.9 | 4000 | 70
P00000SN3 | GE Lighting Solutions | Albeo | ABHX12H474xxxxxxxx | Indoor Luminaires | High-Bay | High-Bay Luminaires for Commercial and Industrial Buildings | Standard | FALSE | [9 empty] | 41590 |  |  | NotYetVerified | Product is qualified when used with the following driver model: Inventronics' EUV-250S048ST | 3 | 17440 | 86.7662 | 201 |  | 0.9 | 4000 | 70
P00000SN2 | GE Lighting Solutions | Albeo | ABHX12H472xxxxxxxx | Indoor Luminaires | High-Bay | High-Bay Luminaires for Commercial and Industrial Buildings | Standard | FALSE | [9 empty] | 41590 |  |  | NotYetVerified | Product is qualified when used with the following driver model: Inventronics' EUV-250S048ST | 3 | 17440 | 86.7662 | 201 |  | 0.9 | 4000 | 70
P00000SN1 | GE Lighting Solutions | Albeo | ABHX12H471xxxxxxxx | Indoor Luminaires | High-Bay | High-Bay Luminaires for Commercial and Industrial Buildings | Standard | FALSE | [9 empty] | 41590 |  |  | NotYetVerified | Product is qualified when used with the following driver model: Inventronics' EUV-250S048ST | 3 | 17440 | 86.7662 | 201 |  | 0.9 | 4000 | 70
P00000SN0 | GE Lighting Solutions | Albeo | ABHX02H478xxxxxxxx | Indoor Luminaires | High-Bay | High-Bay Luminaires for Commercial and Industrial Buildings | Standard | FALSE | [9 empty] | 41590 |  |  | NotYetVerified | Product is qualified when used with the following driver model: Inventronics' EUV-250S048ST | 3 | 17440 | 86.7662 | 201 |  | 0.9 | 4000 | 70
P00000SMZ | GE Lighting Solutions | Albeo | ABHX02H474xxxxxxxx | Indoor Luminaires | High-Bay | High-Bay Luminaires for Commercial and Industrial Buildings | Standard | FALSE | [9 empty] | 41590 |  |  | NotYetVerified | Product is qualified when used with the following driver model: Inventronics' EUV-250S048ST | 3 | 17440 | 86.7662 | 201 |  | 0.9 | 4000 | 70
P00000SMY | GE Lighting Solutions | Albeo | ABHX02H471xxxxxxxx | Indoor Luminaires | High-Bay | High-Bay Luminaires for Commercial and Industrial Buildings | Standard | FALSE | [9 empty] | 41590 |  |  | NotYetVerified | Product is qualified when used with the following driver model: Inventronics' EUV-250S048ST | 3 | 17440 | 86.7662 | 201 |  | 0.9 | 4000 | 70
P00000SM4 | GE Lighting Solutions | Albeo | ABHX42T478xxxxxxxx | Indoor Luminaires | High-Bay | High-Bay Luminaires for Commercial and Industrial Buildings | Standard | FALSE | [9 empty] | 41590 |  |  | NotYetVerified | Product is qualified when used with the following driver models: Inventronics' EUV-150S048ST; GE's GELD24MV100U; and Fulham's T1UNV048V-150L | 3 | 12620 | 81.948 | 154 |  | 0.9 | 4000 | 70
P00000SM3 | GE Lighting Solutions | Albeo | ABHX42T474xxxxxxxx | Indoor Luminaires | High-Bay | High-Bay Luminaires for Commercial and Industrial Buildings | Standard | FALSE | [9 empty] | 41590 |  |  | NotYetVerified | Product is qualified when used with the following driver models: Inventronics' EUV-150S048ST; GE's GELD24MV100U; and Fulham's T1UNV048V-150L | 3 | 12620 | 81.948 | 154 |  | 0.9 | 4000 | 70
P00000SM2 | GE Lighting Solutions | Albeo | ABHX42T472xxxxxxxx | Indoor Luminaires | High-Bay | High-Bay Luminaires for Commercial and Industrial Buildings | Standard | FALSE | [9 empty] | 41590 |  |  | NotYetVerified | Product is qualified when used with the following driver models: Inventronics' EUV-150S048ST; GE's GELD24MV100U; and Fulham's T1UNV048V-150L | 3 | 12620 | 81.948 | 154 |  | 0.9 | 4000 | 70
P00000SM1 | GE Lighting Solutions | Albeo | ABHX42T471xxxxxxxx | Indoor Luminaires | High-Bay | High-Bay Luminaires for Commercial and Industrial Buildings | Standard | FALSE | [9 empty] | 41590 |  |  | NotYetVerified | Product is qualified when used with the following driver models: Inventronics' EUV-150S048ST; GE's GELD24MV100U; and Fulham's T1UNV048V-150L | 3 | 12620 | 81.948 | 154 |  | 0.9 | 4000 | 70
P00000SM0 | GE Lighting Solutions | Albeo | ABHX12T478xxxxxxxx | Indoor Luminaires | High-Bay | High-Bay Luminaires for Commercial and Industrial Buildings | Standard | FALSE | [9 empty] | 41590 |  |  | NotYetVerified | Product is qualified when used with the following driver models: Inventronics' EUV-150S048ST; GE's GELD24MV100U; and Fulham's T1UNV048V-150L | 3 | 12620 | 81.948 | 154 |  | 0.9 | 4000 | 70
P00000SLZ | GE Lighting Solutions | Albeo | ABHX12T474xxxxxxxx | Indoor Luminaires | High-Bay | High-Bay Luminaires for Commercial and Industrial Buildings | Standard | FALSE | [9 empty] | 41590 |  |  | NotYetVerified | Product is qualified when used with the following driver models: Inventronics' EUV-150S048ST; GE's GELD24MV100U; and Fulham's T1UNV048V-150L | 3 | 12620 | 81.948 | 154 |  | 0.9 | 4000 | 70
P00000SLY | GE Lighting Solutions | Albeo | ABHX12T472xxxxxxxx | Indoor Luminaires | High-Bay | High-Bay Luminaires for Commercial and Industrial Buildings | Standard | FALSE | [9 empty] | 41590 |  |  | NotYetVerified | Product is qualified when used with the following driver models: Inventronics' EUV-150S048ST; GE's GELD24MV100U; and Fulham's T1UNV048V-150L | 3 | 12620 | 81.948 | 154 |  | 0.9 | 4000 | 70
P00000SLX | GE Lighting Solutions | Albeo | ABHX12T471xxxxxxxx | Indoor Luminaires | High-Bay | High-Bay Luminaires for Commercial and Industrial Buildings | Standard | FALSE | [9 empty] | 41590 |  |  | NotYetVerified | Product is qualified when used with the following driver models: Inventronics' EUV-150S048ST; GE's GELD24MV100U; and Fulham's T1UNV048V-150L | 3 | 12620 | 81.948 | 154 |  | 0.9 | 4000 | 70
P00000SLW | GE Lighting Solutions | Albeo | ABHX02T478xxxxxxxx | Indoor Luminaires | High-Bay | High-Bay Luminaires for Commercial and Industrial Buildings | Standard | FALSE | [9 empty] | 41590 |  |  | NotYetVerified | Product is qualified when used with the following driver models: Inventronics' EUV-150S048ST; GE's GELD24MV100U; and Fulham's T1UNV048V-150L | 3 | 12620 | 81.948 | 154 |  | 0.9 | 4000 | 70
P00000SLV | GE Lighting Solutions | Albeo | ABHX02T474xxxxxxxx | Indoor Luminaires | High-Bay | High-Bay Luminaires for Commercial and Industrial Buildings | Standard | FALSE | [9 empty] | 41590 |  |  | NotYetVerified | Product is qualified when used with the following driver models: Inventronics' EUV-150S048ST; GE's GELD24MV100U; and Fulham's T1UNV048V-150L | 3 | 12620 | 81.948 | 154 |  | 0.9 | 4000 | 70
P00000SLU | GE Lighting Solutions | Albeo | ABHX02T471xxxxxxxx | Indoor Luminaires | High-Bay | High-Bay Luminaires for Commercial and Industrial Buildings | Standard | FALSE | [9 empty] | 41590 |  |  | NotYetVerified | Product is qualified when used with the following driver models: Inventronics' EUV-150S048ST; GE's GELD24MV100U; and Fulham's T1UNV048V-150L | 3 | 12620 | 81.948 | 154 |  | 0.9 | 4000 | 70
P00000SLG | GE Lighting Solutions | Albeo | ABHX41V478xxxxxxxx | Indoor Luminaires | High-Bay | Low-Bay Luminaires for Commercial and Industrial Buildings | Standard | FALSE | [9 empty] | 41590 |  |  | NotYetVerified | Product is qualified when used with the following driver models: Inventronics' EUV-150S048ST; GE's GELD24MV100U; and Fulham's T1UNV048V-150L | 3 | 9880 | 79.6774 | 124 |  | 0.9 | 4000 | 70
P00000SLF | GE Lighting Solutions | Albeo | ABHX41V474xxxxxxxx | Indoor Luminaires | High-Bay | Low-Bay Luminaires for Commercial and Industrial Buildings | Standard | FALSE | [9 empty] | 41590 |  |  | NotYetVerified | Product is qualified when used with the following driver models: Inventronics' EUV-150S048ST; GE's GELD24MV100U; and Fulham's T1UNV048V-150L | 3 | 9880 | 79.6774 | 124 |  | 0.9 | 4000 | 70
P00000SLE | GE Lighting Solutions | Albeo | ABHX41V472xxxxxxxx | Indoor Luminaires | High-Bay | Low-Bay Luminaires for Commercial and Industrial Buildings | Standard | FALSE | [9 empty] | 41590 |  |  | NotYetVerified | Product is qualified when used with the following driver models: Inventronics' EUV-150S048ST; GE's GELD24MV100U; and Fulham's T1UNV048V-150L | 3 | 9880 | 79.6774 | 124 |  | 0.9 | 4000 | 70
P00000SLD | GE Lighting Solutions | Albeo | ABHX41V471xxxxxxxx | Indoor Luminaires | High-Bay | Low-Bay Luminaires for Commercial and Industrial Buildings | Standard | FALSE | [9 empty] | 41590 |  |  | NotYetVerified | Product is qualified when used with the following driver models: Inventronics' EUV-150S048ST; GE's GELD24MV100U; and Fulham's T1UNV048V-150L | 3 | 9880 | 79.6774 | 124 |  | 0.9 | 4000 | 70
P00000SLC | GE Lighting Solutions | Albeo | ABHX11V478xxxxxxxx | Indoor Luminaires | High-Bay | Low-Bay Luminaires for Commercial and Industrial Buildings | Standard | FALSE | [9 empty] | 41590 |  |  | NotYetVerified | Product is qualified when used with the following driver models: Inventronics' EUV-150S048ST; GE's GELD24MV100U; and Fulham's T1UNV048V-150L | 3 | 9880 | 79.6774 | 124 |  | 0.9 | 4000 | 70
P00000SLB | GE Lighting Solutions | Albeo | ABHX11V474xxxxxxxx | Indoor Luminaires | High-Bay | Low-Bay Luminaires for Commercial and Industrial Buildings | Standard | FALSE | [9 empty] | 41590 |  |  | NotYetVerified | Product is qualified when used with the following driver models: Inventronics' EUV-150S048ST; GE's GELD24MV100U; and Fulham's T1UNV048V-150L | 3 | 9880 | 79.6774 | 124 |  | 0.9 | 4000 | 70
P00000SLA | GE Lighting Solutions | Albeo | ABHX11V472xxxxxxxx | Indoor Luminaires | High-Bay | Low-Bay Luminaires for Commercial and Industrial Buildings | Standard | FALSE | [9 empty] | 41590 |  |  | NotYetVerified | Product is qualified when used with the following driver models: Inventronics' EUV-150S048ST; GE's GELD24MV100U; and Fulham's T1UNV048V-150L | 3 | 9880 | 79.6774 | 124 |  | 0.9 | 4000 | 70
P00000SL9 | GE Lighting Solutions | Albeo | ABHX11V471xxxxxxxx | Indoor Luminaires | High-Bay | Low-Bay Luminaires for Commercial and Industrial Buildings | Standard | FALSE | [9 empty] | 41590 |  |  | NotYetVerified | Product is qualified when used with the following driver models: Inventronics' EUV-150S048ST; GE's GELD24MV100U; and Fulham's T1UNV048V-150L | 3 | 9880 | 79.6774 | 124 |  | 0.9 | 4000 | 70
P00000SL8 | GE Lighting Solutions | Albeo | ABHX01V478xxxxxxxx | Indoor Luminaires | High-Bay | Low-Bay Luminaires for Commercial and Industrial Buildings | Standard | FALSE | [9 empty] | 41590 |  |  | NotYetVerified | Product is qualified when used with the following driver models: Inventronics' EUV-150S048ST; GE's GELD24MV100U; and Fulham's T1UNV048V-150L | 3 | 9880 | 79.6774 | 124 |  | 0.9 | 4000 | 70
P00000SL7 | GE Lighting Solutions | Albeo | ABHX01V474xxxxxxxx | Indoor Luminaires | High-Bay | Low-Bay Luminaires for Commercial and Industrial Buildings | Standard | FALSE | [9 empty] | 41590 |  |  | NotYetVerified | Product is qualified when used with the following driver models: Inventronics' EUV-150S048ST; GE's GELD24MV100U; and Fulham's T1UNV048V-150L | 3 | 9880 | 79.6774 | 124 |  | 0.9 | 4000 | 70
P00000SL6 | GE Lighting Solutions | Albeo | ABHX01V471xxxxxxxx | Indoor Luminaires | High-Bay | Low-Bay Luminaires for Commercial and Industrial Buildings | Standard | FALSE | [9 empty] | 41590 |  |  | NotYetVerified | Product is qualified when used with the following driver models: Inventronics' EUV-150S048ST; GE's GELD24MV100U; and Fulham's T1UNV048V-150L | 3 | 9880 | 79.6774 | 124 |  | 0.9 | 4000 | 70
P00000SKT | GE Lighting Solutions | Albeo | ABHX41H478xxxxxxxx | Indoor Luminaires | High-Bay | Low-Bay Luminaires for Commercial and Industrial Buildings | Standard | FALSE | [9 empty] | 41590 |  |  | NotYetVerified | Product is qualified when used with the following driver models: Inventronics' EUV-150S048ST; GE's GELD24MV100U; and Fulham's T1UNV048V-150L | 3 | 8720 | 85.4902 | 102 |  | 0.9 | 4000 | 70
P00000SKS | GE Lighting Solutions | Albeo | ABHX41H474xxxxxxxx | Indoor Luminaires | High-Bay | Low-Bay Luminaires for Commercial and Industrial Buildings | Standard | FALSE | [9 empty] | 41590 |  |  | NotYetVerified | Product is qualified when used with the following driver models: Inventronics' EUV-150S048ST; GE's GELD24MV100U; and Fulham's T1UNV048V-150L | 3 | 8720 | 85.4902 | 102 |  | 0.9 | 4000 | 70
P00000SKR | GE Lighting Solutions | Albeo | ABHX41H472xxxxxxxx | Indoor Luminaires | High-Bay | Low-Bay Luminaires for Commercial and Industrial Buildings | Standard | FALSE | [9 empty] | 41590 |  |  | NotYetVerified | Product is qualified when used with the following driver models: Inventronics' EUV-150S048ST; GE's GELD24MV100U; and Fulham's T1UNV048V-150L | 3 | 8720 | 85.4902 | 102 |  | 0.9 | 4000 | 70
P00000SKQ | GE Lighting Solutions | Albeo | ABHX41H471xxxxxxxx | Indoor Luminaires | High-Bay | Low-Bay Luminaires for Commercial and Industrial Buildings | Standard | FALSE | [9 empty] | 41590 |  |  | NotYetVerified | Product is qualified when used with the following driver models: Inventronics' EUV-150S048ST; GE's GELD24MV100U; and Fulham's T1UNV048V-150L | 3 | 8720 | 85.4902 | 102 |  | 0.9 | 4000 | 70
P00000SKP | GE Lighting Solutions | Albeo | ABHX11H478xxxxxxxx | Indoor Luminaires | High-Bay | Low-Bay Luminaires for Commercial and Industrial Buildings | Standard | FALSE | [9 empty] | 41590 |  |  | NotYetVerified | Product is qualified when used with the following driver models: Inventronics' EUV-150S048ST; GE's GELD24MV100U; and Fulham's T1UNV048V-150L | 3 | 8720 | 85.4902 | 102 |  | 0.9 | 4000 | 70
P00000SKO | GE Lighting Solutions | Albeo | ABHX11H474xxxxxxxx | Indoor Luminaires | High-Bay | Low-Bay Luminaires for Commercial and Industrial Buildings | Standard | FALSE | [9 empty] | 41590 |  |  | NotYetVerified | Product is qualified when used with the following driver models: Inventronics' EUV-150S048ST; GE's GELD24MV100U; and Fulham's T1UNV048V-150L | 3 | 8720 | 85.4902 | 102 |  | 0.9 | 4000 | 70
P00000SKN | GE Lighting Solutions | Albeo | ABHX11H472xxxxxxxx | Indoor Luminaires | High-Bay | Low-Bay Luminaires for Commercial and Industrial Buildings | Standard | FALSE | [9 empty] | 41590 |  |  | NotYetVerified | Product is qualified when used with the following driver models: Inventronics' EUV-150S048ST; GE's GELD24MV100U; and Fulham's T1UNV048V-150L | 3 | 8720 | 85.4902 | 102 |  | 0.9 | 4000 | 70
P00000SKM | GE Lighting Solutions | Albeo | ABHX11H471xxxxxxxx | Indoor Luminaires | High-Bay | Low-Bay Luminaires for Commercial and Industrial Buildings | Standard | FALSE | [9 empty] | 41590 |  |  | NotYetVerified | Product is qualified when used with the following driver models: Inventronics' EUV-150S048ST; GE's GELD24MV100U; and Fulham's T1UNV048V-150L | 3 | 8720 | 85.4902 | 102 |  | 0.9 | 4000 | 70
P00000SKL | GE Lighting Solutions | Albeo | ABHX01H478xxxxxxxx | Indoor Luminaires | High-Bay | Low-Bay Luminaires for Commercial and Industrial Buildings | Standard | FALSE | [9 empty] | 41590 |  |  | NotYetVerified | Product is qualified when used with the following driver models: Inventronics' EUV-150S048ST; GE's GELD24MV100U; and Fulham's T1UNV048V-150L | 3 | 8720 | 85.4902 | 102 |  | 0.9 | 4000 | 70
P00000SKK | GE Lighting Solutions | Albeo | ABHX01H474xxxxxxxx | Indoor Luminaires | High-Bay | Low-Bay Luminaires for Commercial and Industrial Buildings | Standard | FALSE | [9 empty] | 41590 |  |  | NotYetVerified | Product is qualified when used with the following driver models: Inventronics' EUV-150S048ST; GE's GELD24MV100U; and Fulham's T1UNV048V-150L | 3 | 8720 | 85.4902 | 102 |  | 0.9 | 4000 | 70
P00000SKJ | GE Lighting Solutions | Albeo | ABHX01H471xxxxxxxx | Indoor Luminaires | High-Bay | Low-Bay Luminaires for Commercial and Industrial Buildings | Standard | FALSE | [9 empty] | 41590 |  |  | NotYetVerified | Product is qualified when used with the following driver models: Inventronics' EUV-150S048ST; GE's GELD24MV100U; and Fulham's T1UNV048V-150L | 3 | 8720 | 85.4902 | 102 |  | 0.9 | 4000 | 70
P000011A0 | National Bright Lighting | NBL | FLKS120-6-T5-XX-XX-1050-6K-HB | Indoor Luminaires | High-Bay | High-Bay Luminaires for Commercial and Industrial Buildings | Standard | TRUE | 24713.72 | 79 | 314.01 | 10 | 0.97 | 6016 | 69 | 5 | 50000 | 41587 |  |  | NotYetVerified |  | 3 | 24000 | 80 | 314 |  |  | 6000
P000018ZL | SHENZHEN FUDAKIN DISPLAY LIGHTING CO. LTD. | FUDAKINLED | FDK-HBA-100 [277V & 347V ONLY] | Indoor Luminaires | High-Bay | High-Bay Luminaires for Commercial and Industrial Buildings | Standard | TRUE | 9913 | 102.5 | 96.7 | 10.1 | 0.98 | 5629 | 78.4 | 5 | 50000 | 41586 |  |  | NotYetVerified |  | 3 | 10000 | 100 | 100 |  | 0.9 | 5500 | 75
P000018ZM | SHENZHEN FUDAKIN DISPLAY LIGHTING CO. LTD. | FUDAKINLED | FDK-HBA-150 [277V & 347V ONLY] | Indoor Luminaires | High-Bay | High-Bay Luminaires for Commercial and Industrial Buildings | Standard | TRUE | 13518 | 90.7 | 149 | 6.44 | 0.98 | 5601 | 78.3 | 5 | 50000 | 41586 |  |  | NotYetVerified |  | 3 | 13000 | 86.7 | 150 |  | 0.9 | 5500 | 75
P000018ZK | SHENZHEN FUDAKIN DISPLAY LIGHTING CO. LTD. | FUDAKINLED | FDK-HB-200 | Indoor Luminaires | High-Bay | High-Bay Luminaires for Commercial and Industrial Buildings | Standard | TRUE | 17027 | 80.9 | 210.4 | 13.59 | 0.9298 | 5284 | 76.5 | 5 | 50000 | 41586 |  |  | NotYetVerified |  | 3 | 17000 | 80 | 200 |  | 0.9 | 5500 | 75
P000018ZI | SHENZHEN FUDAKIN DISPLAY LIGHTING CO. LTD. | FUDAKINLED | FDK-HB-100 | Indoor Luminaires | High-Bay | High-Bay Luminaires for Commercial and Industrial Buildings | Standard | TRUE | 9775 | 98.7 | 99 | 14.8 | 0.921 | 5628 | 78.4 | 5 | 50000 | 41586 |  |  | NotYetVerified |  | 3 | 10000 | 100 | 100 |  | 0.9 | 5500 | 75
P000018ZJ | SHENZHEN FUDAKIN DISPLAY LIGHTING CO. LTD. | FUDAKINLED | FDK-HB-150 | Indoor Luminaires | High-Bay | High-Bay Luminaires for Commercial and Industrial Buildings | Standard | TRUE | 13338 | 89.5 | 149 | 14.8 | 0.91 | 5530 | 77.9 | 5 | 50000 | 41586 |  |  | NotYetVerified |  | 3 | 13000 | 86.7 | 150 |  | 0.9 | 5500 | 75
P00001GQK | Spectrum Lighting | N/A | GC2208LEDGV133W | Indoor Luminaires | High-Bay | High-Bay Luminaires for Commercial and Industrial Buildings | Standard | TRUE | 10663 | 80.66 | 132 | 12.03 | 0.933 | 3591 | 82.2 | 5 | 35000 | 41585 |  |  | NotYetVerified |  | 3 | 18000 |  | 400 |  |  | 4000 | 85
P00001BW7 | Vision Engineering | Vision Engineering | VHB1-120-277-35K-90D | Indoor Luminaires | High-Bay | High-Bay Luminaires for Commercial and Industrial Buildings | Standard | TRUE | 10358.76 | 87 | 118.9 | 9 | 0.95 | 3663 | 82 | 5 | 70000 | 41584 |  |  | NotYetVerified |  | 3 | [5 empty] | 3500 | 70
P00001ECG | Sharp Source Inc. | Sharp Source LED Panel | SSL-HBB-200W | Indoor Luminaires | High-Bay | High-Bay Luminaires for Commercial and Industrial Buildings | Standard | TRUE | 17936 | 81.31 | 220.6 | 13.7 | 0.946 | 5883 | 77.9 | 5 | 50000 | 41584 |  |  | NotYetVerified |  | 3 | 19000 |  | 220 |  |  |  | 70
P00001ECH | Sharp Source Inc. | Sharp Source LED Panel | SSL-HBB-400W | Indoor Luminaires | High-Bay | High-Bay Luminaires for Commercial and Industrial Buildings | Standard | TRUE | 39022 | 88.17 | 442.6 | 13.5 | 0.945 | 5189 | 71.5 | 5 | 50000 | 41584 |  |  | NotYetVerified |  | 3 | 38000 |  | 440 |  |  |  | 70
P00001ECF | Sharp Source Inc. | Sharp Source LED Panel | SSL-HBB-150W | Indoor Luminaires | High-Bay | High-Bay Luminaires for Commercial and Industrial Buildings | Standard | TRUE | 14303 | 84.63 | 169 | 12.5 | 0.94 | 5511 | 73.3 | 5 | 50000 | 41584 |  |  | NotYetVerified |  | 3 | 14000 |  | 170 |  |  |  | 70
P000014V7 | PHILIPS LIGHTING SYSTEMS AND CONTROLS | PHILIPS LIGHTING SYSTEMS AND CONTROLS | GUL D23 4FT 20653R 160W UV 830 | Indoor Luminaires | High-Bay | High-Bay Luminaires for Commercial and Industrial Buildings | Standard | TRUE | 14650 | 91.9 | 159.4 | 20.4 | 0.92 | 3108 | 82.2 | 5 | 50000 | 41582 |  |  | NotYetVerified |  | 3 | 14707 | 92 | 160 |  | 0.9 | 4000 | 80
P000010XS | MaxLite Inc | MaxLite | BLHT110USD4810 | Indoor Luminaires | High-Bay | High-Bay Luminaires for Commercial and Industrial Buildings | Standard | TRUE | 11924 | 100 | 119.2 | 13 | 0.94 | 5404 | 86 | 5 | 48000 | 41579 |  |  | NotYetVerified |  | 3 | 11240 | 97 | 116 |  | 0.95 | 5500 | 70
P000010XR | MaxLite Inc | MaxLite | BLHT160USD4815 | Indoor Luminaires | High-Bay | High-Bay Luminaires for Commercial and Industrial Buildings | Standard | TRUE | 16280 | 95.81 | 169.92 | 11.01 | 0.93 | 5874 | 86 | 5 | 48000 | 41579 |  |  | NotYetVerified |  | 3 | 16710 | 104 | 156 |  | 0.95 | 5500 | 70
P00001GM0 | E-Lite Semiconductor Inc. | E-LITE | EL-MD-120 | Indoor Luminaires | High-Bay | High-Bay Luminaires for Commercial and Industrial Buildings | Standard | TRUE | 11427 | 86.14 | 132.7 | 14.77 | 0.96 | 5347 | 72.4 | 5 | 50000 | 41578 |  |  | NotYetVerified |  | 3 | 11400 | 90 | 110 |  | 0.95 | 5000 | 70
P00000WJN | Illumitex Inc. | Illumitex | VG-10014GWXxXxX | Indoor Luminaires | High-Bay | High-Bay Luminaires for Commercial and Industrial Buildings | Standard | TRUE | 10057 | 80.01 | 125.7 | 9.48 | 0.956 | 5875 | 72.8 | 5 | 35000 | 41578 |  |  | NotYetVerified |  | 3 |  |  | 120 |  |  | 5700
P00001GJI | Unity Opto Technology Co. Ltd. | UNi | MPS-HB306070-0B0 | Indoor Luminaires | High-Bay | Low-Bay Luminaires for Commercial and Industrial Buildings | Standard | TRUE | 6648.8 | 97.16 | 68.43 | 15.63 | 0.983 | 3074 | 83 | 5 | 36000 | 41577 |  |  | NotYetVerified |  | 3 | 6320 | 90 | 70 |  | 0.97 | 3000 | 80
P00001GMP | Lumax Lighting | Lumax Lighting | VWLED87L4K48-9FAR | Indoor Luminaires | High-Bay | Low-Bay Luminaires for Commercial and Industrial Buildings | Standard | TRUE | 8710 | 103.82 | 83.892 | 19.26 | 0.9167 | 4091 | 82.51 | 5 | 35000 | 41577 |  |  | NotYetVerified |  | 3 | 8700 | 103 | 84 |  | 0.9 | 4000 | 82
P00001GMO | Lumax Lighting | Lumax Lighting | VWLED81L4K48-9FAR | Indoor Luminaires | High-Bay | Low-Bay Luminaires for Commercial and Industrial Buildings | Standard | TRUE | 8110 | 96.79 | 83.792 | 19.26 | 0.9167 | 4110 | 82.76 | 5 | 35000 | 41577 |  |  | NotYetVerified |  | 3 | 8100 | 95 | 84 |  | 0.9 | 4000 | 82
P00001GMM | Lumax Lighting | Lumax Lighting | VWLED73L4K48-9FAR | Indoor Luminaires | High-Bay | Low-Bay Luminaires for Commercial and Industrial Buildings | Standard | TRUE | 7355 | 91.8 | 80.089 | 18.29 | 0.9091 | 4026 | 83.4 | 5 | 35000 | 41577 |  |  | NotYetVerified |  | 3 | 7355 |  | 80 |  | 0.9 | 4000
P00001GJK | Unity Opto Technology Co. Ltd. | UNi | MPS-HB506070-0B0 | Indoor Luminaires | High-Bay | Low-Bay Luminaires for Commercial and Industrial Buildings | Standard | FALSE | [9 empty] | 41577 |  |  | NotYetVerified |  | 3 | 7000 | 100 | 70 |  | 0.97 | 5000 | 80
P00001GJJ | Unity Opto Technology Co. Ltd. | UNi | MPS-HB406070-0B0 | Indoor Luminaires | High-Bay | Low-Bay Luminaires for Commercial and Industrial Buildings | Standard | FALSE | [9 empty] | 41577 |  |  | NotYetVerified |  | 3 | 6650 | 95 | 70 |  | 0.97 | 4000 | 80
P00001GLZ | E-Lite Semiconductor Inc. | E-LITE | EL-MD-50 | Indoor Luminaires | High-Bay | Low-Bay Luminaires for Commercial and Industrial Buildings | Standard | TRUE | 6065.33 | 123.78 | 49 | 20.01 | 0.958 | 5166 | 72.4 | 5 | 500000 | 41576 |  |  | No | Product updated on 1/10/2017 | 4.1 | 6000 | 120 | 50 | 15 | 0.95 | 5000 | 70
P00001GJF | Unity Opto Technology Co. Ltd. | UNi | MPS-HB306100-0B0 | Indoor Luminaires | High-Bay | High-Bay Luminaires for Commercial and Industrial Buildings | Standard | TRUE | 10333.1 | 96.12 | 107.5 | 12 | 0.96 | 3079 | 84 | 5 | 36000 | 41576 |  |  | NotYetVerified |  | 3 | 9600 | 92 | 100 |  | 0.97 | 3000 | 80
P00001GJH | Unity Opto Technology Co. Ltd. | UNi | MPS-HB506100-0B0 | Indoor Luminaires | High-Bay | High-Bay Luminaires for Commercial and Industrial Buildings | Standard | FALSE | [9 empty] | 41576 |  |  | NotYetVerified |  | 3 | 10700 | 102 | 100 |  | 0.97 | 5000 | 80
P00001GJG | Unity Opto Technology Co. Ltd. | UNi | MPS-HB406100-0B0 | Indoor Luminaires | High-Bay | High-Bay Luminaires for Commercial and Industrial Buildings | Standard | FALSE | [9 empty] | 41576 |  |  | NotYetVerified |  | 3 | 10100 | 97 | 100 |  | 0.97 | 4000 | 80
P00000PM8 | Dalian Golden Sanwei Technology Co. Ltd. | Thermalway | SW-MZ75A-4000 | Indoor Luminaires | High-Bay | Low-Bay Luminaires for Commercial and Industrial Buildings | Standard | TRUE | 6336 | 84.6 | 74.9 | 15.9 | 0.9 | 4199 | 69 | 5 | 100000 | 41575 |  |  | NotYetVerified |  | 3 |  | 84 | 74 |  | 0.9 | 4000
P00000PM9 | Dalian Golden Sanwei Technology Co. Ltd. | Thermalway | SW-MZ75A-5700 | Indoor Luminaires | High-Bay | Low-Bay Luminaires for Commercial and Industrial Buildings | Standard | FALSE | [9 empty] | 41575 |  |  | NotYetVerified |  | 3 | 6836 | 96.3 | 71 |  | 0.9 | 5700
P00000PYZ | DECO Lighting | DECO Lighting | DHBX-LED12050UNVPR20 | Indoor Luminaires | High-Bay | High-Bay Luminaires for Commercial and Industrial Buildings | Standard | TRUE | 11607 | 88 | 131.24 | 13.3 | 0.98 | 5556 | 70 | 10 | 50000 | 41572 |  |  | NotYetVerified |  | 3
P00000ZOW | Leotek Electronics USA LLC | Leotek Electronics Corp. | LCN3-060T-MV-CW-5S-WH-700 | Indoor Luminaires | High-Bay | High-Bay Luminaires for Commercial and Industrial Buildings | Standard | TRUE | 12620 | 93 | 135.7 | 14.5 | 0.948 | 5114 | 74.9 | 5 | 35000 | 41572 |  |  | NotYetVerified |  | 3 | 12424 | 92.9 | 134.8 |  | 0.969 | 5000 | 72.3
P00000ZOZ | Leotek Electronics USA LLC | Leotek Electronics Corp. | LCN3-120T-MV-CW-5S-WH-FDC-530 | Indoor Luminaires | High-Bay | High-Bay Luminaires for Commercial and Industrial Buildings | Standard | FALSE | [9 empty] | 41572 |  |  | NotYetVerified |  | 3 | 20542 | 98.5 | 208.6 |  | 0.961 | 5000 | 72.3
P00000ZOY | Leotek Electronics USA LLC | Leotek Electronics Corp. | LCN3-100T-MV-CW-5S-WH-FDC-530 | Indoor Luminaires | High-Bay | High-Bay Luminaires for Commercial and Industrial Buildings | Standard | FALSE | [9 empty] | 41572 |  |  | NotYetVerified |  | 3 | 16331 | 96.3 | 169.5 |  | 0.948 | 5000 | 72.3
P00000ZOX | Leotek Electronics USA LLC | Leotek Electronics Corp. | LCN3-080T-MV-CW-5S-WH-620 | Indoor Luminaires | High-Bay | High-Bay Luminaires for Commercial and Industrial Buildings | Standard | FALSE | [9 empty] | 41572 |  |  | NotYetVerified |  | 3 | 14738 | 94.8 | 155.5 |  | 0.973 | 5000 | 72.3
P00000SJD | GE Lighting Solutions | Albeo | ABHXD2T57Fxxxxxx001 | Indoor Luminaires | High-Bay | High-Bay Luminaires for Commercial and Industrial Buildings | Standard | TRUE | 11914.1 | 79.5 | 149.9 | 7.8 | 1 | 5065 | 74.1 | 5 | 100000 | 41571 |  |  | NotYetVerified | Product is qualified when used with the following driver models: GE's GELD24MV100U and Fulham's T1UNV048V-150L | 3 | 11500 | 80 | 144 |  | 0.9 | 5000 | 70
P000018MG | SCS Lighting Solutions Inc. | SCS Lighting Solutions Inc. | SCS-HB120-0120 | Indoor Luminaires | High-Bay | High-Bay Luminaires for Commercial and Industrial Buildings | Standard | TRUE | 11364.34 | 95.15 | 120 | 9.8 | 0.99 | 4879 | 72.09 | 5 | 50000 | 41571 |  |  | NotYetVerified |  | 3 | 11000 |  | 120 |  | 0.99 | 4800 | 70
P00000SJL | GE Lighting Solutions | Albeo | ABHX52T57Fxxxxxx001 | Indoor Luminaires | High-Bay | High-Bay Luminaires for Commercial and Industrial Buildings | Standard | TRUE | 12037 | 80.5 | 149.5 | 16.3 | 0.98 | 5075 | 74.1 | 5 | 100000 | 41571 |  |  | NotYetVerified | Product is qualified when used with the following driver models: GE's GELD24MV100U and Fulham's T1UNV048V-150L | 3 | 11500 | 80 | 144 |  | 0.9 | 5000 | 70
P00001GJC | Unity Opto Technology Co. Ltd. | UNi | MPS-HB306165-0B0 | Indoor Luminaires | High-Bay | High-Bay Luminaires for Commercial and Industrial Buildings | Standard | TRUE | 13719.5 | 79.92 | 171.67 | 11.7 | 0.958 | 3089 | 82 | 5 |  | 41571 |  |  | NotYetVerified |  | 3 | 13200 | 80 | 165 |  | 0.97 | 3000 | 80
P00000SJT | GE Lighting Solutions | Albeo | ABHX02T57Fxxxxxx001 | Indoor Luminaires | High-Bay | High-Bay Luminaires for Commercial and Industrial Buildings | Standard | TRUE | 11919.9 | 84.8 | 140.5 | 9.5 | 0.95 | 5064 | 74.1 | 5 | 100000 | 41571 |  |  | NotYetVerified | Product is qualified when used with the following driver models: GE's GELD24MV100U and Fulham's T1UNV048V-150L | 3 | 11500 | 86 | 134 |  | 0.9 | 5000 | 70
P000018ME | SCS Lighting Solutions Inc. | SCS Lighting Solutions Inc. | SCS-HB080-0120 | Indoor Luminaires | High-Bay | Low-Bay Luminaires for Commercial and Industrial Buildings | Standard | TRUE | 7599.32 | 95.47 | 79.6 | 10.2 | 0.95 | 4683 | 71.36 | 5 | 50000 | 41571 |  |  | NotYetVerified |  | 3 | 7600 |  | 80 |  | 0.99 | 4700
P00000WMU | Industrial Lighting Products | Industrial Lighting Products | HB-400WLED-UNIV-4000K-N-FRL-XXXXX | Indoor Luminaires | High-Bay | High-Bay Luminaires for Commercial and Industrial Buildings | Standard | TRUE | 47540 | 108 | 438.5 | 16.4 | 0.924 | 4103 | 84.8 | 5 | 88000 | 41571 |  |  | NotYetVerified |  | 3 | 52631 | 119 | 442.9 |  |  | 4000 | 86.8
P00000WMM | Industrial Lighting Products | Industrial Lighting Products | HB-300WLED-UNIV-4000K-N-FRL-XXXXX | Indoor Luminaires | High-Bay | High-Bay Luminaires for Commercial and Industrial Buildings | Standard | TRUE | 33930 | 103 | 328 | 16.4 | 0.924 | 4099 | 84.9 | 5 | 88000 | 41571 |  |  | NotYetVerified |  | 3 | 35000 | 107 | 327 |  |  | 4000 | 85.4
P00000WMA | Industrial Lighting Products | Industrial Lighting Products | HB-150WLED-UNIV-4000K-N-FRL-XXXXX | Indoor Luminaires | High-Bay | High-Bay Luminaires for Commercial and Industrial Buildings | Standard | TRUE | 17010 | 100 | 169.8 | 16.4 | 0.924 | 4075 | 84.2 | 5 | 107000 | 41571 |  |  | NotYetVerified |  | 3 |  |  | 150 |  |  | 4000
P00000WM6 | Industrial Lighting Products | Industrial Lighting Products | HB-100WLED-UNIV-4000K-N-FRL-XXXXX | Indoor Luminaires | High-Bay | High-Bay Luminaires for Commercial and Industrial Buildings | Standard | TRUE | 11110 | 103 | 108 | 16.4 | 0.924 | 4097 | 85 | 5 | 90000 | 41571 |  |  | NotYetVerified |  | 3 | 12420 | 115 | 107.7 |  |  | 4000 | 86
P000018MI | SCS Lighting Solutions Inc. | SCS Lighting Solutions Inc. | SCS-LLB66-0120 | Indoor Luminaires | High-Bay | Low-Bay Luminaires for Commercial and Industrial Buildings | Standard | TRUE | 6723.57 | 101.41 | 66.3 | 12.1 | 0.91 | 3858 | 81.83 | 5 | 50000 | 41571 |  |  | NotYetVerified |  | 3 | 6700 |  | 66 |  | 0.99 | 3800 | 80
P000018MF | SCS Lighting Solutions Inc. | SCS Lighting Solutions Inc. | SCS-HB100-0120 | Indoor Luminaires | High-Bay | Low-Bay Luminaires for Commercial and Industrial Buildings | Standard | TRUE | 9455.11 | 94.83 | 99.7 | 9.1 | 0.9 | 4776 | 70.65 | 5 | 50000 | 41571 |  |  | NotYetVerified |  | 3 | 9500 |  | 100 |  | 0.99 | 4700 | 70
P00001GJE | Unity Opto Technology Co. Ltd. | UNi | MPS-HB506165-0B0 | Indoor Luminaires | High-Bay | High-Bay Luminaires for Commercial and Industrial Buildings | Standard | FALSE | [9 empty] | 41571 |  |  | NotYetVerified |  | 3 | 14630 | 89 | 165 |  | 0.97 | 5000 | 80
P00001GJD | Unity Opto Technology Co. Ltd. | UNi | MPS-HB406165-0B0 | Indoor Luminaires | High-Bay | High-Bay Luminaires for Commercial and Industrial Buildings | Standard | FALSE | [9 empty] | 41571 |  |  | NotYetVerified |  | 3 | 13900 | 84 | 165 |  | 0.97 | 4000 | 80
P00000WMZ | Industrial Lighting Products | Industrial Lighting Products | HB-400WLED-UNIV-5000K-N-XXXXX | Indoor Luminaires | High-Bay | High-Bay Luminaires for Commercial and Industrial Buildings | Standard | FALSE | [9 empty] | 41571 |  |  | NotYetVerified |  | 3 | 52631 | 119 | 442.9 |  |  | 5000 | 86.8
P00000WMY | Industrial Lighting Products | Industrial Lighting Products | HB-400WLED-UNIV-5000K-N-FRL-XXXXX | Indoor Luminaires | High-Bay | High-Bay Luminaires for Commercial and Industrial Buildings | Standard | FALSE | [9 empty] | 41571 |  |  | NotYetVerified |  | 3 | 52631 | 119 | 442.9 |  |  | 5000 | 86.8
P00000WMT | Industrial Lighting Products | Industrial Lighting Products | HB-300WLED-UNIV-5000K-XXXXX | Indoor Luminaires | High-Bay | High-Bay Luminaires for Commercial and Industrial Buildings | Standard | FALSE | [9 empty] | 41571 |  |  | NotYetVerified |  | 3 | 35000 | 107 | 327 |  |  | 5000 | 85.4
P00000WMS | Industrial Lighting Products | Industrial Lighting Products | HB-300WLED-UNIV-5000K-N-XXXXX | Indoor Luminaires | High-Bay | High-Bay Luminaires for Commercial and Industrial Buildings | Standard | FALSE | [9 empty] | 41571 |  |  | NotYetVerified |  | 3 | 35000 | 107 | 327 |  |  | 5000 | 85.4
P00000WMR | Industrial Lighting Products | Industrial Lighting Products | HB-300WLED-UNIV-5000K-FRL-XXXXX | Indoor Luminaires | High-Bay | High-Bay Luminaires for Commercial and Industrial Buildings | Standard | FALSE | [9 empty] | 41571 |  |  | NotYetVerified |  | 3 | 35000 | 107 | 327 |  |  | 5000 | 85.4
P00000WMQ | Industrial Lighting Products | Industrial Lighting Products | HB-300WLED-UNIV-5000K-N-FRL-XXXXX | Indoor Luminaires | High-Bay | High-Bay Luminaires for Commercial and Industrial Buildings | Standard | FALSE | [9 empty] | 41571 |  |  | NotYetVerified |  | 3 | 35000 | 107 | 327 |  |  | 5000 | 85.4
P00000WML | Industrial Lighting Products | Industrial Lighting Products | HB-200WLED-UNIV-5000K-N-XXXXX | Indoor Luminaires | High-Bay | High-Bay Luminaires for Commercial and Industrial Buildings | Standard | FALSE | [9 empty] | 41571 |  |  | NotYetVerified |  | 3 | 23445 | 107.5 | 218.1 |  |  | 5000 | 85.4
P00000WMK | Industrial Lighting Products | Industrial Lighting Products | HB-200WLED-UNIV-5000K-N-FRL-XXXXX | Indoor Luminaires | High-Bay | High-Bay Luminaires for Commercial and Industrial Buildings | Standard | FALSE | [9 empty] | 41571 |  |  | NotYetVerified |  | 3 | 23445 | 107.5 | 218.1 |  |  | 5000 | 85.4
P00000WMJ | Industrial Lighting Products | Industrial Lighting Products | HB-150WLED-UNIV-5000K-XXXXX | Indoor Luminaires | High-Bay | High-Bay Luminaires for Commercial and Industrial Buildings | Standard | FALSE | [9 empty] | 41571 |  |  | NotYetVerified |  | 3 | 18252 | 108 | 150 |  |  | 5000 | 80
P00000WMI | Industrial Lighting Products | Industrial Lighting Products | HB-150WLED-UNIV-5000K-N-FRL-XXXXX | Indoor Luminaires | High-Bay | High-Bay Luminaires for Commercial and Industrial Buildings | Standard | FALSE | [9 empty] | 41571 |  |  | NotYetVerified |  | 3 | 17320 | 102 | 150 |  |  | 5000 | 80
P00000WMX | Industrial Lighting Products | Industrial Lighting Products | HB-400WLED-UNIV-4000K-XXXXX | Indoor Luminaires | High-Bay | High-Bay Luminaires for Commercial and Industrial Buildings | Standard | FALSE | [9 empty] | 41571 |  |  | NotYetVerified |  | 3 | 52631 | 119 | 442.9 |  |  | 4000 | 86.8
P00000WMW | Industrial Lighting Products | Industrial Lighting Products | HB-400WLED-UNIV-4000K-N-XXXXX | Indoor Luminaires | High-Bay | High-Bay Luminaires for Commercial and Industrial Buildings | Standard | FALSE | [9 empty] | 41571 |  |  | NotYetVerified |  | 3 | 52631 | 119 | 442.9 |  |  | 4000 | 86.8
P00000WMV | Industrial Lighting Products | Industrial Lighting Products | HB-400WLED-UNIV-4000K-FRL-XXXXX | Indoor Luminaires | High-Bay | High-Bay Luminaires for Commercial and Industrial Buildings | Standard | FALSE | [9 empty] | 41571 |  |  | NotYetVerified |  | 3 | 52631 | 119 | 442.9 |  |  | 4000 | 86.8
P00000WM9 | Industrial Lighting Products | Industrial Lighting Products | HB-100WLED-UNIV-4000K-XXXXX | Indoor Luminaires | High-Bay | High-Bay Luminaires for Commercial and Industrial Buildings | Standard | FALSE | [9 empty] | 41571 |  |  | NotYetVerified |  | 3 | 12420 | 115 | 107.7 |  |  | 4000 | 86
P00000WM8 | Industrial Lighting Products | Industrial Lighting Products | HB-100WLED-UNIV-4000K-N-XXXXX | Indoor Luminaires | High-Bay | High-Bay Luminaires for Commercial and Industrial Buildings | Standard | FALSE | [9 empty] | 41571 |  |  | NotYetVerified |  | 3 | 12420 | 115 | 107.7 |  |  | 4000 | 86
P00000WM7 | Industrial Lighting Products | Industrial Lighting Products | HB-100WLED-UNIV-4000K-FRL-XXXXX | Indoor Luminaires | High-Bay | High-Bay Luminaires for Commercial and Industrial Buildings | Standard | FALSE | [9 empty] | 41571 |  |  | NotYetVerified |  | 3 | 12420 | 115 | 107.7 |  |  | 4000 | 86
P00000WMP | Industrial Lighting Products | Industrial Lighting Products | HB-300WLED-UNIV-4000K-XXXXX | Indoor Luminaires | High-Bay | High-Bay Luminaires for Commercial and Industrial Buildings | Standard | FALSE | [9 empty] | 41571 |  |  | NotYetVerified |  | 3 | 35000 | 107 | 327 |  |  | 4000 | 85.4
P00000WMO | Industrial Lighting Products | Industrial Lighting Products | HB-300WLED-UNIV-4000K-N-XXXXX | Indoor Luminaires | High-Bay | High-Bay Luminaires for Commercial and Industrial Buildings | Standard | FALSE | [9 empty] | 41571 |  |  | NotYetVerified |  | 3 | 35000 | 107 | 327 |  |  | 4000 | 85.4
P00000WMN | Industrial Lighting Products | Industrial Lighting Products | HB-300WLED-UNIV-4000K-FRL-XXXXX | Indoor Luminaires | High-Bay | High-Bay Luminaires for Commercial and Industrial Buildings | Standard | FALSE | [9 empty] | 41571 |  |  | NotYetVerified |  | 3 | 35000 | 107 | 327 |  |  | 4000 | 85.4
P00000WMH | Industrial Lighting Products | Industrial Lighting Products | HB-200WLED-UNIV-4000K-XXXXX | Indoor Luminaires | High-Bay | High-Bay Luminaires for Commercial and Industrial Buildings | Standard | FALSE | [9 empty] | 41571 |  |  | NotYetVerified |  | 3 | 23445 | 107.5 | 218.1 |  |  | 4000 | 85.4
P00000WMG | Industrial Lighting Products | Industrial Lighting Products | HB-200WLED-UNIV-4000K-N-XXXXX | Indoor Luminaires | High-Bay | High-Bay Luminaires for Commercial and Industrial Buildings | Standard | FALSE | [9 empty] | 41571 |  |  | NotYetVerified |  | 3 | 23445 | 107.5 | 218.1 |  |  | 4000 | 85.4
P00000WMF | Industrial Lighting Products | Industrial Lighting Products | HB-200WLED-UNIV-4000K-FRL-XXXXX | Indoor Luminaires | High-Bay | High-Bay Luminaires for Commercial and Industrial Buildings | Standard | FALSE | [9 empty] | 41571 |  |  | NotYetVerified |  | 3 | 23445 | 107.5 | 218.1 |  |  | 4000 | 85.4
P00000WME | Industrial Lighting Products | Industrial Lighting Products | HB-200WLED-UNIV-4000K-N-FRL-XXXXX | Indoor Luminaires | High-Bay | High-Bay Luminaires for Commercial and Industrial Buildings | Standard | FALSE | [9 empty] | 41571 |  |  | NotYetVerified |  | 3 | 23445 | 107.5 | 218.1 |  |  | 4000 | 85.4
P00000WMD | Industrial Lighting Products | Industrial Lighting Products | HB-150WLED-UNIV-4000K-XXXXX | Indoor Luminaires | High-Bay | High-Bay Luminaires for Commercial and Industrial Buildings | Standard | FALSE | [9 empty] | 41571 |  |  | NotYetVerified |  | 3 | 19136 | 112.7 | 150 |  |  | 4000 | 80
P00000WMC | Industrial Lighting Products | Industrial Lighting Products | HB-150WLED-UNIV-4000K-N-XXXXX | Indoor Luminaires | High-Bay | High-Bay Luminaires for Commercial and Industrial Buildings | Standard | FALSE | [9 empty] | 41571 |  |  | NotYetVerified |  | 3 | 18933 | 111.5 | 150 |  |  | 4000 | 80
P00000WMB | Industrial Lighting Products | Industrial Lighting Products | HB-150WLED-UNIV-4000K-FRL-XXXXX | Indoor Luminaires | High-Bay | High-Bay Luminaires for Commercial and Industrial Buildings | Standard | FALSE | [9 empty] | 41571 |  |  | NotYetVerified |  | 3 | 17010 | 100 | 150 |  |  | 4000 | 80
P00000SKG | GE Lighting Solutions | Albeo | ABHX42T578xxxxxx002 | Indoor Luminaires | High-Bay | High-Bay Luminaires for Commercial and Industrial Buildings | Standard | FALSE | [9 empty] | 41571 |  |  | NotYetVerified | Product is qualified when used with the following driver models: GE's GELD24MV100U and Fulham's T1UNV048V-150L | 3 | 11730 | 88 | 134 |  | 0.9 | 5000 | 70
P00000SKF | GE Lighting Solutions | Albeo | ABHX42T574xxxxxx002 | Indoor Luminaires | High-Bay | High-Bay Luminaires for Commercial and Industrial Buildings | Standard | FALSE | [9 empty] | 41571 |  |  | NotYetVerified | Product is qualified when used with the following driver models: GE's GELD24MV100U and Fulham's T1UNV048V-150L | 3 | 11730 | 88 | 134 |  | 0.9 | 5000 | 70
P00000SKE | GE Lighting Solutions | Albeo | ABHX42T571xxxxxx002 | Indoor Luminaires | High-Bay | High-Bay Luminaires for Commercial and Industrial Buildings | Standard | FALSE | [9 empty] | 41571 |  |  | NotYetVerified | Product is qualified when used with the following driver models: GE's GELD24MV100U and Fulham's T1UNV048V-150L | 3 | 11730 | 88 | 134 |  | 0.9 | 5000 | 70
P00000SKC | GE Lighting Solutions | Albeo | ABHX42T578xxxxxx001 | Indoor Luminaires | High-Bay | High-Bay Luminaires for Commercial and Industrial Buildings | Standard | FALSE | [9 empty] | 41571 |  |  | NotYetVerified | Product is qualified when used with the following driver models: GE's GELD24MV100U and Fulham's T1UNV048V-150L | 3 | 11730 | 88 | 134 |  | 0.9 | 5000 | 70
P00000SKB | GE Lighting Solutions | Albeo | ABHX42T574xxxxxx001 | Indoor Luminaires | High-Bay | High-Bay Luminaires for Commercial and Industrial Buildings | Standard | FALSE | [9 empty] | 41571 |  |  | NotYetVerified | Product is qualified when used with the following driver models: GE's GELD24MV100U and Fulham's T1UNV048V-150L | 3 | 11730 | 88 | 134 |  | 0.9 | 5000 | 70
P00000SKA | GE Lighting Solutions | Albeo | ABHX42T571xxxxxx001 | Indoor Luminaires | High-Bay | High-Bay Luminaires for Commercial and Industrial Buildings | Standard | FALSE | [9 empty] | 41571 |  |  | NotYetVerified | Product is qualified when used with the following driver models: GE's GELD24MV100U and Fulham's T1UNV048V-150L | 3 | 11730 | 88 | 134 |  | 0.9 | 5000 | 70
P00000SK8 | GE Lighting Solutions | Albeo | ABHX12T578xxxxxx002 | Indoor Luminaires | High-Bay | High-Bay Luminaires for Commercial and Industrial Buildings | Standard | FALSE | [9 empty] | 41571 |  |  | NotYetVerified | Product is qualified when used with the following driver models: GE's GELD24MV100U and Fulham's T1UNV048V-150L | 3 | 11730 | 88 | 134 |  | 0.9 | 5000 | 70
P00000SK7 | GE Lighting Solutions | Albeo | ABHX12T574xxxxxx002 | Indoor Luminaires | High-Bay | High-Bay Luminaires for Commercial and Industrial Buildings | Standard | FALSE | [9 empty] | 41571 |  |  | NotYetVerified | Product is qualified when used with the following driver models: GE's GELD24MV100U and Fulham's T1UNV048V-150L | 3 | 11730 | 88 | 134 |  | 0.9 | 5000 | 70
P00000SK6 | GE Lighting Solutions | Albeo | ABHX12T571xxxxxx002 | Indoor Luminaires | High-Bay | High-Bay Luminaires for Commercial and Industrial Buildings | Standard | FALSE | [9 empty] | 41571 |  |  | NotYetVerified | Product is qualified when used with the following driver models: GE's GELD24MV100U and Fulham's T1UNV048V-150L | 3 | 11730 | 88 | 134 |  | 0.9 | 5000 | 70
P00000SK4 | GE Lighting Solutions | Albeo | ABHX12T578xxxxxx001 | Indoor Luminaires | High-Bay | High-Bay Luminaires for Commercial and Industrial Buildings | Standard | FALSE | [9 empty] | 41571 |  |  | NotYetVerified | Product is qualified when used with the following driver models: GE's GELD24MV100U and Fulham's T1UNV048V-150L | 3 | 11730 | 88 | 134 |  | 0.9 | 5000 | 70
P00000SK3 | GE Lighting Solutions | Albeo | ABHX12T574xxxxxx001 | Indoor Luminaires | High-Bay | High-Bay Luminaires for Commercial and Industrial Buildings | Standard | FALSE | [9 empty] | 41571 |  |  | NotYetVerified | Product is qualified when used with the following driver models: GE's GELD24MV100U and Fulham's T1UNV048V-150L | 3 | 11730 | 88 | 134 |  | 0.9 | 5000 | 70
P00000SK2 | GE Lighting Solutions | Albeo | ABHX12T571xxxxxx001 | Indoor Luminaires | High-Bay | High-Bay Luminaires for Commercial and Industrial Buildings | Standard | FALSE | [9 empty] | 41571 |  |  | NotYetVerified | Product is qualified when used with the following driver models: GE's GELD24MV100U and Fulham's T1UNV048V-150L | 3 | 11730 | 88 | 134 |  | 0.9 | 5000 | 70
P00000SK0 | GE Lighting Solutions | Albeo | ABHX02T578xxxxxx002 | Indoor Luminaires | High-Bay | High-Bay Luminaires for Commercial and Industrial Buildings | Standard | FALSE | [9 empty] | 41571 |  |  | NotYetVerified | Product is qualified when used with the following driver models: GE's GELD24MV100U and Fulham's T1UNV048V-150L | 3 | 11730 | 88 | 134 |  | 0.9 | 5000 | 70
P00000SJZ | GE Lighting Solutions | Albeo | ABHX02T574xxxxxx002 | Indoor Luminaires | High-Bay | High-Bay Luminaires for Commercial and Industrial Buildings | Standard | FALSE | [9 empty] | 41571 |  |  | NotYetVerified | Product is qualified when used with the following driver models: GE's GELD24MV100U and Fulham's T1UNV048V-150L | 3 | 11730 | 88 | 134 |  | 0.9 | 5000 | 70
P00000SJY | GE Lighting Solutions | Albeo | ABHX02T571xxxxxx002 | Indoor Luminaires | High-Bay | High-Bay Luminaires for Commercial and Industrial Buildings | Standard | FALSE | [9 empty] | 41571 |  |  | NotYetVerified | Product is qualified when used with the following driver models: GE's GELD24MV100U and Fulham's T1UNV048V-150L | 3 | 11730 | 88 | 134 |  | 0.9 | 5000 | 70
P00000SJW | GE Lighting Solutions | Albeo | ABHX02T578xxxxxx001 | Indoor Luminaires | High-Bay | High-Bay Luminaires for Commercial and Industrial Buildings | Standard | FALSE | [9 empty] | 41571 |  |  | NotYetVerified | Product is qualified when used with the following driver models: GE's GELD24MV100U and Fulham's T1UNV048V-150L | 3 | 11730 | 88 | 134 |  | 0.9 | 5000 | 70
P00000SJV | GE Lighting Solutions | Albeo | ABHX02T574xxxxxx001 | Indoor Luminaires | High-Bay | High-Bay Luminaires for Commercial and Industrial Buildings | Standard | FALSE | [9 empty] | 41571 |  |  | NotYetVerified | Product is qualified when used with the following driver models: GE's GELD24MV100U and Fulham's T1UNV048V-150L | 3 | 11730 | 88 | 134 |  | 0.9 | 5000 | 70
P00000SJU | GE Lighting Solutions | Albeo | ABHX02T571xxxxxx001 | Indoor Luminaires | High-Bay | High-Bay Luminaires for Commercial and Industrial Buildings | Standard | FALSE | [9 empty] | 41571 |  |  | NotYetVerified | Product is qualified when used with the following driver models: GE's GELD24MV100U and Fulham's T1UNV048V-150L | 3 | 11730 | 88 | 134 |  | 0.9 | 5000 | 70
P00000SJS | GE Lighting Solutions | Albeo | ABHX52T578xxxxxx002 | Indoor Luminaires | High-Bay | High-Bay Luminaires for Commercial and Industrial Buildings | Standard | FALSE | [9 empty] | 41571 |  |  | NotYetVerified | Product is qualified when used with the following driver models: GE's GELD24MV100U and Fulham's T1UNV048V-150L | 3 | 11730 | 81 | 144 |  | 0.9 | 5000 | 70
P00000SJR | GE Lighting Solutions | Albeo | ABHX52T574xxxxxx002 | Indoor Luminaires | High-Bay | High-Bay Luminaires for Commercial and Industrial Buildings | Standard | FALSE | [9 empty] | 41571 |  |  | NotYetVerified | Product is qualified when used with the following driver models: GE's GELD24MV100U and Fulham's T1UNV048V-150L | 3 | 11730 | 81 | 144 |  | 0.9 | 5000 | 70
P00000SJQ | GE Lighting Solutions | Albeo | ABHX52T571xxxxxx002 | Indoor Luminaires | High-Bay | High-Bay Luminaires for Commercial and Industrial Buildings | Standard | FALSE | [9 empty] | 41571 |  |  | NotYetVerified | Product is qualified when used with the following driver models: GE's GELD24MV100U and Fulham's T1UNV048V-150L | 3 | 11730 | 81 | 144 |  | 0.9 | 5000 | 70
P00000SJO | GE Lighting Solutions | Albeo | ABHX52T578xxxxxx001 | Indoor Luminaires | High-Bay | High-Bay Luminaires for Commercial and Industrial Buildings | Standard | FALSE | [9 empty] | 41571 |  |  | NotYetVerified | Product is qualified when used with the following driver models: GE's GELD24MV100U and Fulham's T1UNV048V-150L | 3 | 11730 | 81 | 144 |  | 0.9 | 5000 | 70
P00000SJN | GE Lighting Solutions | Albeo | ABHX52T574xxxxxx001 | Indoor Luminaires | High-Bay | High-Bay Luminaires for Commercial and Industrial Buildings | Standard | FALSE | [9 empty] | 41571 |  |  | NotYetVerified | Product is qualified when used with the following driver models: GE's GELD24MV100U and Fulham's T1UNV048V-150L | 3 | 11730 | 81 | 144 |  | 0.9 | 5000 | 70
P00000SJM | GE Lighting Solutions | Albeo | ABHX52T571xxxxxx001 | Indoor Luminaires | High-Bay | High-Bay Luminaires for Commercial and Industrial Buildings | Standard | FALSE | [9 empty] | 41571 |  |  | NotYetVerified | Product is qualified when used with the following driver models: GE's GELD24MV100U and Fulham's T1UNV048V-150L | 3 | 11730 | 81 | 144 |  | 0.9 | 5000 | 70
P00000SJK | GE Lighting Solutions | Albeo | ABHXD2T578xxxxxx002 | Indoor Luminaires | High-Bay | High-Bay Luminaires for Commercial and Industrial Buildings | Standard | FALSE | [9 empty] | 41571 |  |  | NotYetVerified | Product is qualified when used with the following driver models: GE's GELD24MV100U and Fulham's T1UNV048V-150L | 3 | 11730 | 81 | 144 |  | 0.9 | 5000 | 70
P00000SJJ | GE Lighting Solutions | Albeo | ABHXD2T574xxxxxx002 | Indoor Luminaires | High-Bay | High-Bay Luminaires for Commercial and Industrial Buildings | Standard | FALSE | [9 empty] | 41571 |  |  | NotYetVerified | Product is qualified when used with the following driver models: GE's GELD24MV100U and Fulham's T1UNV048V-150L | 3 | 11730 | 81 | 144 |  | 0.9 | 5000 | 70
P00000SJI | GE Lighting Solutions | Albeo | ABHXD2T571xxxxxx002 | Indoor Luminaires | High-Bay | High-Bay Luminaires for Commercial and Industrial Buildings | Standard | FALSE | [9 empty] | 41571 |  |  | NotYetVerified | Product is qualified when used with the following driver models: GE's GELD24MV100U and Fulham's T1UNV048V-150L | 3 | 11730 | 81 | 144 |  | 0.9 | 5000 | 70
P00000SJG | GE Lighting Solutions | Albeo | ABHXD2T578xxxxxx001 | Indoor Luminaires | High-Bay | High-Bay Luminaires for Commercial and Industrial Buildings | Standard | FALSE | [9 empty] | 41571 |  |  | NotYetVerified | Product is qualified when used with the following driver models: GE's GELD24MV100U and Fulham's T1UNV048V-150L | 3 | 11730 | 81 | 144 |  | 0.9 | 5000 | 70
P00000SJF | GE Lighting Solutions | Albeo | ABHXD2T574xxxxxx001 | Indoor Luminaires | High-Bay | High-Bay Luminaires for Commercial and Industrial Buildings | Standard | FALSE | [9 empty] | 41571 |  |  | NotYetVerified | Product is qualified when used with the following driver models: GE's GELD24MV100U and Fulham's T1UNV048V-150L | 3 | 11730 | 81 | 144 |  | 0.9 | 5000 | 70
P00000SJE | GE Lighting Solutions | Albeo | ABHXD2T571xxxxxx001 | Indoor Luminaires | High-Bay | High-Bay Luminaires for Commercial and Industrial Buildings | Standard | FALSE | [9 empty] | 41571 |  |  | NotYetVerified | Product is qualified when used with the following driver models: GE's GELD24MV100U and Fulham's T1UNV048V-150L | 3 | 11730 | 81 | 144 |  | 0.9 | 5000 | 70
P00000SKD | GE Lighting Solutions | Albeo | ABHX42T57Fxxxxxx002 | Indoor Luminaires | High-Bay | High-Bay Luminaires for Commercial and Industrial Buildings | Standard | FALSE | [9 empty] | 41571 |  |  | NotYetVerified | Product is qualified when used with the following driver models: GE's GELD24MV100U and Fulham's T1UNV048V-150L | 3 | 11500 | 86 | 134 |  | 0.9 | 5000 | 70
P00000SK9 | GE Lighting Solutions | Albeo | ABHX42T57Fxxxxxx001 | Indoor Luminaires | High-Bay | High-Bay Luminaires for Commercial and Industrial Buildings | Standard | FALSE | [9 empty] | 41571 |  |  | NotYetVerified | Product is qualified when used with the following driver models: GE's GELD24MV100U and Fulham's T1UNV048V-150L | 3 | 11500 | 86 | 134 |  | 0.9 | 5000 | 70
P00000SK5 | GE Lighting Solutions | Albeo | ABHX12T57Fxxxxxx002 | Indoor Luminaires | High-Bay | High-Bay Luminaires for Commercial and Industrial Buildings | Standard | FALSE | [9 empty] | 41571 |  |  | NotYetVerified | Product is qualified when used with the following driver models: GE's GELD24MV100U and Fulham's T1UNV048V-150L | 3 | 11500 | 86 | 134 |  | 0.9 | 5000 | 70
P00000SK1 | GE Lighting Solutions | Albeo | ABHX12T57Fxxxxxx001 | Indoor Luminaires | High-Bay | High-Bay Luminaires for Commercial and Industrial Buildings | Standard | FALSE | [9 empty] | 41571 |  |  | NotYetVerified | Product is qualified when used with the following driver models: GE's GELD24MV100U and Fulham's T1UNV048V-150L | 3 | 11500 | 86 | 134 |  | 0.9 | 5000 | 70
P00000SJX | GE Lighting Solutions | Albeo | ABHX02T57Fxxxxxx002 | Indoor Luminaires | High-Bay | High-Bay Luminaires for Commercial and Industrial Buildings | Standard | FALSE | [9 empty] | 41571 |  |  | NotYetVerified | Product is qualified when used with the following driver models: GE's GELD24MV100U and Fulham's T1UNV048V-150L | 3 | 11500 | 86 | 134 |  | 0.9 | 5000 | 70
P00000SJP | GE Lighting Solutions | Albeo | ABHX52T57Fxxxxxx002 | Indoor Luminaires | High-Bay | High-Bay Luminaires for Commercial and Industrial Buildings | Standard | FALSE | [9 empty] | 41571 |  |  | NotYetVerified | Product is qualified when used with the following driver models: GE's GELD24MV100U and Fulham's T1UNV048V-150L | 3 | 11500 | 80 | 144 |  | 0.9 | 5000 | 70
P00000SJH | GE Lighting Solutions | Albeo | ABHXD2T57Fxxxxxx002 | Indoor Luminaires | High-Bay | High-Bay Luminaires for Commercial and Industrial Buildings | Standard | FALSE | [9 empty] | 41571 |  |  | NotYetVerified | Product is qualified when used with the following driver models: GE's GELD24MV100U and Fulham's T1UNV048V-150L | 3 | 11500 | 80 | 144 |  | 0.9 | 5000 | 70
P00001GIA | WAYTOGO LED LIGHTING COMPANY LTD | WTGLED | WTG-HBL150W347-480 | Indoor Luminaires | High-Bay | High-Bay Luminaires for Commercial and Industrial Buildings | Standard | TRUE | 16268 | 79.01 | 205.89 | 15.29 | 0.982 | 4929 | 78 | 5 | 36300 | 41570 |  |  | NotYetVerified |  | 3 | 17000 | 80 | 200 |  | 0.95 | 5000 | 80
P00001GIB | WAYTOGO LED LIGHTING COMPANY LTD | WTGLED | WTG-HBL200W347-480 | Indoor Luminaires | High-Bay | High-Bay Luminaires for Commercial and Industrial Buildings | Standard | TRUE | 12948 | 86.36 | 149.9 | 15.4 | 0.9749 | 5386 | 75 | 5 | 50000 | 41570 |  |  | NotYetVerified |  | 3 | 13000 | 82 | 158 |  | 0.95 | 5000 | 80
P00001GI7 | WAYTOGO LED LIGHTING COMPANY LTD | WTGLED | WTG-HBL150W277-4.7K | Indoor Luminaires | High-Bay | High-Bay Luminaires for Commercial and Industrial Buildings | Standard | TRUE | 12302 | 81.19 | 151.52 | 10.13 | 0.952 | 4905 | 80 | 5 | 50000 | 41570 |  |  | NotYetVerified |  | 3 |  |  | 150 |  |  | 4700
P00001GI4 | WAYTOGO LED LIGHTING COMPANY LTD | WTGLED | WTG-HBL200W277-4.7K | Indoor Luminaires | High-Bay | High-Bay Luminaires for Commercial and Industrial Buildings | Standard | TRUE | 15795 | 79.51 | 198.66 | 17.83 | 0.946 | 5084 | 78 | 5 | 50000 | 41570 |  |  | NotYetVerified |  | 3 | 16000 | 80 | 200 |  | 0.95 | 4700 | 80
P00001GI6 | WAYTOGO LED LIGHTING COMPANY LTD | WTGLED | WTG-HBL200W277-5.5K | Indoor Luminaires | High-Bay | High-Bay Luminaires for Commercial and Industrial Buildings | Standard | FALSE | [9 empty] | 41570 |  |  | NotYetVerified |  | 3 | 16000 | 80 | 200 |  | 0.95 | 5500 | 80
P00001GI5 | WAYTOGO LED LIGHTING COMPANY LTD | WTGLED | WTG-HBL200W277-5K | Indoor Luminaires | High-Bay | High-Bay Luminaires for Commercial and Industrial Buildings | Standard | FALSE | [9 empty] | 41570 |  |  | NotYetVerified |  | 3 | 16000 | 80 | 200 |  | 0.95 | 5000 | 80
P000016R6 | Precision Paragon [P2] | precision Paragon [P2] | SIL-1x4-HL-F-UL-35K | Indoor Luminaires | High-Bay | Low-Bay Luminaires for Commercial and Industrial Buildings | Standard | TRUE | 9044.5 | 93 | 97.66 | 8 | 0.96 | 3390 | 84 | 5 | 51000 | 41569 |  |  | NotYetVerified |  | 3 | 8781 | 92 | 95 |  | 0.9 | 3500 | 80
P000016QX | Precision Paragon [P2] | precision Paragon [P2] | SIL-1x4-ML-F-UL-35K | Indoor Luminaires | High-Bay | Low-Bay Luminaires for Commercial and Industrial Buildings | Standard | TRUE | 6760.5 | 94 | 71.93 | 12 | 0.95 | 3360 | 84 | 5 | 51000 | 41569 |  |  | NotYetVerified |  | 3 | 6872 | 95 | 72 |  | 0.9 | 3500 | 80
P000016QO | Precision Paragon [P2] | precision Paragon [P2] | SIL-1x4-LW-F-UL-35K | Indoor Luminaires | High-Bay | Low-Bay Luminaires for Commercial and Industrial Buildings | Standard | TRUE | 4774.03 | 92 | 51.64 | 19 | 0.94 | 3360 | 85 | 5 | 51000 | 41569 |  |  | NotYetVerified |  | 3 | 5019 | 98 | 51 |  | 0.9 | 3500 | 80
P000016R5 | Precision Paragon [P2] | precision Paragon [P2] | SIL-1x4-ML-BL-UL-50K | Indoor Luminaires | High-Bay | Low-Bay Luminaires for Commercial and Industrial Buildings | Standard | FALSE | [9 empty] | 41569 |  |  | NotYetVerified |  | 3 | 6872 | 95 | 72 |  | 0.9 | 5000 | 80
P000016R4 | Precision Paragon [P2] | precision Paragon [P2] | SIL-1x4-ML-DM-UL-50K | Indoor Luminaires | High-Bay | Low-Bay Luminaires for Commercial and Industrial Buildings | Standard | FALSE | [9 empty] | 41569 |  |  | NotYetVerified |  | 3 | 6872 | 95 | 72 |  | 0.9 | 5000 | 80
P000016R3 | Precision Paragon [P2] | precision Paragon [P2] | SIL-1x4-ML-F-UL-50K | Indoor Luminaires | High-Bay | Low-Bay Luminaires for Commercial and Industrial Buildings | Standard | FALSE | [9 empty] | 41569 |  |  | NotYetVerified |  | 3 | 6872 | 95 | 72 |  | 0.9 | 5000 | 80
P000016QW | Precision Paragon [P2] | precision Paragon [P2] | SIL-1x4-LW-BL-UL-50K | Indoor Luminaires | High-Bay | Low-Bay Luminaires for Commercial and Industrial Buildings | Standard | FALSE | [9 empty] | 41569 |  |  | NotYetVerified |  | 3 | 5019 | 98 | 51 |  | 0.9 | 5000 | 80
P000016QV | Precision Paragon [P2] | precision Paragon [P2] | SIL-1x4-LW-DM-UL-50K | Indoor Luminaires | High-Bay | Low-Bay Luminaires for Commercial and Industrial Buildings | Standard | FALSE | [9 empty] | 41569 |  |  | NotYetVerified |  | 3 | 5019 | 98 | 51 |  | 0.9 | 5000 | 80
P000016QU | Precision Paragon [P2] | precision Paragon [P2] | SIL-1x4-LW-F-UL-50K | Indoor Luminaires | High-Bay | Low-Bay Luminaires for Commercial and Industrial Buildings | Standard | FALSE | [9 empty] | 41569 |  |  | NotYetVerified |  | 3 | 5019 | 98 | 51 |  | 0.9 | 5000 | 80
P000016RB | Precision Paragon [P2] | precision Paragon [P2] | SIL-1x4-HL-BL-UL-40K | Indoor Luminaires | High-Bay | Low-Bay Luminaires for Commercial and Industrial Buildings | Standard | FALSE | [9 empty] | 41569 |  |  | NotYetVerified |  | 3 | 8781 | 92 | 95 |  | 0.9 | 4000 | 80
P000016RA | Precision Paragon [P2] | precision Paragon [P2] | SIL-1x4-HL-DM-UL-40K | Indoor Luminaires | High-Bay | Low-Bay Luminaires for Commercial and Industrial Buildings | Standard | FALSE | [9 empty] | 41569 |  |  | NotYetVerified |  | 3 | 8781 | 92 | 95 |  | 0.9 | 4000 | 80
P000016R9 | Precision Paragon [P2] | precision Paragon [P2] | SIL-1x4-HL-F-UL-40K | Indoor Luminaires | High-Bay | Low-Bay Luminaires for Commercial and Industrial Buildings | Standard | FALSE | [9 empty] | 41569 |  |  | NotYetVerified |  | 3 | 8781 | 92 | 95 |  | 0.9 | 4000 | 80
P000016R2 | Precision Paragon [P2] | precision Paragon [P2] | SIL-1x4-ML-BL-UL-40K | Indoor Luminaires | High-Bay | Low-Bay Luminaires for Commercial and Industrial Buildings | Standard | FALSE | [9 empty] | 41569 |  |  | NotYetVerified |  | 3 | 6872 | 95 | 72 |  | 0.9 | 4000 | 80
P000016R1 | Precision Paragon [P2] | precision Paragon [P2] | SIL-1x4-ML-DM-UL-40K | Indoor Luminaires | High-Bay | Low-Bay Luminaires for Commercial and Industrial Buildings | Standard | FALSE | [9 empty] | 41569 |  |  | NotYetVerified |  | 3 | 6872 | 95 | 72 |  | 0.9 | 4000 | 80
P000016R0 | Precision Paragon [P2] | precision Paragon [P2] | SIL-1x4-ML-F-UL-40K | Indoor Luminaires | High-Bay | Low-Bay Luminaires for Commercial and Industrial Buildings | Standard | FALSE | [9 empty] | 41569 |  |  | NotYetVerified |  | 3 | 6872 | 95 | 72 |  | 0.9 | 4000 | 80
P000016QT | Precision Paragon [P2] | precision Paragon [P2] | SIL-1x4-LW-BL-UL-40K | Indoor Luminaires | High-Bay | Low-Bay Luminaires for Commercial and Industrial Buildings | Standard | FALSE | [9 empty] | 41569 |  |  | NotYetVerified |  | 3 | 5019 | 98 | 51 |  | 0.9 | 4000 | 80
P000016QS | Precision Paragon [P2] | precision Paragon [P2] | SIL-1x4-LW-DM-UL-40K | Indoor Luminaires | High-Bay | Low-Bay Luminaires for Commercial and Industrial Buildings | Standard | FALSE | [9 empty] | 41569 |  |  | NotYetVerified |  | 3 | 5019 | 98 | 51 |  | 0.9 | 4000 | 80
P000016QR | Precision Paragon [P2] | precision Paragon [P2] | SIL-1x4-LW-F-UL-40K | Indoor Luminaires | High-Bay | Low-Bay Luminaires for Commercial and Industrial Buildings | Standard | FALSE | [9 empty] | 41569 |  |  | NotYetVerified |  | 3 | 5019 | 98 | 51 |  | 0.9 | 4000 | 80
P000016R8 | Precision Paragon [P2] | precision Paragon [P2] | SIL-1x4-HL-BL-UL-35K | Indoor Luminaires | High-Bay | Low-Bay Luminaires for Commercial and Industrial Buildings | Standard | FALSE | [9 empty] | 41569 |  |  | NotYetVerified |  | 3 | 8781 | 92 | 95 |  | 0.9 | 3500 | 80
P000016R7 | Precision Paragon [P2] | precision Paragon [P2] | SIL-1x4-HL-DM-UL-35K | Indoor Luminaires | High-Bay | Low-Bay Luminaires for Commercial and Industrial Buildings | Standard | FALSE | [9 empty] | 41569 |  |  | NotYetVerified |  | 3 | 8781 | 92 | 95 |  | 0.9 | 3500 | 80
P000016QZ | Precision Paragon [P2] | precision Paragon [P2] | SIL-1x4-ML-BL-UL-35K | Indoor Luminaires | High-Bay | Low-Bay Luminaires for Commercial and Industrial Buildings | Standard | FALSE | [9 empty] | 41569 |  |  | NotYetVerified |  | 3 | 6872 | 95 | 72 |  | 0.9 | 3500 | 80
P000016QY | Precision Paragon [P2] | precision Paragon [P2] | SIL-1x4-ML-DM-UL-35K | Indoor Luminaires | High-Bay | Low-Bay Luminaires for Commercial and Industrial Buildings | Standard | FALSE | [9 empty] | 41569 |  |  | NotYetVerified |  | 3 | 6872 | 95 | 72 |  | 0.9 | 3500 | 80
P000016QQ | Precision Paragon [P2] | precision Paragon [P2] | SIL-1x4-LW-BL-UL-35K | Indoor Luminaires | High-Bay | Low-Bay Luminaires for Commercial and Industrial Buildings | Standard | FALSE | [9 empty] | 41569 |  |  | NotYetVerified |  | 3 | 5019 | 98 | 51 |  | 0.9 | 3500 | 80
P000016QP | Precision Paragon [P2] | precision Paragon [P2] | SIL-1x4-LW-DM-UL-35K | Indoor Luminaires | High-Bay | Low-Bay Luminaires for Commercial and Industrial Buildings | Standard | FALSE | [9 empty] | 41569 |  |  | NotYetVerified |  | 3 | 5019 | 98 | 51 |  | 0.9 | 3500 | 80
P0000051G | ALLED Lighting Systems | ALLED | HB2-22-10000-1 | Indoor Luminaires | High-Bay | High-Bay Luminaires for Commercial and Industrial Buildings | Standard | TRUE | 11982 | 95.3 | 125.7 | 16.9 | 0.892 | 4961 | 74 | 5 | 362000 | 41565 |  |  | NotYetVerified |  | 3 |  | 95 | 125 |  | 0.9 | 5000
P000012DO | Orion Energy Systems Inc | Orion | LED127G32IA3OXX303W-43K-277V | Indoor Luminaires | High-Bay | High-Bay Luminaires for Commercial and Industrial Buildings | Standard | TRUE | 24840 | 78.42 | 316.74 | 5.7 | 0.9696 | 4489 | 75.24 | 5 | 50000 | 41564 |  |  | NotYetVerified |  | 3 | 30561 |  | 303 |  | 0.9 | 4300 | 72
P00001GCY | Canada GL lighting technology Inc | GL | GL-HBF-150W | Indoor Luminaires | High-Bay | High-Bay Luminaires for Commercial and Industrial Buildings | Standard | TRUE | 11589 | 81.84 | 150 | 14.1 | 0.969 | 4353 | 75.9 | 5 | 50000 | 41564 |  |  | NotYetVerified |  | 3 | 12000 | 80 | 150 |  | 0.95 | 4000 | 70
P0000005W | A2Z Green Lighting | A2Z Green Lighting | HBALD040-100NI-D | Indoor Luminaires | High-Bay | Low-Bay Luminaires for Commercial and Industrial Buildings | Standard | TRUE | 8160 | 82.22 | 99.25 | 14.34 | 0.939 | 5304 | 85.3 | 5 | 100000 | 41564 |  |  | NotYetVerified |  | 3 | 8506 | 84.75 | 100.4 |  | 0.994 | 5304 | 85
P00001GDC | SHENZHEN KAIBO OPTOELECTRONIC CO LTD | KAIBO OPTOELECTRONIC | KIHBON2403NXX | Indoor Luminaires | High-Bay | High-Bay Luminaires for Commercial and Industrial Buildings | Standard | TRUE | 18546 | 78.06 | 237.39 | 18.4 | 0.931 | 4356 | 77 | 5 | 35000 | 41564 |  |  | NotYetVerified |  | 3 | 18500 | 80 | 240 |  | 0.9 | 4500 | 70
P00001GD9 | SHENZHEN KAIBO OPTOELECTRONIC CO LTD | KAIBO OPTOELECTRONIC | KIHBON2003NXX | Indoor Luminaires | High-Bay | High-Bay Luminaires for Commercial and Industrial Buildings | Standard | TRUE | 15001 | 77.95 | 192.45 | 14.5 | 0.92 | 4363 | 76 | 5 | 35000 | 41564 |  |  | NotYetVerified |  | 3 | 15000 | 80 | 200 |  | 0.9 | 4500 | 70
P00001GD6 | SHENZHEN KAIBO OPTOELECTRONIC CO LTD | KAIBO OPTOELECTRONIC | KIHBON1603NXX | Indoor Luminaires | High-Bay | High-Bay Luminaires for Commercial and Industrial Buildings | Standard | TRUE | 12485 | 79.91 | 156.24 | 14 | 0.919 | 4362 | 76 | 5 | 35000 | 41564 |  |  | NotYetVerified |  | 3 | 12500 | 80 | 160 |  | 0.9 | 4500 | 70
P00001GD3 | SHENZHEN KAIBO OPTOELECTRONIC CO LTD | KAIBO OPTOELECTRONIC | KIHBON1203NXX | Indoor Luminaires | High-Bay | High-Bay Luminaires for Commercial and Industrial Buildings | Standard | TRUE | 9113 | 78.83 | 115.6 | 15.7 | 0.896 | 4383 | 77 | 5 | 35000 | 41564 |  |  | NotYetVerified |  | 3 | 9200 | 80 | 120 |  | 0.9 | 4500 | 70
P00001GDE | SHENZHEN KAIBO OPTOELECTRONIC CO LTD | KAIBO OPTOELECTRONIC | KIHBON2403DXX | Indoor Luminaires | High-Bay | High-Bay Luminaires for Commercial and Industrial Buildings | Standard | FALSE | [9 empty] | 41564 |  |  | NotYetVerified |  | 3 | 18500 | 80 | 240 |  | 0.9 | 5700 | 70
P00001GDB | SHENZHEN KAIBO OPTOELECTRONIC CO LTD | KAIBO OPTOELECTRONIC | KIHBON2003DXX | Indoor Luminaires | High-Bay | High-Bay Luminaires for Commercial and Industrial Buildings | Standard | FALSE | [9 empty] | 41564 |  |  | NotYetVerified |  | 3 | 15000 | 80 | 200 |  | 0.9 | 5700 | 70
P00001GD8 | SHENZHEN KAIBO OPTOELECTRONIC CO LTD | KAIBO OPTOELECTRONIC | KIHBON1603DXX | Indoor Luminaires | High-Bay | High-Bay Luminaires for Commercial and Industrial Buildings | Standard | FALSE | [9 empty] | 41564 |  |  | NotYetVerified |  | 3 | 12500 | 80 | 160 |  | 0.9 | 5700 | 70
P00001GD5 | SHENZHEN KAIBO OPTOELECTRONIC CO LTD | KAIBO OPTOELECTRONIC | KIHBON1203DXX | Indoor Luminaires | High-Bay | High-Bay Luminaires for Commercial and Industrial Buildings | Standard | FALSE | [9 empty] | 41564 |  |  | NotYetVerified |  | 3 | 9200 | 80 | 120 |  | 0.9 | 5700 | 70
P00001GDD | SHENZHEN KAIBO OPTOELECTRONIC CO LTD | KAIBO OPTOELECTRONIC | KIHBON2403ZXX | Indoor Luminaires | High-Bay | High-Bay Luminaires for Commercial and Industrial Buildings | Standard | FALSE | [9 empty] | 41564 |  |  | NotYetVerified |  | 3 | 18500 | 80 | 240 |  | 0.9 | 5000 | 70
P00001GDA | SHENZHEN KAIBO OPTOELECTRONIC CO LTD | KAIBO OPTOELECTRONIC | KIHB0N2003ZXX | Indoor Luminaires | High-Bay | High-Bay Luminaires for Commercial and Industrial Buildings | Standard | FALSE | [9 empty] | 41564 |  |  | NotYetVerified |  | 3 | 15000 | 80 | 200 |  | 0.9 | 5000 | 70
P00001GD7 | SHENZHEN KAIBO OPTOELECTRONIC CO LTD | KAIBO OPTOELECTRONIC | KIHBON1603ZXX | Indoor Luminaires | High-Bay | High-Bay Luminaires for Commercial and Industrial Buildings | Standard | FALSE | [9 empty] | 41564 |  |  | NotYetVerified |  | 3 | 12500 | 80 | 160 |  | 0.9 | 5000 | 70
P00001GD4 | SHENZHEN KAIBO OPTOELECTRONIC CO LTD | KAIBO OPTOELECTRONIC | KIHB0N1203ZXX | Indoor Luminaires | High-Bay | High-Bay Luminaires for Commercial and Industrial Buildings | Standard | FALSE | [9 empty] | 41564 |  |  | NotYetVerified |  | 3 | 9200 | 80 | 120 |  | 0.9 | 5000 | 70
P0000005X | A2Z Green Lighting | A2Z Green Lighting | HBALD040-100NI-S | Indoor Luminaires | High-Bay | Low-Bay Luminaires for Commercial and Industrial Buildings | Standard | FALSE | [9 empty] | 41564 | Not Yet Verified | Not Yet Verified | NotYetVerified |  | 3 | 8685 | 86.29 | 100.6 |  | 0.994 | 5235 | 85
P0000005U | A2Z Green Lighting | A2Z Green Lighting | HBALD100-200NI-D | Indoor Luminaires | High-Bay | High-Bay Luminaires for Commercial and Industrial Buildings | Standard | TRUE | 18950 | 86.49 | 219.1 | 13.27 | 0.947 | 5092 | 69.1 | 5 | 100000 | 41563 |  |  | NotYetVerified |  | 3 | 19404 | 88.59 | 219 |  | 0.995 | 5092 | 68
P00001874 | Samjin Lnd Co. Ltd. | SAMJIN | HLC4A-058MXD1US | Indoor Luminaires | High-Bay | Low-Bay Luminaires for Commercial and Industrial Buildings | Standard | TRUE | 5539 | 91.55 | 60.499 | 9.9 | 0.883 | 4187 | 85 | 5 | 50000 | 41563 |  |  | NotYetVerified |  | 3 | 5743 |  | 58 |  |  | 4000 | 80
P0000005V | A2Z Green Lighting | A2Z Green Lighting | HBALD100-200NI-S | Indoor Luminaires | High-Bay | High-Bay Luminaires for Commercial and Industrial Buildings | Standard | FALSE | [9 empty] | 41563 | Not Yet Verified | Not Yet Verified | NotYetVerified |  | 3 | 19780 | 90.3 | 219 |  | 0.995 | 5037 | 69
P00001GAC | Autronic Plastics Inc. | Clear-Vu Lighting | IB6-SG-N-WB (Previously Listed as YE6CD (4000K)) | Indoor Luminaires | High-Bay | High-Bay Luminaires for Commercial and Industrial Buildings | Standard | TRUE | 16717 | 82.1 | 203.6 | 10.9 | 0.944 | 4083 | 75 | 5 | 50000 | 41561 |  |  | NotYetVerified |  | 3 | 20400 | 97 | 210 |  | 0.9 | 4000 | 70
P00001GB3 | Elecluz Industrial Co. | deledz | DEF60 (5700K) | Indoor Luminaires | High-Bay | Low-Bay Luminaires for Commercial and Industrial Buildings | Standard | TRUE | 5617 | 92.35 | 60.82 | 17.2 | 0.877 | 5362 | 85 | 5 | 50000 | 41561 |  |  | NotYetVerified |  | 3 | 5610 |  | 60 |  | 0.998 | 5700 | 85
P00000U0R | Global Energy Efficiency Holdings | G-Lite | TR-1G-489945.3X | Indoor Luminaires | High-Bay | High-Bay Luminaires for Commercial and Industrial Buildings | Standard | TRUE | 10632 | 114 | 93.3 | 12.3 | 0.931 | 4478 | 82 | 5 | 50000 | 41560 |  |  | NotYetVerified |  | 3 | 10632 | 114 |  |  | 0.93 | 4000 | 82
PFDBV3E6 | Shenzhen Xinshengyang Opto-electronics Technology Co.Ltd. | XSY | LD-XSY-BHP200W (5000K) (120 BEAM ANGLE) | Indoor Luminaires | High-Bay | High-Bay Luminaires for Commercial and Industrial Buildings | Standard | TRUE | 16236.93 | 81.246 | 199.85 | 14.9 | 0.927 | 5030 | 74.7 | 5 | 35000 | 41558 |  |  | NotYetVerified |  | 3 |  | 85 | 200 |  | 0.95 | 5000 | 75
P54QDJM9 | Shenzhen Xinshengyang Opto-electronics Technology Co.Ltd. | XSY | LD-XSY-BHP120W (5000K) (120 BEAM ANGLE) | Indoor Luminaires | High-Bay | High-Bay Luminaires for Commercial and Industrial Buildings | Standard | TRUE | 10813.38 | 91.26 | 118.49 | 14.9 | 0.927 | 4985 | 74.9 | 5 | 35000 | 41558 |  |  | NotYetVerified |  | 3 |  | 85 | 120 |  | 0.95 | 5000 | 75
PYETAYYC | Shenzhen Xinshengyang Opto-electronics Technology Co.Ltd. | XSY | LD-XSY-BHP150W (5000K) (120 BEAM ANGLE) | Indoor Luminaires | High-Bay | High-Bay Luminaires for Commercial and Industrial Buildings | Standard | FALSE | [9 empty] | 41558 |  |  | NotYetVerified |  | 3 | 12750 | 85 | 150 | 14.9 | 0.95 | 5000 | 70
P0000005T | A2Z Green Lighting | A2Z Green Lighting | HBALD025-060NI-S | Indoor Luminaires | High-Bay | Low-Bay Luminaires for Commercial and Industrial Buildings | Standard | TRUE | 5806 | 82.78 | 70.13 | 13.25 | 0.98 | 5213 | 84.6 | 5 | 100000 | 41555 |  |  | NotYetVerified |  | 3 | 5800 | 83 | 60 |  |  | 5000
P00001DYK | XtraLight Manufacturing Ltd. | XtraLight | LHPLED206140X5AUINXXL4XX[ALL HOUSING COLORS] | Indoor Luminaires | High-Bay | High-Bay Luminaires for Commercial and Industrial Buildings | Standard | TRUE | 12772.7 | 92 | 138.3 | 10 | 0.94 | 5084 | 72 | 10 | 100000 | 41555 |  |  | NotYetVerified |  | 3 | 13810 | 102 | 135 |  |  | 5200
P000016LQ | Portland Habilitation Center | Beyond Limitations Lighting | FP-Highbay-XPG-01-AL(5000K) | Indoor Luminaires | High-Bay | High-Bay Luminaires for Commercial and Industrial Buildings | Standard | TRUE | 12334 | 78.92 | 156.28 | 13.28 | 0.90028 | 5344 | 70.2 | 5 | 50000 | 41555 |  |  | NotYetVerified |  | 3 | 12334 | 78.92 | 160 |  |  | 5000 | 70
P00000Q4H | Dialight | Safesite | HBC9CMN | Indoor Luminaires | High-Bay | High-Bay Luminaires for Commercial and Industrial Buildings | Standard | TRUE | 15575 | 86.05 | 181 | 7.87 | 0.953 | 5167 | 75 | 5 | 100000 | 41554 |  |  | NotYetVerified |  | 3 | 15500 | 87 | 181 |  | 0.9 | 5100 | 70
P00000WXS | Innovative Lighting LLC | Innovative Lighting | 785-6*26-1 | Indoor Luminaires | High-Bay | Low-Bay Luminaires for Commercial and Industrial Buildings | Standard | TRUE | 5106 | 103 | 49.79 | 20.2 | 0.87 | 4049 | 86.4 | 10 | 120000 | 41550 |  |  | NotYetVerified |  | 3 | 3320 | 101.4 | 32.7 |  |  | 4000 | 86.4
P00001FXU | DayLight Technology USA | Daylight Technology USA | DL-B-300W | Indoor Luminaires | High-Bay | High-Bay Luminaires for Commercial and Industrial Buildings | Standard | TRUE | 28248 | 94.25 | 299.7 | 4.55 | 0.998 | 5482 | 70.9 | 5 |  | 41547 |  |  | NotYetVerified | 120V only | 3 | 28957 | 96.98 | 299.7 |  | 0.965 | 5482 | 71
P00000Q7L | Digital Lumens | Digital Lumens | DLE-18-ST-N-75[0 or 1]-[0 to 21] | Indoor Luminaires | High-Bay | High-Bay Luminaires for Commercial and Industrial Buildings | Premium | TRUE | 21140 | 115.97 | 182.28 | 10.31 | 0.9333 | 4983 | 70.85 | 10 | 121000 | 41547 |  |  | Yes | Only qualified at 0° mounting | 3.1 | 21140 | 116 | 182 | 10.31 | 0.93 | 4983 | 71
P00000Q7N | Digital Lumens | Digital Lumens | DLE-24-ST-N-75[0 or 2]-[0 to 21] | Indoor Luminaires | High-Bay | High-Bay Luminaires for Commercial and Industrial Buildings | Premium | TRUE | 27780 | 115.11 | 241.32 | 15.79 | 0.9315 | 4990 | 70.24 | 10 | 121000 | 41547 |  |  | Yes | Only qualified at 0° mounting | 3.1 | 27780 | 115 | 241 | 15.79 | 0.94 | 4990 | 70
P000018MC | SCS Lighting Solutions Inc. | SCS Lighting Solutions Inc. | SCS-HB200-0120 | Indoor Luminaires | High-Bay | High-Bay Luminaires for Commercial and Industrial Buildings | Standard | TRUE | 17678.72 | 85.34 | 207.15 | 17.1 | 0.9236 | 4985 | 68.1 | 5 | 50000 | 41547 |  |  | NotYetVerified |  | 3 | 17700 |  | 205 |  | 0.99 | 5000
P00001FXP | DayLight Technology USA | Daylight Technology USA | DL-B-60W | Indoor Luminaires | High-Bay | Low-Bay Luminaires for Commercial and Industrial Buildings | Standard | TRUE | 5989 | 90.59 | 66.11 | 7.59 | 0.923 | 5516 | 71.1 | 5 |  | 41547 |  |  | NotYetVerified | 120V only | 3 | 6180 | 93.72 | 65.94 |  | 0.923 | 5516 | 71
P00000Q7J | Digital Lumens | Digital Lumens | DLE-12-ST-N-75[0 or 1]-[0 to 21] | Indoor Luminaires | High-Bay | High-Bay Luminaires for Commercial and Industrial Buildings | Premium | TRUE | 14060 | 115.97 | 121.23 | 10.14 | 0.9109 | 4968 | 70.87 | 10 | 121000 | 41547 |  |  | Yes | Only qualified at 0° mounting | 3.1 | 14060 | 116 | 121 | 10.14 | 0.91 | 4968 | 71
P00000Q7K | Digital Lumens | Digital Lumens | DLE-12-ST-W-75[0 or 1]-[0 to 21] | Indoor Luminaires | High-Bay | High-Bay Luminaires for Commercial and Industrial Buildings | Premium | FALSE | [9 empty] | 41547 | Dimmable | Continuous Below 10 | Yes | Only qualified at 0° mounting | 3 | 14650 | 120 | 122 | 11.16 | 0.91 | 5000 | 70
P00000Q7O | Digital Lumens | Digital Lumens | DLE-24-ST-W-75[0 or 2]-[0 to 21] | Indoor Luminaires | High-Bay | High-Bay Luminaires for Commercial and Industrial Buildings | Premium | FALSE | [9 empty] | 41547 | Dimmable | Continuous Below 10 | Yes | Only qualified at 0° mounting | 3 | 28710 | 119 | 242 | 15.56 | 0.94 | 4992 | 71
P00000Q7M | Digital Lumens | Digital Lumens | DLE-18-ST-W-75[0 or 1]-[0 to 21] | Indoor Luminaires | High-Bay | High-Bay Luminaires for Commercial and Industrial Buildings | Premium | FALSE | [9 empty] | 41547 | Dimmable | Continuous Below 10 | Yes | Only qualified at 0° mounting | 3 | 21680 | 119 | 182 | 10.71 | 0.93 | 4991 | 71
P00001FXQ | DayLight Technology USA | Daylight Technology USA | DL-B-70W | Indoor Luminaires | High-Bay | Low-Bay Luminaires for Commercial and Industrial Buildings | Standard | FALSE | [9 empty] | 41547 |  |  | NotYetVerified |  | 3 | 7103 | 93.86 | 75.68 |  | 0.925 | 5515.9 | 71
P00001FXR | DayLight Technology USA | Daylight Technology USA | DL-B-80W | Indoor Luminaires | High-Bay | Low-Bay Luminaires for Commercial and Industrial Buildings | Standard | FALSE | [9 empty] | 41547 |  |  | NotYetVerified |  | 3 | 8029 | 93.99 | 85.42 |  | 0.927 | 5515.7 | 71
P00001FXS | DayLight Technology USA | Daylight Technology USA | DL-B-90W | Indoor Luminaires | High-Bay | Low-Bay Luminaires for Commercial and Industrial Buildings | Standard | FALSE | [9 empty] | 41547 |  |  | NotYetVerified |  | 3 | 8957 | 94.13 | 95.16 |  | 0.928 | 5515.6 | 71
P00001FXT | DayLight Technology USA | Daylight Technology USA | DL-B-100W | Indoor Luminaires | High-Bay | Low-Bay Luminaires for Commercial and Industrial Buildings | Standard | FALSE | [9 empty] | 41547 |  |  | NotYetVerified |  | 3 | 9888 | 94.26 | 104.9 |  | 0.93 | 5515.4 | 71
P00001FXV | DayLight Technology USA | Daylight Technology USA | DL-B-110W | Indoor Luminaires | High-Bay | High-Bay Luminaires for Commercial and Industrial Buildings | Standard | FALSE | [9 empty] | 41547 |  |  | NotYetVerified |  | 3 | 10822 | 94.4 | 114.64 |  | 0.932 | 5515.3 | 71
P00001FXW | DayLight Technology USA | Daylight Technology USA | DL-B-120W | Indoor Luminaires | High-Bay | High-Bay Luminaires for Commercial and Industrial Buildings | Standard | FALSE | [9 empty] | 41547 |  |  | NotYetVerified |  | 3 | 11758 | 94.53 | 124.38 |  | 0.934 | 5515.1 | 71
P00001FXX | DayLight Technology USA | Daylight Technology USA | DL-B-130W | Indoor Luminaires | High-Bay | High-Bay Luminaires for Commercial and Industrial Buildings | Standard | FALSE | [9 empty] | 41547 |  |  | NotYetVerified |  | 3 | 12697 | 94.67 | 134.12 |  | 0.935 | 5515 | 71
P00001FXY | DayLight Technology USA | Daylight Technology USA | DL-B-140W | Indoor Luminaires | High-Bay | High-Bay Luminaires for Commercial and Industrial Buildings | Standard | FALSE | [9 empty] | 41547 |  |  | NotYetVerified |  | 3 | 13639 | 94.81 | 143.86 |  | 0.937 | 5514.9 | 71
P00001FXZ | DayLight Technology USA | Daylight Technology USA | DL-B-150W | Indoor Luminaires | High-Bay | High-Bay Luminaires for Commercial and Industrial Buildings | Standard | FALSE | [9 empty] | 41547 |  |  | NotYetVerified |  | 3 | 14583 | 94.94 | 153.6 |  | 0.939 | 5514.7 | 71
P00001FY0 | DayLight Technology USA | Daylight Technology USA | DL-B-160W | Indoor Luminaires | High-Bay | High-Bay Luminaires for Commercial and Industrial Buildings | Standard | FALSE | [9 empty] | 41547 |  |  | NotYetVerified |  | 3 | 15530 | 95.08 | 163.34 |  | 0.941 | 5514.6 | 71
P00001FY1 | DayLight Technology USA | Daylight Technology USA | DL-B-170W | Indoor Luminaires | High-Bay | High-Bay Luminaires for Commercial and Industrial Buildings | Standard | FALSE | [9 empty] | 41547 |  |  | NotYetVerified |  | 3 | 16480 | 95.21 | 173.08 |  | 0.942 | 5514.4 | 71
P00001FY2 | DayLight Technology USA | Daylight Technology USA | DL-B-180W | Indoor Luminaires | High-Bay | High-Bay Luminaires for Commercial and Industrial Buildings | Standard | FALSE | [9 empty] | 41547 |  |  | NotYetVerified |  | 3 | 17432 | 95.35 | 182.82 |  | 0.944 | 5514.3 | 71
P00001FY3 | DayLight Technology USA | Daylight Technology USA | DL-B-190W | Indoor Luminaires | High-Bay | High-Bay Luminaires for Commercial and Industrial Buildings | Standard | FALSE | [9 empty] | 41547 |  |  | NotYetVerified |  | 3 | 18387 | 95.49 | 192.56 |  | 0.946 | 5514.2 | 71
P00001FY4 | DayLight Technology USA | Daylight Technology USA | DL-B-200W | Indoor Luminaires | High-Bay | High-Bay Luminaires for Commercial and Industrial Buildings | Standard | FALSE | [9 empty] | 41547 |  |  | NotYetVerified |  | 3 | 19344 | 95.62 | 202.3 |  | 0.948 | 5514 | 71
P00001FY5 | DayLight Technology USA | Daylight Technology USA | DL-B-210W | Indoor Luminaires | High-Bay | High-Bay Luminaires for Commercial and Industrial Buildings | Standard | FALSE | [9 empty] | 41547 |  |  | NotYetVerified |  | 3 | 20304 | 95.76 | 212.04 |  | 0.949 | 5513.9 | 71
P00001FY6 | DayLight Technology USA | Daylight Technology USA | DL-B-220W | Indoor Luminaires | High-Bay | High-Bay Luminaires for Commercial and Industrial Buildings | Standard | FALSE | [9 empty] | 41547 |  |  | NotYetVerified |  | 3 | 21267 | 95.89 | 221.78 |  | 0.951 | 5513.7 | 71
P00001FY7 | DayLight Technology USA | Daylight Technology USA | DL-B-230W | Indoor Luminaires | High-Bay | High-Bay Luminaires for Commercial and Industrial Buildings | Standard | FALSE | [9 empty] | 41547 |  |  | NotYetVerified |  | 3 | 22233 | 96.03 | 231.52 |  | 0.953 | 5513.6 | 71
P00001FY8 | DayLight Technology USA | Daylight Technology USA | DL-B-240W | Indoor Luminaires | High-Bay | High-Bay Luminaires for Commercial and Industrial Buildings | Standard | FALSE | [9 empty] | 41547 |  |  | NotYetVerified |  | 3 | 23201 | 96.16 | 241.26 |  | 0.955 | 5513.4 | 71
P00001FY9 | DayLight Technology USA | Daylight Technology USA | DL-B-250W | Indoor Luminaires | High-Bay | High-Bay Luminaires for Commercial and Industrial Buildings | Standard | FALSE | [9 empty] | 41547 |  |  | NotYetVerified |  | 3 | 24171 | 96.3 | 251 |  | 0.956 | 5513.3 | 71
P00001FYA | DayLight Technology USA | Daylight Technology USA | DL-B-260W | Indoor Luminaires | High-Bay | High-Bay Luminaires for Commercial and Industrial Buildings | Standard | FALSE | [9 empty] | 41547 |  |  | NotYetVerified |  | 3 | 25145 | 96.44 | 260.74 |  | 0.958 | 5513.2 | 71
P00001FYB | DayLight Technology USA | Daylight Technology USA | DL-B-270W | Indoor Luminaires | High-Bay | High-Bay Luminaires for Commercial and Industrial Buildings | Standard | FALSE | [9 empty] | 41547 |  |  | NotYetVerified |  | 3 | 26121 | 96.57 | 270.48 |  | 0.96 | 5513 | 71
P00001FYC | DayLight Technology USA | Daylight Technology USA | DL-B-280W | Indoor Luminaires | High-Bay | High-Bay Luminaires for Commercial and Industrial Buildings | Standard | FALSE | [9 empty] | 41547 |  |  | NotYetVerified |  | 3 | 27099 | 96.71 | 280.22 |  | 0.962 | 5512.9 | 71
P00001FYD | DayLight Technology USA | Daylight Technology USA | DL-B-290W | Indoor Luminaires | High-Bay | High-Bay Luminaires for Commercial and Industrial Buildings | Standard | FALSE | [9 empty] | 41547 |  |  | NotYetVerified |  | 3 | 28001 | 96.57 | 289.96 |  | 0.963 | 5512.7 | 71
P00001BSV | US LED | DG1 Fixture | DG1-1-1-50-1-X-PUE-UNV1-4100-X | Indoor Luminaires | High-Bay | Low-Bay Luminaires for Commercial and Industrial Buildings | Standard | TRUE | 9089 | 90 | 101 | 5.8 | 0.967 | 5476 | 84.2 | 5 | 283000 | 41546 |  |  | NotYetVerified |  | 3 | 9000 | 90 | 100
P000005W8 | Carolina Product Solutions LLC. | Carolina Product Solutions | CPS-HBL-150W-480-5K | Indoor Luminaires | High-Bay | High-Bay Luminaires for Commercial and Industrial Buildings | Standard | TRUE | 16268 | 79.01 | 205.89 | 15.29 | 0.982 | 4929 | 78 | 5 | 36300 | 41544 |  |  | NotYetVerified |  | 3 | 17000 | 80 | 200 |  | 0.95 | 5000 | 80
P000005W9 | Carolina Product Solutions LLC. | Carolina Product Solutions | CPS-HBL-200W-480-5K | Indoor Luminaires | High-Bay | High-Bay Luminaires for Commercial and Industrial Buildings | Standard | TRUE | 12948 | 86.36 | 149.9 | 15.4 | 0.9749 | 5386 | 75 | 5 | 50000 | 41544 |  |  | NotYetVerified |  | 3 | 13000 | 82 | 158 |  | 0.95 | 5000 | 80
P00000QC3 | DONGGUAN THAILIGHT SEMICONDUCTOR LIGHTING CO.LTD. | Thailight | TLHB3005PDZZ | Indoor Luminaires | High-Bay | High-Bay Luminaires for Commercial and Industrial Buildings | Standard | TRUE | 26091 | 87.8 | 297.1 | 8.26 | 0.9588 | 5966 | 70 | 5 | 50000 | 41544 |  |  | NotYetVerified |  | 3 | 26000 | 88 | 300 |  | 0.95 | 5700 | 70
P000005W5 | Carolina Product Solutions LLC. | Carolina Product Solutions | CPS-HBL-150W-4.7K | Indoor Luminaires | High-Bay | High-Bay Luminaires for Commercial and Industrial Buildings | Standard | TRUE | 12302 | 81.19 | 151.52 | 10.13 | 0.952 | 4905 | 80 | 5 | 50000 | 41544 |  |  | NotYetVerified |  | 3 |  |  | 150 |  |  | 4700
P00000QC5 | DONGGUAN THAILIGHT SEMICONDUCTOR LIGHTING CO.LTD. | Thailight | TLHB2005HPDZZ | Indoor Luminaires | High-Bay | High-Bay Luminaires for Commercial and Industrial Buildings | Standard | TRUE | 18201 | 88.7 | 205.2 | 12.46 | 0.948 | 5974 | 69 | 5 | 50000 | 41544 |  |  | NotYetVerified |  | 3 | 18000 | 88 | 200 |  | 0.95 | 5700 | 70
P000005W2 | Carolina Product Solutions LLC. | Carolina Product Solutions | CPS-HBL-200W-4.7K | Indoor Luminaires | High-Bay | High-Bay Luminaires for Commercial and Industrial Buildings | Standard | TRUE | 15795 | 79.51 | 198.66 | 17.83 | 0.946 | 5084 | 78 | 5 | 50000 | 41544 |  |  | NotYetVerified |  | 3 | 16000 | 80 | 200 |  | 0.95 | 4700 | 80
P00000QC2 | DONGGUAN THAILIGHT SEMICONDUCTOR LIGHTING CO.LTD. | Thailight | TLHB3005HPDZZ | Indoor Luminaires | High-Bay | High-Bay Luminaires for Commercial and Industrial Buildings | Standard | TRUE | 26967 | 85.5 | 315.5 | 9.96 | 0.9442 | 5947 | 69 | 5 | 50000 | 41544 |  |  | NotYetVerified |  | 3 | 27000 | 85 | 310 |  | 0.95 | 5700 | 70
P000018XP | Sharp Electronics Corporation | Sharp | DL-HB9JP4-N1 | Indoor Luminaires | High-Bay | High-Bay Luminaires for Commercial and Industrial Buildings | Standard | TRUE | 24280 | 102 | 239 | 18.4 | 0.944 | 5460 | 76.9 | 5 | 100000 | 41544 |  |  | NotYetVerified |  | 3 | 22569 | 98 | 231 |  |  | 5700 | 77
P0000182Y | Relume Technologies | Relume Technologies | RADHB3-W1-AC-NW-UL1-*-*-*-*-XX | Indoor Luminaires | High-Bay | High-Bay Luminaires for Commercial and Industrial Buildings | Standard | TRUE | 10399 | 87.2 | 119.3 | 13 | 0.943 | 4522 | 73 | 5 |  | 41544 |  |  | NotYetVerified |  | 3 | 10399 | 87.2 | 119.3 |  | 0.98 | 4500 | 73
P0000182U | Relume Technologies | Relume Technologies | RADHB1-W1-AC-NW-UL1-*-*-*-*-XX | Indoor Luminaires | High-Bay | High-Bay Luminaires for Commercial and Industrial Buildings | Standard | TRUE | 20495 | 89.2 | 229.7 | 13.6 | 0.929 | 4522 | 73 | 5 |  | 41544 |  |  | NotYetVerified |  | 3 | 20495 | 89.2 | 229.7 |  | 0.98 | 4500 | 73
P00000QC4 | DONGGUAN THAILIGHT SEMICONDUCTOR LIGHTING CO.LTD. | Thailight | TLHB2405HPDZZ | Indoor Luminaires | High-Bay | High-Bay Luminaires for Commercial and Industrial Buildings | Standard | TRUE | 20684 | 85.8 | 241 | 12.96 | 0.8978 | 5929 | 69 | 5 | 50000 | 41544 |  |  | NotYetVerified |  | 3 | 21000 | 85 | 240 |  | 0.95 | 5700 | 70
P0000182W | Relume Technologies | Relume Technologies | RADHB2-W1-AC-NW-UL1-*-*-*-*-XX | Indoor Luminaires | High-Bay | High-Bay Luminaires for Commercial and Industrial Buildings | Standard | TRUE | 15170 | 86.2 | 175.9 | 15.6 | 0.892 | 4529 | 73.2 | 5 |  | 41544 |  |  | NotYetVerified |  | 3 | 15170 | 86.2 | 175.9 |  | 0.98 | 4500 | 73
PUA6S9B9 | Relume Technologies | Relume Technologies | RADHB1-W1-AC-CW-UL1-*-*-*-*-XX | Indoor Luminaires | High-Bay | High-Bay Luminaires for Commercial and Industrial Buildings | Standard | FALSE | [9 empty] | 41544 |  |  | NotYetVerified |  | 3 | 21140 | 92 | 229.3 |  | 0.98 | 5500 | 73
P0000182V | Relume Technologies | Relume Technologies | I-RHB1-W-CW-UL-*-*-*-X | Indoor Luminaires | High-Bay | High-Bay Luminaires for Commercial and Industrial Buildings | Standard | FALSE | [9 empty] | 41544 |  |  | NotYetVerified |  | 3 | 21140 | 92 | 229.3 |  | 0.98 | 5500 | 73
P1X69TF5 | Relume Technologies | Relume Technologies | RADHB2-W1-AC-CW-UL1-*-*-*-*-XX | Indoor Luminaires | High-Bay | High-Bay Luminaires for Commercial and Industrial Buildings | Standard | FALSE | [9 empty] | 41544 |  |  | NotYetVerified |  | 3 | 16041 | 90 | 177.9 |  | 0.98 | 5500 | 73
P0000182X | Relume Technologies | Relume Technologies | I-RHB2-W-CW-UL-*-*-*-X | Indoor Luminaires | High-Bay | High-Bay Luminaires for Commercial and Industrial Buildings | Standard | FALSE | [9 empty] | 41544 |  |  | NotYetVerified |  | 3 | 16041 | 90 | 177.9 |  | 0.98 | 5500 | 73
PJRDYKES | Relume Technologies | Relume Technologies | RADHB3-W1-AC-CW-UL1-*-*-*-*-XX | Indoor Luminaires | High-Bay | High-Bay Luminaires for Commercial and Industrial Buildings | Standard | FALSE | [9 empty] | 41544 |  |  | NotYetVerified |  | 3 | 10943 | 91 | 120.3 |  | 0.98 | 5500 | 73
P0000182Z | Relume Technologies | Relume Technologies | I-RHB3-W-CW-UL-*-*-*-X | Indoor Luminaires | High-Bay | High-Bay Luminaires for Commercial and Industrial Buildings | Standard | FALSE | [9 empty] | 41544 |  |  | NotYetVerified |  | 3 | 10943 | 91 | 120.3 |  | 0.98 | 5500 | 73
P52SZZWN | Relume Technologies | Relume Technologies | I-RHB1-W-NW-UL-*-*-*-X | Indoor Luminaires | High-Bay | High-Bay Luminaires for Commercial and Industrial Buildings | Standard | FALSE | [9 empty] | 41544 |  |  | NotYetVerified |  | 3 | 20495 | 89.2 | 229.7 |  | 0.98 | 4500 | 73
PZQGAWNC | Relume Technologies | Relume Technologies | I-RHB2-W-NW-UL-*-*-*-X | Indoor Luminaires | High-Bay | High-Bay Luminaires for Commercial and Industrial Buildings | Standard | FALSE | [9 empty] | 41544 |  |  | NotYetVerified |  | 3 | 15170 | 86.2 | 175.9 |  | 0.98 | 4500 | 73
P4QJJG3T | Relume Technologies | Relume Technologies | I-RHB3-W-NW-UL-*-*-*-X | Indoor Luminaires | High-Bay | High-Bay Luminaires for Commercial and Industrial Buildings | Standard | FALSE | [9 empty] | 41544 |  |  | NotYetVerified |  | 3 | 10399 | 87.2 | 119.3 |  | 0.98 | 4500 | 73
P000005W4 | Carolina Product Solutions LLC. | Carolina Product Solutions | CPS-HBL-200W-5.5K | Indoor Luminaires | High-Bay | High-Bay Luminaires for Commercial and Industrial Buildings | Standard | FALSE | [9 empty] | 41544 | Not Yet Verified | Not Yet Verified | NotYetVerified |  | 3 | 16000 | 80 | 200 |  | 0.95 | 5500 | 80
P000005W3 | Carolina Product Solutions LLC. | Carolina Product Solutions | CPS-HBL-200W-5K | Indoor Luminaires | High-Bay | High-Bay Luminaires for Commercial and Industrial Buildings | Standard | FALSE | [9 empty] | 41544 | Not Yet Verified | Not Yet Verified | NotYetVerified |  | 3 | 16000 | 80 | 200 |  | 0.95 | 5000 | 80
P00000CYD | Eaton (formerly Cooper Lighting) | Metalux | VT4LED-LD3-15-W-DR-UNV-L850-CD2-WL-U | Indoor Luminaires | High-Bay | High-Bay Luminaires for Commercial and Industrial Buildings | Standard | TRUE | 14633.19 | 103.7 | 141.97 | 6.75 | 0.997 | 5005 | 86.2 | 5 | 60000 | 41543 |  |  | NotYetVerified |  | 3 | 15000 |  |  |  |  | 5000 | 80
P00000CYC | Eaton (formerly Cooper Lighting) | Metalux | VT4LED-LD3-23-W-DRF-UNC-L827-ED3-WL-U | Indoor Luminaires | High-Bay | High-Bay Luminaires for Commercial and Industrial Buildings | Standard | TRUE | 20016.61 | 83.69 | 239.17 | 7.4 | 0.996 | 2752 | 83.1 | 5 | 60000 | 41543 |  |  | NotYetVerified |  | 3 | 23000 |  |  |  |  | 2700 | 80
P00000CYB | Eaton (formerly Cooper Lighting) | Metalux | VT4LED-LD3-15-W-DRF-UNV-L827-ED2-WL-U | Indoor Luminaires | High-Bay | High-Bay Luminaires for Commercial and Industrial Buildings | Standard | TRUE | 12333.13 | 93.41 | 132.03 | 15.8 | 0.961 | 2751 | 83.3 | 5 | 60000 | 41543 |  |  | NotYetVerified |  | 3 | 15000 |  |  |  |  | 2700 | 80
P00001B6Q | Titan LED Inc. | Titan LED | 3300-72-5 | Indoor Luminaires | High-Bay | Low-Bay Luminaires for Commercial and Industrial Buildings | Standard | TRUE | 10585.99 | 93.83 | 112.82 | 9.6 | 0.951 | 5392 | 68 | 5 |  | 41543 |  |  | NotYetVerified |  | 3 |  |  |  |  | 0.95 | 5500 | 75
P00001B6R | Titan LED Inc. | Titan LED | 3100-48-5 | Indoor Luminaires | High-Bay | Low-Bay Luminaires for Commercial and Industrial Buildings | Standard | TRUE | 7344 | 95 | 77.53 | 12 | 0.92 | 5662 | 75 | 5 |  | 41543 |  |  | NotYetVerified |  | 3 | 7300 |  | 80 |  | 0.9 | 5700 | 65
P0000131Q | Paraflex Industries | Z-Series LED | ZCL.200W.30K | Indoor Luminaires | High-Bay | High-Bay Luminaires for Commercial and Industrial Buildings | Standard | TRUE | 16808 | 85.52 | 196.5 | 14.91 | 0.8788 | 3213 | 73 | 5 |  | 41543 |  |  | NotYetVerified |  | 3 | 16808 |  | 200 |  |  | 3000
P00000CZI | Eaton (formerly Cooper Lighting) | Metalux | VT4LED-LD3-23-W-DR-[All Voltage]-L850-[All Driver Types]3-WL-[All Options]-[All Packaging] | Indoor Luminaires | High-Bay | High-Bay Luminaires for Commercial and Industrial Buildings | Standard | FALSE | [9 empty] | 41543 |  |  | NotYetVerified |  | 3 | 22807 | 101.11 | 225.61 |  | 1 | 5028 | 84
P00000CZM | Eaton (formerly Cooper Lighting) | Metalux | VT4LED-LD3-23-W-PC-[All Voltage]-L850-[All Driver Types]3-WL-[All Options]-[All Packaging] | Indoor Luminaires | High-Bay | High-Bay Luminaires for Commercial and Industrial Buildings | Standard | FALSE | [9 empty] | 41543 |  |  | NotYetVerified |  | 3 | 22538.5 | 99.9 | 225.65 |  | 1 | 5028 | 84
P00000CZK | Eaton (formerly Cooper Lighting) | Metalux | VT4LED-LD3-23-W-DRF-[All Voltage]-L850-[All Driver Types]3-WL-[All Options]-[All Packaging] | Indoor Luminaires | High-Bay | High-Bay Luminaires for Commercial and Industrial Buildings | Standard | FALSE | [9 empty] | 41543 |  |  | NotYetVerified |  | 3 | 22379 | 99.18 | 225.67 |  | 1 | 5028 | 84
P00000CZC | Eaton (formerly Cooper Lighting) | Metalux | VT4LED-LD3-20-W-DR-[All Voltage]-L850-[All Driver Types]2-WL-[All Options]-[All Packaging] | Indoor Luminaires | High-Bay | High-Bay Luminaires for Commercial and Industrial Buildings | Standard | FALSE | [9 empty] | 41543 |  |  | NotYetVerified |  | 3 | 20516 | 106.04 | 193.48 |  | 1 | 5028 | 84
P00000CZG | Eaton (formerly Cooper Lighting) | Metalux | VT4LED-LD3-20-W-PC-[All Voltage]-L850-[All Driver Types]2-WL-[All Options]-[All Packaging] | Indoor Luminaires | High-Bay | High-Bay Luminaires for Commercial and Industrial Buildings | Standard | FALSE | [9 empty] | 41543 |  |  | NotYetVerified |  | 3 | 20240.5 | 104.63 | 193.46 |  | 1 | 5028 | 84
P00000CZE | Eaton (formerly Cooper Lighting) | Metalux | VT4LED-LD3-20-W-DRF-[All Voltage]-L850-[All Driver Types]2-WL-[All Options]-[All Packaging] | Indoor Luminaires | High-Bay | High-Bay Luminaires for Commercial and Industrial Buildings | Standard | FALSE | [9 empty] | 41543 |  |  | NotYetVerified |  | 3 | 20163.5 | 104.18 | 193.56 |  | 1 | 5028 | 84
P00000CZ6 | Eaton (formerly Cooper Lighting) | Metalux | VT4LED-LD3-15-W-DR-[All Voltage]-L850-[All Driver Types]2-WL-[All Options]-[All Packaging] | Indoor Luminaires | High-Bay | High-Bay Luminaires for Commercial and Industrial Buildings | Standard | FALSE | [9 empty] | 41543 |  |  | NotYetVerified |  | 3 | 14746 | 104.05 | 141.75 |  | 1 | 5028 | 84
P00000CZA | Eaton (formerly Cooper Lighting) | Metalux | VT4LED-LD3-15-W-PC-[All Voltage]-L850-[All Driver Types]2-WL-[All Options]-[All Packaging] | Indoor Luminaires | High-Bay | High-Bay Luminaires for Commercial and Industrial Buildings | Standard | FALSE | [9 empty] | 41543 |  |  | NotYetVerified |  | 3 | 14532 | 102.57 | 141.71 |  | 1 | 5028 | 84
P00000CZ8 | Eaton (formerly Cooper Lighting) | Metalux | VT4LED-LD3-15-W-DRF-[All Voltage]-L850-[All Driver Types]2-WL-[All Options]-[All Packaging] | Indoor Luminaires | High-Bay | High-Bay Luminaires for Commercial and Industrial Buildings | Standard | FALSE | [9 empty] | 41543 |  |  | NotYetVerified |  | 3 | 14460 | 102.03 | 141.76 |  | 1 | 5028 | 84
P00000CZH | Eaton (formerly Cooper Lighting) | Metalux | VT4LED-LD3-23-W-DR-[All Voltage]-L840-[All Driver Types]3-WL-[All Options]-[All Packaging] | Indoor Luminaires | High-Bay | High-Bay Luminaires for Commercial and Industrial Buildings | Standard | FALSE | [9 empty] | 41543 |  |  | NotYetVerified |  | 3 | 23081 | 106.85 | 216.06 |  | 1 | 3985 | 84
P00000CZL | Eaton (formerly Cooper Lighting) | Metalux | VT4LED-LD3-23-W-PC-[All Voltage]-L840-[All Driver Types]3-WL-[All Options]-[All Packaging] | Indoor Luminaires | High-Bay | High-Bay Luminaires for Commercial and Industrial Buildings | Standard | FALSE | [9 empty] | 41543 |  |  | NotYetVerified |  | 3 | 22810.5 | 105.64 | 215.99 |  | 1 | 3985 | 84
P00000CZJ | Eaton (formerly Cooper Lighting) | Metalux | VT4LED-LD3-23-W-DRF-[All Voltage]-L840-[All Driver Types]3-WL-[All Options]-[All Packaging] | Indoor Luminaires | High-Bay | High-Bay Luminaires for Commercial and Industrial Buildings | Standard | FALSE | [9 empty] | 41543 |  |  | NotYetVerified |  | 3 | 22680.5 | 104.98 | 216.09 |  | 1 | 3985 | 84
P00000CZB | Eaton (formerly Cooper Lighting) | Metalux | VT4LED-LD3-20-W-DR-[All Voltage]-L840-[All Driver Types]2-WL-[All Options]-[All Packaging] | Indoor Luminaires | High-Bay | High-Bay Luminaires for Commercial and Industrial Buildings | Standard | FALSE | [9 empty] | 41543 |  |  | NotYetVerified |  | 3 | 20717.5 | 107.14 | 193.38 |  | 1 | 3985 | 84
P00000CZF | Eaton (formerly Cooper Lighting) | Metalux | VT4LED-LD3-20-W-PC-[All Voltage]-L840-[All Driver Types]2-WL-[All Options]-[All Packaging] | Indoor Luminaires | High-Bay | High-Bay Luminaires for Commercial and Industrial Buildings | Standard | FALSE | [9 empty] | 41543 |  |  | NotYetVerified |  | 3 | 20468.5 | 105.82 | 193.43 |  | 1 | 3985 | 84
P00000CZD | Eaton (formerly Cooper Lighting) | Metalux | VT4LED-LD3-20-W-DRF-[All Voltage]-L840-[All Driver Types]2-WL-[All Options]-[All Packaging] | Indoor Luminaires | High-Bay | High-Bay Luminaires for Commercial and Industrial Buildings | Standard | FALSE | [9 empty] | 41543 |  |  | NotYetVerified |  | 3 | 20351 | 105.24 | 193.38 |  | 1 | 3985 | 84
P00000CZ5 | Eaton (formerly Cooper Lighting) | Metalux | VT4LED-LD3-15-W-DR-[All Voltage]-L840-[All Driver Types]2-WL-[All Options]-[All Packaging] | Indoor Luminaires | High-Bay | High-Bay Luminaires for Commercial and Industrial Buildings | Standard | FALSE | [9 empty] | 41543 |  |  | NotYetVerified |  | 3 | 14894 | 109.35 | 136.25 |  | 1 | 3985 | 84
P00000CZ9 | Eaton (formerly Cooper Lighting) | Metalux | VT4LED-LD3-15-W-PC-[All Voltage]-L840-[All Driver Types]2-WL-[All Options]-[All Packaging] | Indoor Luminaires | High-Bay | High-Bay Luminaires for Commercial and Industrial Buildings | Standard | FALSE | [9 empty] | 41543 |  |  | NotYetVerified |  | 3 | 14715.5 | 108.07 | 136.21 |  | 1 | 3985 | 84
P00000CZ7 | Eaton (formerly Cooper Lighting) | Metalux | VT4LED-LD3-15-W-DRF-[All Voltage]-L840-[All Driver Types]2-WL-[All Options]-[All Packaging] | Indoor Luminaires | High-Bay | High-Bay Luminaires for Commercial and Industrial Buildings | Standard | FALSE | [9 empty] | 41543 |  |  | NotYetVerified |  | 3 | 14666.5 | 107.57 | 136.39 |  | 1 | 3985 | 84
P00000CZ2 | Eaton (formerly Cooper Lighting) | Metalux | VT4LED-LD3-23-W-DR-[All Voltage]-L835-[All Driver Types]3-WL-[All Options]-[All Packaging] | Indoor Luminaires | High-Bay | High-Bay Luminaires for Commercial and Industrial Buildings | Standard | FALSE | [9 empty] | 41543 |  |  | NotYetVerified |  | 3 | 22191.21 | 101.09 | 219.51 |  | 1 | 3465 | 84
P00000CZ4 | Eaton (formerly Cooper Lighting) | Metalux | VT4LED-LD3-23-W-PC-[All Voltage]-L835-[All Driver Types]3-WL-[All Options]-[All Packaging] | Indoor Luminaires | High-Bay | High-Bay Luminaires for Commercial and Industrial Buildings | Standard | FALSE | [9 empty] | 41543 |  |  | NotYetVerified |  | 3 | 21929.96 | 99.88 | 219.55 |  | 1 | 3465 | 84
P00000CZ3 | Eaton (formerly Cooper Lighting) | Metalux | VT4LED-LD3-23-W-DRF-[All Voltage]-L835-[All Driver Types]3-WL-[All Options]-[All Packaging] | Indoor Luminaires | High-Bay | High-Bay Luminaires for Commercial and Industrial Buildings | Standard | FALSE | [9 empty] | 41543 |  |  | NotYetVerified |  | 3 | 21774.77 | 103.57 | 210.25 |  | 1 | 3465 | 84
P00000CYZ | Eaton (formerly Cooper Lighting) | Metalux | VT4LED-LD3-20-W-DR-[All Voltage]-L835-[All Driver Types]2-WL-[All Options]-[All Packaging] | Indoor Luminaires | High-Bay | High-Bay Luminaires for Commercial and Industrial Buildings | Standard | FALSE | [9 empty] | 41543 |  |  | NotYetVerified |  | 3 | 19962.07 | 106.04 | 188.26 |  | 1 | 3465 | 84
P00000CZ1 | Eaton (formerly Cooper Lighting) | Metalux | VT4LED-LD3-20-W-PC-[All Voltage]-L835-[All Driver Types]2-WL-[All Options]-[All Packaging] | Indoor Luminaires | High-Bay | High-Bay Luminaires for Commercial and Industrial Buildings | Standard | FALSE | [9 empty] | 41543 |  |  | NotYetVerified |  | 3 | 19694.01 | 104.62 | 188.24 |  | 1 | 3465 | 84
P00000CZ0 | Eaton (formerly Cooper Lighting) | Metalux | VT4LED-LD3-20-W-DRF-[All Voltage]-L835-[All Driver Types]2-WL-[All Options]-[All Packaging] | Indoor Luminaires | High-Bay | High-Bay Luminaires for Commercial and Industrial Buildings | Standard | FALSE | [9 empty] | 41543 |  |  | NotYetVerified |  | 3 | 19619.09 | 104.17 | 188.33 |  | 1 | 3465 | 84
P00000CYW | Eaton (formerly Cooper Lighting) | Metalux | VT4LED-LD3-15-W-DR-[All Voltage]-L835-[All Driver Types]2-WL-[All Options]-[All Packaging] | Indoor Luminaires | High-Bay | High-Bay Luminaires for Commercial and Industrial Buildings | Standard | FALSE | [9 empty] | 41543 |  |  | NotYetVerified |  | 3 | 14347.86 | 104.03 | 137.92 |  | 1 | 3465 | 84
P00000CYY | Eaton (formerly Cooper Lighting) | Metalux | VT4LED-LD3-15-W-PC-[All Voltage]-L835-[All Driver Types]2-WL-[All Options]-[All Packaging] | Indoor Luminaires | High-Bay | High-Bay Luminaires for Commercial and Industrial Buildings | Standard | FALSE | [9 empty] | 41543 |  |  | NotYetVerified |  | 3 | 14139.64 | 102.55 | 137.88 |  | 1 | 3465 | 84
P00000CYX | Eaton (formerly Cooper Lighting) | Metalux | VT4LED-LD3-15-W-DRF-[All Voltage]-L835-[All Driver Types]2-WL-[All Options]-[All Packaging] | Indoor Luminaires | High-Bay | High-Bay Luminaires for Commercial and Industrial Buildings | Standard | FALSE | [9 empty] | 41543 |  |  | NotYetVerified |  | 3 | 14069.58 | 102.01 | 137.93 |  | 1 | 3465 | 84
P00000CYR | Eaton (formerly Cooper Lighting) | Metalux | VT4LED-LD3-23-W-DR-[All Voltage]-L830-[All Driver Types]3-WL-[All Options]-[All Packaging] | Indoor Luminaires | High-Bay | High-Bay Luminaires for Commercial and Industrial Buildings | Standard | FALSE | [9 empty] | 41543 |  |  | NotYetVerified |  | 3 | 21073.67 | 101.09 | 208.46 |  | 1 | 3045 | 84
P00000CYV | Eaton (formerly Cooper Lighting) | Metalux | VT4LED-LD3-23-W-PC-[All Voltage]-L830-[All Driver Types]3-WL-[All Options]-[All Packaging] | Indoor Luminaires | High-Bay | High-Bay Luminaires for Commercial and Industrial Buildings | Standard | FALSE | [9 empty] | 41543 |  |  | NotYetVerified |  | 3 | 20825.57 | 99.88 | 208.5 |  | 1 | 3045 | 84
P00000CYT | Eaton (formerly Cooper Lighting) | Metalux | VT4LED-LD3-23-W-DRF-[All Voltage]-L830-[All Driver Types]3-WL-[All Options]-[All Packaging] | Indoor Luminaires | High-Bay | High-Bay Luminaires for Commercial and Industrial Buildings | Standard | FALSE | [9 empty] | 41543 |  |  | NotYetVerified |  | 3 | 20678.2 | 99.17 | 208.51 |  | 1 | 3045 | 84
P00000CYL | Eaton (formerly Cooper Lighting) | Metalux | VT4LED-LD3-20-W-DR-[All Voltage]-L830-[All Driver Types]2-WL-[All Options]-[All Packaging] | Indoor Luminaires | High-Bay | High-Bay Luminaires for Commercial and Industrial Buildings | Standard | FALSE | [9 empty] | 41543 |  |  | NotYetVerified |  | 3 | 18956.78 | 106.04 | 178.78 |  | 1 | 3045 | 84
P00000CYP | Eaton (formerly Cooper Lighting) | Metalux | VT4LED-LD3-20-W-PC-[All Voltage]-L830-[All Driver Types]2-WL-[All Options]-[All Packaging] | Indoor Luminaires | High-Bay | High-Bay Luminaires for Commercial and Industrial Buildings | Standard | FALSE | [9 empty] | 41543 |  |  | NotYetVerified |  | 3 | 18702.22 | 104.62 | 178.76 |  | 1 | 3045 | 84
P00000CYN | Eaton (formerly Cooper Lighting) | Metalux | VT4LED-LD3-20-W-DRF-[All Voltage]-L830-[All Driver Types]2-WL-[All Options]-[All Packaging] | Indoor Luminaires | High-Bay | High-Bay Luminaires for Commercial and Industrial Buildings | Standard | FALSE | [9 empty] | 41543 |  |  | NotYetVerified |  | 3 | 18631.07 | 104.17 | 178.85 |  | 1 | 3045 | 84
P00000CYF | Eaton (formerly Cooper Lighting) | Metalux | VT4LED-LD3-15-W-DR-[All Voltage]-L830-[All Driver Types]2-WL-[All Options]-[All Packaging] | Indoor Luminaires | High-Bay | High-Bay Luminaires for Commercial and Industrial Buildings | Standard | FALSE | [9 empty] | 41543 |  |  | NotYetVerified |  | 3 | 13625.3 | 104.03 | 130.98 |  | 1 | 3045 | 84
P00000CYJ | Eaton (formerly Cooper Lighting) | Metalux | VT4LED-LD3-15-W-PC-[All Voltage]-L830-[All Driver Types]2-WL-[All Options]-[All Packaging] | Indoor Luminaires | High-Bay | High-Bay Luminaires for Commercial and Industrial Buildings | Standard | FALSE | [9 empty] | 41543 |  |  | NotYetVerified |  | 3 | 13427.57 | 102.55 | 130.94 |  | 1 | 3045 | 84
P00000CYH | Eaton (formerly Cooper Lighting) | Metalux | VT4LED-LD3-15-W-DRF-[All Voltage]-L830-[All Driver Types]2-WL-[All Options]-[All Packaging] | Indoor Luminaires | High-Bay | High-Bay Luminaires for Commercial and Industrial Buildings | Standard | FALSE | [9 empty] | 41543 |  |  | NotYetVerified |  | 3 | 13361.04 | 102.01 | 130.98 |  | 1 | 3045 | 84
P00000CYQ | Eaton (formerly Cooper Lighting) | Metalux | VT4LED-LD3-23-W-DR-[All Voltage]-L827-[All Driver Types]3-WL-[All Options]-[All Packaging] | Indoor Luminaires | High-Bay | High-Bay Luminaires for Commercial and Industrial Buildings | Standard | FALSE | [9 empty] | 41543 |  |  | NotYetVerified |  | 3 | 19842.09 | 101.09 | 196.28 |  | 1 | 2725 | 84
P00000CYU | Eaton (formerly Cooper Lighting) | Metalux | VT4LED-LD3-23-W-PC-[All Voltage]-L827-[All Driver Types]3-WL-[All Options]-[All Packaging] | Indoor Luminaires | High-Bay | High-Bay Luminaires for Commercial and Industrial Buildings | Standard | FALSE | [9 empty] | 41543 |  |  | NotYetVerified |  | 3 | 19608.5 | 99.88 | 196.31 |  | 1 | 2725 | 84
P00000CYS | Eaton (formerly Cooper Lighting) | Metalux | VT4LED-LD3-23-W-DRF-[All Voltage]-L827-[All Driver Types]3-WL-[All Options]-[All Packaging] | Indoor Luminaires | High-Bay | High-Bay Luminaires for Commercial and Industrial Buildings | Standard | FALSE | [9 empty] | 41543 |  |  | NotYetVerified |  | 3 | 19469.73 | 99.17 | 196.33 |  | 1 | 2725 | 84
P00000CYK | Eaton (formerly Cooper Lighting) | Metalux | VT4LED-LD3-20-W-DR-[All Voltage]-L827-[All Driver Types]2-WL-[All Options]-[All Packaging] | Indoor Luminaires | High-Bay | High-Bay Luminaires for Commercial and Industrial Buildings | Standard | FALSE | [9 empty] | 41543 |  |  | NotYetVerified |  | 3 | 17848.92 | 106.04 | 168.33 |  | 1 | 2725 | 84
P00000CYO | Eaton (formerly Cooper Lighting) | Metalux | VT4LED-LD3-20-W-PC-[All Voltage]-L827-[All Driver Types]2-WL-[All Options]-[All Packaging] | Indoor Luminaires | High-Bay | High-Bay Luminaires for Commercial and Industrial Buildings | Standard | FALSE | [9 empty] | 41543 |  |  | NotYetVerified |  | 3 | 17609.24 | 104.62 | 168.31 |  | 1 | 2725 | 84
P00000CYM | Eaton (formerly Cooper Lighting) | Metalux | VT4LED-LD3-20-W-DRF-[All Voltage]-L827-[All Driver Types]2-WL-[All Options]-[All Packaging] | Indoor Luminaires | High-Bay | High-Bay Luminaires for Commercial and Industrial Buildings | Standard | FALSE | [9 empty] | 41543 |  |  | NotYetVerified |  | 3 | 17542.25 | 104.17 | 168.4 |  | 1 | 2725 | 84
P00000CYE | Eaton (formerly Cooper Lighting) | Metalux | VT4LED-LD3-15-W-DR-[All Voltage]-L827-[All Driver Types]2-WL-[All Options]-[All Packaging] | Indoor Luminaires | High-Bay | High-Bay Luminaires for Commercial and Industrial Buildings | Standard | FALSE | [9 empty] | 41543 |  |  | NotYetVerified |  | 3 | 12829.02 | 104.03 | 123.32 |  | 1 | 2725 | 84
P00000CYI | Eaton (formerly Cooper Lighting) | Metalux | VT4LED-LD3-15-W-PC-[All Voltage]-L827-[All Driver Types]2-WL-[All Options]-[All Packaging] | Indoor Luminaires | High-Bay | High-Bay Luminaires for Commercial and Industrial Buildings | Standard | FALSE | [9 empty] | 41543 |  |  | NotYetVerified |  | 3 | 12642.84 | 102.55 | 123.29 |  | 1 | 2725 | 84
P00000CYG | Eaton (formerly Cooper Lighting) | Metalux | VT4LED-LD3-15-W-DRF-[All Voltage]-L827-[All Driver Types]2-WL-[All Options]-[All Packaging] | Indoor Luminaires | High-Bay | High-Bay Luminaires for Commercial and Industrial Buildings | Standard | FALSE | [9 empty] | 41543 |  |  | NotYetVerified |  | 3 | 12580.2 | 102.01 | 123.33 |  | 1 | 2725 | 84
P000018MB | SCS Lighting Solutions Inc. | SCS Lighting Solutions Inc. | SCS-LHB120-0120 | Indoor Luminaires | High-Bay | High-Bay Luminaires for Commercial and Industrial Buildings | Standard | TRUE | 12143.34 | 100.86 | 120.4 | 13 | 0.9 | 3820 | 82 | 5 | 44000 | 41542 |  |  | NotYetVerified |  | 3 | 12150 | 100 |  |  | 0.99 | 4000 | 80
P00000RA6 | Evolucia Inc. | EvoLucia LED Lighting | EVO-DL-4000-5K-120-UNV | Indoor Luminaires | High-Bay | High-Bay Luminaires for Commercial and Industrial Buildings | Standard | TRUE | 16250 | 93.7 | 170.2 | 13.5 | 0.975 | 5163 | 73.9 | 5 | 50000 | 41540 |  |  | NotYetVerified |  | 3 | 16100 |  |  |  |  | 5000
P000002N9 | Acuity Brands Lighting | Lithonia Lighting | IBL 9L ND SD125 LP740 DLC | Indoor Luminaires | High-Bay | Low-Bay Luminaires for Commercial and Industrial Buildings | Standard | TRUE | 8193 | 78.93 | 103.8 | 10.35 | 0.933 | 4129 | 74 | 5 | 100000 | 41539 |  |  | NotYetVerified |  | 3 | 9000 | 87 | 103 |  |  | 4000 | 70
P000002NG | Acuity Brands Lighting | Lithonia Lighting | IBL 9L ND SD125 LP750 DLC | Indoor Luminaires | High-Bay | Low-Bay Luminaires for Commercial and Industrial Buildings | Standard | FALSE | [9 empty] | 41539 | Not Yet Verified | Not Yet Verified | NotYetVerified |  | 3 | 9000 | 87 | 103 |  |  | 5000 | 70
P000002NF | Acuity Brands Lighting | Lithonia Lighting | IBL 9L ND LP750 DLC | Indoor Luminaires | High-Bay | Low-Bay Luminaires for Commercial and Industrial Buildings | Standard | FALSE | [9 empty] | 41539 | Not Yet Verified | Not Yet Verified | NotYetVerified |  | 3 | 9000 | 87 | 103 |  |  | 5000 | 70
P000002NE | Acuity Brands Lighting | Lithonia Lighting | IBL 9L WD SD125 LP750 DLC | Indoor Luminaires | High-Bay | Low-Bay Luminaires for Commercial and Industrial Buildings | Standard | FALSE | [9 empty] | 41539 | Not Yet Verified | Not Yet Verified | NotYetVerified |  | 3 | 9000 | 87 | 103 |  |  | 5000 | 70
P000002ND | Acuity Brands Lighting | Lithonia Lighting | IBL 9L WD LP750 DLC | Indoor Luminaires | High-Bay | Low-Bay Luminaires for Commercial and Industrial Buildings | Standard | FALSE | [9 empty] | 41539 | Not Yet Verified | Not Yet Verified | NotYetVerified |  | 3 | 9000 | 87 | 103 |  |  | 5000 | 70
P000002NC | Acuity Brands Lighting | Lithonia Lighting | IBL 12L ND LP740 DLC | Indoor Luminaires | High-Bay | Low-Bay Luminaires for Commercial and Industrial Buildings | Standard | FALSE | [9 empty] | 41539 | Not Yet Verified | Not Yet Verified | NotYetVerified |  | 3 | 10360 | 80.03 | 129.5 |  |  | 4000 | 70
P000002NB | Acuity Brands Lighting | Lithonia Lighting | IBL 9L ND LP740 DLC | Indoor Luminaires | High-Bay | Low-Bay Luminaires for Commercial and Industrial Buildings | Standard | FALSE | [9 empty] | 41539 | Not Yet Verified | Not Yet Verified | NotYetVerified |  | 3 | 9000 | 87 | 103 |  |  | 4000 | 70
P000002NA | Acuity Brands Lighting | Lithonia Lighting | IBL 9L WD LP740 DLC | Indoor Luminaires | High-Bay | Low-Bay Luminaires for Commercial and Industrial Buildings | Standard | FALSE | [9 empty] | 41539 | Not Yet Verified | Not Yet Verified | NotYetVerified |  | 3 | 9000 | 87 | 103 |  |  | 4000 | 70
P000005YY | Cireon LLC | Cireon | ON6-144-AG-[277V ONLY]-AB | Indoor Luminaires | High-Bay | High-Bay Luminaires for Commercial and Industrial Buildings | Standard | TRUE | 24094 | 81.1 | 297.1 | 9.97 | 0.966 | 5230 | 69 | 10 | 90000 | 41536 |  |  | NotYetVerified |  | 3 | 24094 | 80 | 300 |  | 0.97 | 5500 | 75
P00000VBZ | Hubbell Lighting | Hubbell Industrial | HBLH-48L-U-x-x-5K-A | Indoor Luminaires | High-Bay | High-Bay Luminaires for Commercial and Industrial Buildings | Standard | TRUE | 11649 | 101.9 | 114.3 | 10.36 | 0.947 | 5224 | 68 | 5 | 100000 | 41536 |  |  | NotYetVerified |  | 3 | 10213 | 91 | 112 |  | 0.9 | 5000 | 68
P00001FD6 | The Light Edge Inc. | Blackhawk | BLK4-4-200-40-MVD [No Lens] | Indoor Luminaires | High-Bay | High-Bay Luminaires for Commercial and Industrial Buildings | Standard | TRUE | 18983 | 92.1 | 206.1 | 13.3 | 0.942 | 4125 | 85 | 5 | 68000 | 41536 |  |  | NotYetVerified |  | 3 | 20000 |  | 200 |  |  | 4000 | 85
P000019G1 | Stanpro Lighting Systems Inc. | VL4 | VL4-L0080-W/40K | Indoor Luminaires | High-Bay | Low-Bay Luminaires for Commercial and Industrial Buildings | Standard | TRUE | 7355 | 91.8 | 80.089 | 18.29 | 0.9091 | 4026 | 83.4 | 5 | 35000 | 41536 |  |  | NotYetVerified |  | 3 | 7355 |  | 80 |  | 0.9 | 4000
P00001FUE | Aimlite Lighting Products | VWL | VWL4-L0080-2/40K | Indoor Luminaires | High-Bay | Low-Bay Luminaires for Commercial and Industrial Buildings | Standard | TRUE | 7355 | 91.8 | 80.089 | 18.29 | 0.9091 | 4026 | 83.4 | 5 | 35000 | 41536 |  |  | NotYetVerified |  | 3 | 7355 |  | 80 |  | 0.9 | 4000
P00000VC0 | Hubbell Lighting | Hubbell Industrial | HBLH-72L-U-x-x-5K-A | Indoor Luminaires | High-Bay | High-Bay Luminaires for Commercial and Industrial Buildings | Standard | TRUE | 13638 | 80.13 | 170.2 | 15.31 | 0.907 | 5003 | 68 | 5 | 100000 | 41536 |  |  | NotYetVerified |  | 3 | 15319 | 91 | 169 |  | 0.9 | 5000 | 68
P00000VC6 | Hubbell Lighting | Hubbell Industrial | HBLH-72L-U-x-x-5K-N | Indoor Luminaires | High-Bay | High-Bay Luminaires for Commercial and Industrial Buildings | Standard | FALSE | [9 empty] | 41536 |  |  | NotYetVerified |  | 3 | 16808 | 99 | 169 |  | 0.9 | 5000 | 68
P00000VC7 | Hubbell Lighting | Hubbell Industrial | HBLH-72L-U-x-x-5K-W | Indoor Luminaires | High-Bay | High-Bay Luminaires for Commercial and Industrial Buildings | Standard | FALSE | [9 empty] | 41536 |  |  | NotYetVerified |  | 3 | 16166 | 96 | 169 |  | 0.9 | 5000 | 68
P00000VC4 | Hubbell Lighting | Hubbell Industrial | HBLH-60L-U-x-x-5K-N | Indoor Luminaires | High-Bay | High-Bay Luminaires for Commercial and Industrial Buildings | Standard | FALSE | [9 empty] | 41536 |  |  | NotYetVerified |  | 3 | 14007 | 101 | 139 |  | 0.9 | 5000 | 68
P00000VC5 | Hubbell Lighting | Hubbell Industrial | HBLH-60L-U-x-x-5K-W | Indoor Luminaires | High-Bay | High-Bay Luminaires for Commercial and Industrial Buildings | Standard | FALSE | [9 empty] | 41536 |  |  | NotYetVerified |  | 3 | 13472 | 97 | 139 |  | 0.9 | 5000 | 68
P00000VC3 | Hubbell Lighting | Hubbell Industrial | HBLH-60L-U-x-x-5K-A | Indoor Luminaires | High-Bay | High-Bay Luminaires for Commercial and Industrial Buildings | Standard | FALSE | [9 empty] | 41536 |  |  | NotYetVerified |  | 3 | 12776 | 92 | 139 |  | 0.9 | 5000 | 68
P00000VC1 | Hubbell Lighting | Hubbell Industrial | HBLH-48L-U-x-x-5K-N | Indoor Luminaires | High-Bay | High-Bay Luminaires for Commercial and Industrial Buildings | Standard | FALSE | [9 empty] | 41536 |  |  | NotYetVerified |  | 3 | 11206 | 100 | 112 |  | 0.9 | 5000 | 68
P00000VC2 | Hubbell Lighting | Hubbell Industrial | HBLH-48L-U-x-x-5K-W | Indoor Luminaires | High-Bay | High-Bay Luminaires for Commercial and Industrial Buildings | Standard | FALSE | [9 empty] | 41536 |  |  | NotYetVerified |  | 3 | 10778 | 96 | 112 |  | 0.9 | 5000 | 68
P000002LB | Acuity Brands Lighting | Holophane | EMW LED 9L 57 | Indoor Luminaires | High-Bay | High-Bay Luminaires for Commercial and Industrial Buildings | Standard | TRUE | 10393 | 88.76 | 117.1 | 7.2 | 0.984 | 5335 | 68 | 5 | 60000 | 41534 |  |  | NotYetVerified |  | 3 | 9000 | 76 | 118 |  |  | 5700 | 70
P000002LL | Acuity Brands Lighting | Holophane | PLED2 10L 4K L1 | Indoor Luminaires | High-Bay | Low-Bay Luminaires for Commercial and Industrial Buildings | Standard | TRUE | 7343 | 78.133 | 93.99 | 9.8 | 0.94 | 3855 | 75 | 5 | 60000 | 41534 |  |  | NotYetVerified |  | 3 | 7439 | 76 | 98 |  |  | 4000 | 70
P000002LK | Acuity Brands Lighting | Holophane | PLED2 5L 4K L5 | Indoor Luminaires | High-Bay | Low-Bay Luminaires for Commercial and Industrial Buildings | Standard | TRUE | 5095 | 106 | 48.2 | 9.8 | 0.94 | 3819 | 75 | 5 | 60000 | 41534 |  |  | NotYetVerified |  | 3 | 5093 | 102 | 50 |  |  | 4000 | 70
P000002LG | Acuity Brands Lighting | Holophane | EMW LED 12L 57 FST | Indoor Luminaires | High-Bay | High-Bay Luminaires for Commercial and Industrial Buildings | Standard | FALSE | [9 empty] | 41534 | Not Yet Verified | Not Yet Verified | NotYetVerified |  | 3 | 12000 | 79 | 152 |  |  | 5700 | 70
P000002LF | Acuity Brands Lighting | Holophane | EMW LED 12L 57 PCL | Indoor Luminaires | High-Bay | High-Bay Luminaires for Commercial and Industrial Buildings | Standard | FALSE | [9 empty] | 41534 | Not Yet Verified | Not Yet Verified | NotYetVerified |  | 3 | 12000 | 79 | 152 |  |  | 5700 | 70
P000002LE | Acuity Brands Lighting | Holophane | EMW LED 12L 57 | Indoor Luminaires | High-Bay | High-Bay Luminaires for Commercial and Industrial Buildings | Standard | FALSE | [9 empty] | 41534 | Not Yet Verified | Not Yet Verified | NotYetVerified |  | 3 | 12000 | 79 | 152 |  |  | 5700 | 70
P000002LY | Acuity Brands Lighting | Holophane | PLED2 10L 5K L5 | Indoor Luminaires | High-Bay | Low-Bay Luminaires for Commercial and Industrial Buildings | Standard | FALSE | [9 empty] | 41534 | Not Yet Verified | Not Yet Verified | NotYetVerified |  | 3 | 9433 | 96 | 98 |  |  | 5000 | 70
P000002LZ | Acuity Brands Lighting | Holophane | PLED2 10L 5K L5H | Indoor Luminaires | High-Bay | Low-Bay Luminaires for Commercial and Industrial Buildings | Standard | FALSE | [9 empty] | 41534 | Not Yet Verified | Not Yet Verified | NotYetVerified |  | 3 | 8046 | 82 | 98 |  |  | 5000 | 70
P000002LX | Acuity Brands Lighting | Holophane | PLED2 10L 5K L1 | Indoor Luminaires | High-Bay | Low-Bay Luminaires for Commercial and Industrial Buildings | Standard | FALSE | [9 empty] | 41534 | Not Yet Verified | Not Yet Verified | NotYetVerified |  | 3 | 7785 | 79 | 98 |  |  | 5000 | 70
P000002LV | Acuity Brands Lighting | Holophane | PLED2 8L 5K L5 | Indoor Luminaires | High-Bay | Low-Bay Luminaires for Commercial and Industrial Buildings | Standard | FALSE | [9 empty] | 41534 | Not Yet Verified | Not Yet Verified | NotYetVerified |  | 3 | 7508 | 101 | 74 |  |  | 5000 | 70
P000002LW | Acuity Brands Lighting | Holophane | PLED2 8L 5K L5H | Indoor Luminaires | High-Bay | Low-Bay Luminaires for Commercial and Industrial Buildings | Standard | FALSE | [9 empty] | 41534 | Not Yet Verified | Not Yet Verified | NotYetVerified |  | 3 | 6404 | 87 | 74 |  |  | 5000 | 70
P000002LU | Acuity Brands Lighting | Holophane | PLED2 8L 5K L1 | Indoor Luminaires | High-Bay | Low-Bay Luminaires for Commercial and Industrial Buildings | Standard | FALSE | [9 empty] | 41534 | Not Yet Verified | Not Yet Verified | NotYetVerified |  | 3 | 6196 | 84 | 74 |  |  | 5000 | 70
P000002LS | Acuity Brands Lighting | Holophane | PLED2 5L 5K L5 | Indoor Luminaires | High-Bay | Low-Bay Luminaires for Commercial and Industrial Buildings | Standard | FALSE | [9 empty] | 41534 | Not Yet Verified | Not Yet Verified | NotYetVerified |  | 3 | 5330 | 107 | 50 |  |  | 5000 | 70
P000002LT | Acuity Brands Lighting | Holophane | PLED2 5L 5K L5H | Indoor Luminaires | High-Bay | Low-Bay Luminaires for Commercial and Industrial Buildings | Standard | FALSE | [9 empty] | 41534 | Not Yet Verified | Not Yet Verified | NotYetVerified |  | 3 | 4546 | 91 | 50 |  |  | 5000 | 70
P000002LR | Acuity Brands Lighting | Holophane | PLED2 5L 5K L1 | Indoor Luminaires | High-Bay | Low-Bay Luminaires for Commercial and Industrial Buildings | Standard | FALSE | [9 empty] | 41534 | Not Yet Verified | Not Yet Verified | NotYetVerified |  | 3 | 4397 | 88 | 50 |  |  | 5000 | 70
P000002LP | Acuity Brands Lighting | Holophane | PLED2 10L 4K L5 | Indoor Luminaires | High-Bay | Low-Bay Luminaires for Commercial and Industrial Buildings | Standard | FALSE | [9 empty] | 41534 | Not Yet Verified | Not Yet Verified | NotYetVerified |  | 3 | 9014 | 92 | 98 |  |  | 4000 | 70
P000002LQ | Acuity Brands Lighting | Holophane | PLED2 10L 4K L5H | Indoor Luminaires | High-Bay | Low-Bay Luminaires for Commercial and Industrial Buildings | Standard | FALSE | [9 empty] | 41534 | Not Yet Verified | Not Yet Verified | NotYetVerified |  | 3 | 7689 | 78 | 98 |  |  | 4000 | 70
P000002LN | Acuity Brands Lighting | Holophane | PLED2 8L 4K L5 | Indoor Luminaires | High-Bay | Low-Bay Luminaires for Commercial and Industrial Buildings | Standard | FALSE | [9 empty] | 41534 | Not Yet Verified | Not Yet Verified | NotYetVerified |  | 3 | 7175 | 97 | 74 |  |  | 4000 | 70
P000002LO | Acuity Brands Lighting | Holophane | PLED2 8L 4K L5H | Indoor Luminaires | High-Bay | Low-Bay Luminaires for Commercial and Industrial Buildings | Standard | FALSE | [9 empty] | 41534 | Not Yet Verified | Not Yet Verified | NotYetVerified |  | 3 | 6120 | 83 | 74 |  |  | 4000 | 70
P000002LM | Acuity Brands Lighting | Holophane | PLED2 8L 4K L1 | Indoor Luminaires | High-Bay | Low-Bay Luminaires for Commercial and Industrial Buildings | Standard | FALSE | [9 empty] | 41534 | Not Yet Verified | Not Yet Verified | NotYetVerified |  | 3 | 5921 | 80 | 74 |  |  | 4000 | 70
P000005YW | Cireon LLC | Cireon | ON2-048-AG-AJ-AB | Indoor Luminaires | High-Bay | Low-Bay Luminaires for Commercial and Industrial Buildings | Standard | TRUE | 7344 | 95 | 77.53 | 12 | 0.92 | 5662 | 75 | 10 |  | 41529 |  |  | NotYetVerified |  | 3 | 7300 | 95 | 80 | 12 | 0.9 | 5700 | 65
P000005YX | Cireon LLC | Cireon | ON2-048-AG-AK-AB | Indoor Luminaires | High-Bay | Low-Bay Luminaires for Commercial and Industrial Buildings | Standard | FALSE | [9 empty] | 41529 |  |  | NotYetVerified |  | 3 | 7300 | 95 | 80 | 12 | 0.9 | 5700 | 65
P000018XO | Sharp Electronics Corporation | Sharp | DL-HB9JPX-S | Indoor Luminaires | High-Bay | High-Bay Luminaires for Commercial and Industrial Buildings | Standard | TRUE | 22339 | 97.8 | 228.3 | 11.1 | 0.971 | 5572 | 77 | 5 | 100000 | 41528 |  |  | NotYetVerified |  | 3 | 22569 | 98 | 231 |  |  | 5700 | 77
P00001ETZ | Luxtronik Technology (China) Company Limited | LUXTRONIK | LM-LUX-HB-200-57K | Indoor Luminaires | High-Bay | High-Bay Luminaires for Commercial and Industrial Buildings | Standard | TRUE | 17936 | 81.31 | 220.6 | 13.7 | 0.946 | 5883 | 77.9 | 5 | 50000 | 41528 |  |  | NotYetVerified |  | 3 | 18000 | 82 | 220 |  | 0.9 | 5700 | 70
P00001ETT | Luxtronik Technology (China) Company Limited | LUXTRONIK | LM-LUX-HB-400 | Indoor Luminaires | High-Bay | High-Bay Luminaires for Commercial and Industrial Buildings | Standard | TRUE | 39022 | 88.17 | 442.6 | 13.5 | 0.945 | 5189 | 71.5 | 5 | 50000 | 41528 |  |  | NotYetVerified |  | 3 | 35000 | 100 |  |  | 0.9 | 5000
P00001ETS | Luxtronik Technology (China) Company Limited | LUXTRONIK | LM-LUX-HB-150-57K | Indoor Luminaires | High-Bay | High-Bay Luminaires for Commercial and Industrial Buildings | Standard | TRUE | 14303 | 84.63 | 169 | 12.5 | 0.94 | 5511 | 73.3 | 5 | 50000 | 41528 |  |  | NotYetVerified |  | 3 | 13000 | 100 | 165 |  | 0.9 | 5700
P00000V8U | Hubbell Lighting | Hubbell Outdoor Lighting | NRG4-30LU-4K | Indoor Luminaires | High-Bay | Low-Bay Luminaires for Commercial and Industrial Buildings | Standard | TRUE | 5418 | 78.18 | 69.3 | 8.4 | 0.93 | 4256 | 76 | 5 |  | 41528 |  |  | NotYetVerified |  | 3 | 5872 | 84 | 70 |  |  | 4200 | 70
P00000U0Z | GLOBAL TECH LED | Solstice By Global Tech LED | GTSOL5498-GR-1X-120/277-HO-NL | Indoor Retrofit Kit | High-Bay | Retrofit Kits for High-Bay Luminaires for Commercial and Industrial Buildings | Standard | TRUE | 12015 | 93.1 | 129 | 12.3 | 0.925 | 5975 | 76.8 | 5 | 60000 | 41528 |  |  | NotYetVerified |  | 3 |  | 95 |  |  |  | 5700
P000004MZ | American Green Lights LLC | PerformalUX | SL-4L-GAM-48-48-60 | Indoor Luminaires | High-Bay | Low-Bay Luminaires for Commercial and Industrial Buildings | Standard | TRUE | 5022.1 | 98.4 | 51 | 12 | 0.91 | 5392 | 90 | 5 | 81000 | 41528 |  |  | NotYetVerified |  | 3 | 5000 | 98 | 51 |  |  | 5700 | 80
P00001BCE | Truly Green Solutions | Truly Green Solutions | 1703XX-150W- High bay | Indoor Luminaires | High-Bay | High-Bay Luminaires for Commercial and Industrial Buildings | Standard | TRUE | 11952 | 84.01 | 142.28 | 12.04 | 0.9477 | 5028 | 73 | 5 | 303000 | 41527 |  |  | NotYetVerified |  | 3 |  | 84 | 150 |  | 0.98 | 5000 | 73
P00001BCF | Truly Green Solutions | Truly Green Solutions | 1704XX-200W- High bay | Indoor Luminaires | High-Bay | High-Bay Luminaires for Commercial and Industrial Buildings | Standard | TRUE | 16642 | 81.06 | 205.3 | 14.16 | 0.9469 | 5468 | 75 | 5 | 109000 | 41527 |  |  | NotYetVerified |  | 3 |  | 81 | 200 |  | 0.98 | 5000 | 75
P000004MY | American Green Lights LLC | PerformalUX | SL-4L-GAM-60-60-60 | Indoor Luminaires | High-Bay | Low-Bay Luminaires for Commercial and Industrial Buildings | Standard | TRUE | 6588.09 | 98.39 | 66.96 | 12 | 0.91 | 5236 | 90 | 5 | 80000 | 41523 |  |  | NotYetVerified |  | 3 | 5900 | 93.7 | 60 |  | 0.901 | 5700 | 75.5
P00000UHE | Helius Illumination | Helius ST.6 Series | ST.6-060-3500 | Indoor Luminaires | High-Bay | High-Bay Luminaires for Commercial and Industrial Buildings | Standard | TRUE | 11607 | 87.9 | 132 | 14.48 | 0.956 | 3515 | 72.5 | 5 | 50000 | 41522 |  |  | NotYetVerified |  | 3 | 11500 |  | 130 |  | 0.9 | 3500 | 70
P00000U0O | Global Energy Efficiency Holdings | G-Lite | PA-1G-488645.2X | Indoor Luminaires | High-Bay | Low-Bay Luminaires for Commercial and Industrial Buildings | Standard | TRUE | 9143 | 107.8 | 84.8 | 18.4 | 0.901 | 4696 | 83 | 5 | 50000 | 41522 |  |  | NotYetVerified |  | 3 | 9143 | 107 | 84.8 |  | 0.9 | 4696 | 83
P00000U0M | Global Energy Efficiency Holdings | G-Lite | TR-1G-48X945.3X | Indoor Luminaires | High-Bay | High-Bay Luminaires for Commercial and Industrial Buildings | Standard | TRUE | 13370 | 107.8 | 124 | 16.43 | 0.901 | 4682 | 83 | 5 | 50000 | 41522 |  |  | NotYetVerified |  | 3 | 13370 | 107 | 124 |  | 0.9 | 4500 | 83
P00000UHF | Helius Illumination | Helius ST.6 Series | ST.6-120-5000 | Indoor Luminaires | High-Bay | High-Bay Luminaires for Commercial and Industrial Buildings | Standard | FALSE | [7 empty] | 5 | 50000 | 41522 |  |  | Yes |  | 3 | 11933 | 97 | 123 | 12.54 | 0.9 | 5051 | 73.9
P00000YOH | Lamar Lighting | DVLED | DVL48MFD-40 | Indoor Luminaires | High-Bay | Low-Bay Luminaires for Commercial and Industrial Buildings | Standard | TRUE | 8710 | 103.82 | 83.892 | 19.26 | 0.9167 | 4091 | 82.51 | 5 | 50000 | 41521 |  |  | NotYetVerified |  | 3 | 8700 | 103 | 84 |  | 0.9 | 4000 | 82
P00000YOG | Lamar Lighting | DVLED | DVL48MFA-40 | Indoor Luminaires | High-Bay | Low-Bay Luminaires for Commercial and Industrial Buildings | Standard | TRUE | 8110 | 96.79 | 83.792 | 19.26 | 0.9167 | 4110 | 82.76 | 5 | 50000 | 41521 |  |  | NotYetVerified |  | 3 | 8100 | 95 | 84 |  | 0.9 | 4000 | 82
P000012DE | Orion Energy Systems Inc | Orion | LED86A4xx100 | Indoor Luminaires | High-Bay | High-Bay Luminaires for Commercial and Industrial Buildings | Standard | TRUE | 14310 | 81.94 | 174.64 | 9.91 | 0.9602 | 5192 | 75 | 5 |  | 41520 |  |  | NotYetVerified |  | 3 | 13032 | 75 | 173 |  |  | 5000 | 72
P000012DF | Orion Energy Systems Inc | Orion | LED86A4xx100480 | Indoor Luminaires | High-Bay | High-Bay Luminaires for Commercial and Industrial Buildings | Standard | TRUE | 14290 | 85.75 | 166.75 | 12.64 | 0.9531 | 4926 | 73 | 5 |  | 41520 |  |  | NotYetVerified |  | 3 | 13032 | 75 | 173 |  |  | 5000 | 72
P00000UKH | Howard Lighting | Howard Industries | VHL2P57624740U | Indoor Luminaires | High-Bay | High-Bay Luminaires for Commercial and Industrial Buildings | Standard | TRUE | 26710 | 92.2 | 289.6 | 11.97 | 0.938 | 4088 | 85 | 5 |  | 41520 |  |  | NotYetVerified |  | 3 | 26318 | 92 | 285 |  |  | 4000 | 85
P00000UK3 | Howard Lighting | Howard Industries | VHL2P57614040U | Indoor Luminaires | High-Bay | High-Bay Luminaires for Commercial and Industrial Buildings | Standard | TRUE | 16650 | 103.7 | 160.5 | 10.92 | 0.936 | 4043 | 85 | 5 |  | 41520 |  |  | NotYetVerified |  | 3 | 16696 | 106 | 157 |  |  | 4000 | 85
P000016MV | POSCOLED Co. LTD | Econuri | PHBCHA82N3300 | Indoor Luminaires | High-Bay | High-Bay Luminaires for Commercial and Industrial Buildings | Standard | TRUE | 17796 | 98 | 181.13 | 11 | 0.92 | 5102 | 76 | 5 | 50000 | 41520 |  |  | NotYetVerified |  | 3 | 17500 | 100 | 175 |  | 0.9 | 5000 | 75
P000016MW | POSCOLED Co. LTD | Econuri | PHBBRA82N3300 | Indoor Luminaires | High-Bay | High-Bay Luminaires for Commercial and Industrial Buildings | Standard | FALSE | [9 empty] | 41520 |  |  | NotYetVerified |  | 3 | 17500 | 100 | 175 |  | 0.9 | 5000 | 75
P000012DG | Orion Energy Systems Inc | Orion | LED86A3xx100 | Indoor Luminaires | High-Bay | High-Bay Luminaires for Commercial and Industrial Buildings | Standard | FALSE | [9 empty] | 41520 |  |  | NotYetVerified | Updated on 11/16/2016 | 3 | 14320 | 84.519 | 169.43 | 9.5511 | 0.9604 | 5197 | 75.28
P000012DJ | Orion Energy Systems Inc | Orion | LED86G3xx100 | Indoor Luminaires | High-Bay | High-Bay Luminaires for Commercial and Industrial Buildings | Standard | FALSE | [9 empty] | 41520 |  |  | NotYetVerified | Updated on 11/16/2016 | 3 | 16000 | 92.352 | 173.25 | 9.4793 | 0.9608 | 5192 | 75.24
P000012DI | Orion Energy Systems Inc | Orion | LED86G3IA4Oxx100 | Indoor Luminaires | High-Bay | High-Bay Luminaires for Commercial and Industrial Buildings | Standard | FALSE | [9 empty] | 41520 |  |  | NotYetVerified | Updated on 11/16/2016 | 3 | 15980 | 94.244 | 169.56 | 9.6945 | 0.9611 | 5101 | 75.01
P000012DH | Orion Energy Systems Inc | Orion | LED86G3IA3Oxx100 | Indoor Luminaires | High-Bay | High-Bay Luminaires for Commercial and Industrial Buildings | Standard | FALSE | [9 empty] | 41520 |  |  | NotYetVerified | Updated on 11/16/2016 | 3 | 15870 | 94.162 | 168.54 | 9.8946 | 0.9589 | 5090 | 74.98
P00000UKM | Howard Lighting | Howard Industries | VHL2A57624740U | Indoor Luminaires | High-Bay | High-Bay Luminaires for Commercial and Industrial Buildings | Standard | FALSE | [9 empty] | 41520 |  |  | NotYetVerified |  | 3 | 26318 | 92 | 285 |  |  | 4000 | 85
P00000UKL | Howard Lighting | Howard Industries | VHL2F57624740U | Indoor Luminaires | High-Bay | High-Bay Luminaires for Commercial and Industrial Buildings | Standard | FALSE | [9 empty] | 41520 |  |  | NotYetVerified |  | 3 | 26318 | 92 | 285 |  |  | 4000 | 85
P00000UK5 | Howard Lighting | Howard Industries | VHL2A57614040U | Indoor Luminaires | High-Bay | High-Bay Luminaires for Commercial and Industrial Buildings | Standard | FALSE | [9 empty] | 41520 |  |  | NotYetVerified |  | 3 | 16696 | 106 | 157 |  |  | 4000 | 85
P00000UK4 | Howard Lighting | Howard Industries | VHL2F57614040U | Indoor Luminaires | High-Bay | High-Bay Luminaires for Commercial and Industrial Buildings | Standard | FALSE | [9 empty] | 41520 |  |  | NotYetVerified |  | 3 | 16696 | 106 | 157 |  |  | 4000 | 85
P00000UKK | Howard Lighting | Howard Industries | VHL2P38417040U | Indoor Luminaires | High-Bay | High-Bay Luminaires for Commercial and Industrial Buildings | Standard | FALSE | [9 empty] | 41520 |  |  | NotYetVerified |  | 3 | 14840 | 78 | 190 |  |  | 4000 | 85
P00000UKJ | Howard Lighting | Howard Industries | VHL2A38417040U | Indoor Luminaires | High-Bay | High-Bay Luminaires for Commercial and Industrial Buildings | Standard | FALSE | [9 empty] | 41520 |  |  | NotYetVerified |  | 3 | 14840 | 78 | 190 |  |  | 4000 | 85
P00000UKI | Howard Lighting | Howard Industries | VHL2F38417040U | Indoor Luminaires | High-Bay | High-Bay Luminaires for Commercial and Industrial Buildings | Standard | FALSE | [9 empty] | 41520 |  |  | NotYetVerified |  | 3 | 14840 | 78 | 190 |  |  | 4000 | 85
P00000ZDR | Plusrite USA | Naturaled | LED-FXHB140/5C/40K/347 | Indoor Luminaires | High-Bay | High-Bay Luminaires for Commercial and Industrial Buildings | Standard | TRUE | 12126 | 81.4 | 149 | 9.96 | 0.984 | 4083 | 72.8 | 5 | 50000 | 41514 |  |  | NotYetVerified |  | 3 | 11200 | 80 | 140 |  | 0.9 | 4000 | 70
P00000ZDB | Plusrite USA | Naturaled | LED-FXHB140/5A/40K/347 | Indoor Luminaires | High-Bay | High-Bay Aisle Luminaires | Standard | TRUE | 11720 | 78.5 | 149.3 | 9.96 | 0.984 | 4079 | 72.8 | 5 |  | 41514 |  |  | NotYetVerified |  | 3 | 11200 | 80 | 140 |  | 0.9 | 4000 | 70
P00000ZDI | Plusrite USA | Naturaled | LED-FXHB230/5A/40K | Indoor Luminaires | High-Bay | High-Bay Aisle Luminaires | Standard | TRUE | 18909 | 80.6 | 234.6 | 10.8 | 0.968 | 4066 | 73.4 | 5 |  | 41514 |  |  | NotYetVerified |  | 3 | 18800 | 82 | 230 |  | 0.9 | 4000 | 70
P00000ZDQ | Plusrite USA | Naturaled | LED-FXHB140/5C/40K | Indoor Luminaires | High-Bay | High-Bay Luminaires for Commercial and Industrial Buildings | Standard | TRUE | 11933 | 82.4 | 144.9 | 10.8 | 0.968 | 4083 | 72.8 | 5 | 50000 | 41514 |  |  | NotYetVerified |  | 3 | 11200 | 80 | 140 |  | 0.9 | 4000 | 70
P00000ZDA | Plusrite USA | Naturaled | LED-FXHB140/5A/40K | Indoor Luminaires | High-Bay | High-Bay Aisle Luminaires | Standard | TRUE | 11400 | 78.4 | 145.4 | 10.8 | 0.968 | 4079 | 72.8 | 5 |  | 41514 |  |  | NotYetVerified |  | 3 | 11200 | 80 | 140 |  | 0.9 | 4000 | 70
P00000ZE5 | Plusrite USA | Naturaled | LED-FXHB275/5C/50K/347 | Indoor Luminaires | High-Bay | High-Bay Luminaires for Commercial and Industrial Buildings | Standard | FALSE | [9 empty] | 41514 |  |  | NotYetVerified |  | 3 | 24200 | 88 | 275 |  | 0.9 | 5000 | 70
P00000ZE4 | Plusrite USA | Naturaled | LED-FXHB275/5C/50K | Indoor Luminaires | High-Bay | High-Bay Luminaires for Commercial and Industrial Buildings | Standard | FALSE | [9 empty] | 41514 |  |  | NotYetVerified |  | 3 | 24200 | 88 | 275 |  | 0.9 | 5000 | 70
P00000ZDP | Plusrite USA | Naturaled | LED-FXHB275/5A/50K/347 | Indoor Luminaires | High-Bay | High-Bay Aisle Luminaires | Standard | FALSE | [9 empty] | 41514 |  |  | NotYetVerified |  | 3 | 24200 | 88 | 275 |  | 0.9 | 5000 | 70
P00000ZDO | Plusrite USA | Naturaled | LED-FXHB275/5A/50K | Indoor Luminaires | High-Bay | High-Bay Aisle Luminaires | Standard | FALSE | [9 empty] | 41514 |  |  | NotYetVerified |  | 3 | 24200 | 88 | 275 |  | 0.9 | 5000 | 70
P00000ZE3 | Plusrite USA | Naturaled | LED-FXHB230/5C/50K/347 | Indoor Luminaires | High-Bay | High-Bay Luminaires for Commercial and Industrial Buildings | Standard | FALSE | [9 empty] | 41514 |  |  | NotYetVerified |  | 3 | 20300 | 88 | 230 |  | 0.9 | 5000 | 70
P00000ZE2 | Plusrite USA | Naturaled | LED-FXHB230/5C/50K | Indoor Luminaires | High-Bay | High-Bay Luminaires for Commercial and Industrial Buildings | Standard | FALSE | [9 empty] | 41514 |  |  | NotYetVerified |  | 3 | 20300 | 88 | 230 |  | 0.9 | 5000 | 70
P00000ZDN | Plusrite USA | Naturaled | LED-FXHB230/5A/50K/347 | Indoor Luminaires | High-Bay | High-Bay Aisle Luminaires | Standard | FALSE | [9 empty] | 41514 |  |  | NotYetVerified |  | 3 | 20300 | 88 | 230 |  | 0.9 | 5000 | 70
P00000ZDM | Plusrite USA | Naturaled | LED-FXHB230/5A/50K | Indoor Luminaires | High-Bay | High-Bay Aisle Luminaires | Standard | FALSE | [9 empty] | 41514 |  |  | NotYetVerified |  | 3 | 20300 | 88 | 230 |  | 0.9 | 5000 | 70
P00000ZDX | Plusrite USA | Naturaled | LED-FXHB190/5C/50K/347 | Indoor Luminaires | High-Bay | High-Bay Luminaires for Commercial and Industrial Buildings | Standard | FALSE | [9 empty] | 41514 |  |  | NotYetVerified |  | 3 | 16200 | 85 | 190 |  | 0.9 | 5000 | 70
P00000ZDW | Plusrite USA | Naturaled | LED-FXHB190/5C/50K | Indoor Luminaires | High-Bay | High-Bay Luminaires for Commercial and Industrial Buildings | Standard | FALSE | [9 empty] | 41514 |  |  | NotYetVerified |  | 3 | 16200 | 85 | 190 |  | 0.9 | 5000 | 70
P00000ZDH | Plusrite USA | Naturaled | LED-FXHB190/5A/50K/347 | Indoor Luminaires | High-Bay | High-Bay Aisle Luminaires | Standard | FALSE | [9 empty] | 41514 |  |  | NotYetVerified |  | 3 | 16200 | 85 | 190 |  | 0.9 | 5000 | 70
P00000ZDG | Plusrite USA | Naturaled | LED-FXHB190/5A/50K | Indoor Luminaires | High-Bay | High-Bay Aisle Luminaires | Standard | FALSE | [9 empty] | 41514 |  |  | NotYetVerified |  | 3 | 16200 | 85 | 190 |  | 0.9 | 5000 | 70
P00000ZDV | Plusrite USA | Naturaled | LED-FXHB140/5C/50K/347 | Indoor Luminaires | High-Bay | High-Bay Luminaires for Commercial and Industrial Buildings | Standard | FALSE | [9 empty] | 41514 |  |  | NotYetVerified |  | 3 | 12000 | 85 | 140 |  | 0.9 | 5000 | 70
P00000ZDU | Plusrite USA | Naturaled | LED-FXHB140/5C/50K | Indoor Luminaires | High-Bay | High-Bay Luminaires for Commercial and Industrial Buildings | Standard | FALSE | [9 empty] | 41514 |  |  | NotYetVerified |  | 3 | 12000 | 85 | 140 |  | 0.9 | 5000 | 70
P00000ZDF | Plusrite USA | Naturaled | LED-FXHB140/5A/50K/347 | Indoor Luminaires | High-Bay | High-Bay Aisle Luminaires | Standard | FALSE | [9 empty] | 41514 |  |  | NotYetVerified |  | 3 | 12000 | 85 | 140 |  | 0.9 | 5000 | 70
P00000ZDE | Plusrite USA | Naturaled | LED-FXHB140/5A/50K | Indoor Luminaires | High-Bay | High-Bay Aisle Luminaires | Standard | FALSE | [9 empty] | 41514 |  |  | NotYetVerified |  | 3 | 12000 | 85 | 140 |  | 0.9 | 5000 | 70
P00000ZE1 | Plusrite USA | Naturaled | LED-FXHB275/5C/40K/347 | Indoor Luminaires | High-Bay | High-Bay Luminaires for Commercial and Industrial Buildings | Standard | FALSE | [9 empty] | 41514 |  |  | NotYetVerified |  | 3 | 22500 | 82 | 275 |  | 0.9 | 4000 | 70
P00000ZE0 | Plusrite USA | Naturaled | LED-FXHB275/5C/40K | Indoor Luminaires | High-Bay | High-Bay Luminaires for Commercial and Industrial Buildings | Standard | FALSE | [9 empty] | 41514 |  |  | NotYetVerified |  | 3 | 22500 | 82 | 275 |  | 0.9 | 4000 | 70
P00000ZDL | Plusrite USA | Naturaled | LED-FXHB275/5A/40K/347 | Indoor Luminaires | High-Bay | High-Bay Aisle Luminaires | Standard | FALSE | [9 empty] | 41514 |  |  | NotYetVerified |  | 3 | 22500 | 82 | 275 |  | 0.9 | 4000 | 70
P00000ZDK | Plusrite USA | Naturaled | LED-FXHB275/5A/40K | Indoor Luminaires | High-Bay | High-Bay Aisle Luminaires | Standard | FALSE | [9 empty] | 41514 |  |  | NotYetVerified |  | 3 | 22500 | 82 | 275 |  | 0.9 | 4000 | 70
P00000ZDZ | Plusrite USA | Naturaled | LED-FXHB230/5C/40K/347 | Indoor Luminaires | High-Bay | High-Bay Luminaires for Commercial and Industrial Buildings | Standard | FALSE | [9 empty] | 41514 |  |  | NotYetVerified |  | 3 | 18800 | 82 | 230 |  | 0.9 | 4000 | 70
P00000ZDY | Plusrite USA | Naturaled | LED-FXHB230/5C/40K | Indoor Luminaires | High-Bay | High-Bay Luminaires for Commercial and Industrial Buildings | Standard | FALSE | [9 empty] | 41514 |  |  | NotYetVerified |  | 3 | 18800 | 82 | 230 |  | 0.9 | 4000 | 70
P00000ZDJ | Plusrite USA | Naturaled | LED-FXHB230/5A/40K/347 | Indoor Luminaires | High-Bay | High-Bay Aisle Luminaires | Standard | FALSE | [9 empty] | 41514 |  |  | NotYetVerified |  | 3 | 18800 | 82 | 230 |  | 0.9 | 4000 | 70
P00000ZDT | Plusrite USA | Naturaled | LED-FXHB190/5C/40K/347 | Indoor Luminaires | High-Bay | High-Bay Luminaires for Commercial and Industrial Buildings | Standard | FALSE | [9 empty] | 41514 |  |  | NotYetVerified |  | 3 | 15200 | 80 | 190 |  | 0.9 | 4000 | 70
P00000ZDS | Plusrite USA | Naturaled | LED-FXHB190/5C/40K | Indoor Luminaires | High-Bay | High-Bay Luminaires for Commercial and Industrial Buildings | Standard | FALSE | [9 empty] | 41514 |  |  | NotYetVerified |  | 3 | 15200 | 80 | 190 |  | 0.9 | 4000 | 70
P00000ZDD | Plusrite USA | Naturaled | LED-FXHB190/5A/40K/347 | Indoor Luminaires | High-Bay | High-Bay Aisle Luminaires | Standard | FALSE | [9 empty] | 41514 |  |  | NotYetVerified |  | 3 | 15200 | 80 | 190 |  | 0.9 | 4000 | 70
P00000ZDC | Plusrite USA | Naturaled | LED-FXHB190/5A/40K | Indoor Luminaires | High-Bay | High-Bay Aisle Luminaires | Standard | FALSE | [9 empty] | 41514 |  |  | NotYetVerified |  | 3 | 15200 | 80 | 190 |  | 0.9 | 4000 | 70
P00001EE6 | Meteor Lighting - ILOS Corporation | Meteor Lighting | WS-90-CW-[120V ONLY]-V-30-X-X | Indoor Luminaires | High-Bay | High-Bay Luminaires for Commercial and Industrial Buildings | Standard | TRUE | 9187 | 99.2 | 92.64 | 10.05 | 0.993 | 5658 | 71 | 5 | 60000 | 41513 |  |  | NotYetVerified |  | 3 | 9053 | 101 | 90 |  |  | 5700 | 75
P00001EO0 | NANJING JISHAN LIGHTING TECHNOLOGY CO. LTD | Jishan | JS(I)-(BGK200W) | Indoor Luminaires | High-Bay | High-Bay Luminaires for Commercial and Industrial Buildings | Standard | TRUE | 18878 | 93.14 | 202.69 | 11.2 | 0.944 | 5918 | 73 | 5 | 40000 | 41505 |  |  | NotYetVerified |  | 3 | 26000 | 130 | 190 |  | 0.9 | 5700 | 70
P00001ENZ | NANJING JISHAN LIGHTING TECHNOLOGY CO. LTD | Jishan | JS(I)-(BGK250W-A) | Indoor Luminaires | High-Bay | High-Bay Luminaires for Commercial and Industrial Buildings | Standard | TRUE | 27549 | 110.35 | 249.64 | 15.6 | 0.94 | 5798 | 71 | 5 | 40000 | 41505 |  |  | NotYetVerified |  | 3 | 30000 | 120 | 250 |  | 0.9 | 5700 | 70
P00001EO2 | NANJING JISHAN LIGHTING TECHNOLOGY CO. LTD | Jishan | JS(I)-(CGK110W) | Indoor Luminaires | High-Bay | Low-Bay Luminaires for Commercial and Industrial Buildings | Standard | TRUE | 8237 | 106.7 | 77.2 | 16.2 | 0.877 | 5836 | 73 | 5 | 40000 | 41505 |  |  | NotYetVerified |  | 3
P000005FS | Hubbell Lighting | Beacon Products | AUR2/120NB-275/4K/5x5/UNV | Indoor Luminaires | High-Bay | High-Bay Luminaires for Commercial and Industrial Buildings | Standard | TRUE | 24361 | 90.43 | 269.4 | 11.8 | 0.9277 | 4207 | 75 | 5 | 161000 | 41501 |  |  | NotYetVerified |  | 3
P000005FR | Hubbell Lighting | Beacon Products | AUR/60NB-136/4K/5X5/UNV | Indoor Luminaires | High-Bay | High-Bay Luminaires for Commercial and Industrial Buildings | Standard | TRUE | 13580 | 99.77 | 136.12 | 11.8 | 0.9277 | 4207 | 75 | 5 | 161000 | 41501 |  |  | NotYetVerified |  | 3
P00001EK6 | Totality International | Jemayla High Bay Series | JHB-18-5SH-110 (180W) | Indoor Luminaires | High-Bay | High-Bay Luminaires for Commercial and Industrial Buildings | Standard | TRUE | 19233 | 104.2 | 184.65 | 12.49 | 0.9333 | 5075 | 69.7 | 5 | 36200 | 41500 |  |  | NotYetVerified |  | 3 | 20200 | 112 | 180 |  | 0.9 | 5000 | 70
P00001EE5 | Meteor Lighting - ILOS Corporation | Meteor Lighting | DS-110-W-[277V ONLY]-155-X | Indoor Luminaires | High-Bay | High-Bay Luminaires for Commercial and Industrial Buildings | Standard | TRUE | 10286 | 97.31 | 105.7 | 9.5 | 0.916 | 5084 | 69 | 5 | 60000 | 41500 |  |  | NotYetVerified |  | 3 | 10286 | 97.31 | 105.7
P00001EK7 | Totality International | Jemayla High Bay Series | JHB-12-5SM-110 (120W) | Indoor Luminaires | High-Bay | High-Bay Luminaires for Commercial and Industrial Buildings | Standard | TRUE | 10981 | 92.3 | 118.99 | 17.16 | 0.8975 | 5050 | 71.4 | 5 | 36200 | 41500 |  |  | NotYetVerified |  | 3 | 13800 | 115 | 120 |  | 0.9 | 5000 | 70
P00001EE4 | Meteor Lighting - ILOS Corporation | Meteor Lighting | WS-240-CW-[120V ONLY]-30-W | Indoor Luminaires | High-Bay | High-Bay Luminaires for Commercial and Industrial Buildings | Standard | TRUE | 20920 | 84.1 | 248.8 | 8.85 | 0.995 | 5678 | 74 | 5 | 60000 | 41499 |  |  | NotYetVerified |  | 3 | 20713 | 86 | 240 |  | 0.9 | 5700 | 75
P000019DE | SLP Lighting | Citadel 2 LED | CT2-LED-M-2L4-DIRA-FR50-UNVLT-840-M510C-255X2 | Indoor Luminaires | High-Bay | Low-Bay Luminaires for Commercial and Industrial Buildings | Standard | TRUE | 8110 | 96.79 | 83.792 | 19.261 | 0.9167 | 4110 | 82.76 | 5 | 50000 | 41499 |  |  | NotYetVerified |  | 3 | 8100 | 95 | 84 | 20 | 0.9 | 4000 | 82
P000019DF | SLP Lighting | Citadel 2 LED | CT2-LED-M-2L4-LIRA-FR50-UNVLT-840-M510C-255X2 | Indoor Luminaires | High-Bay | Low-Bay Luminaires for Commercial and Industrial Buildings | Standard | TRUE | 8710 | 103.82 | 83.892 | 19.26 | 0.9167 | 4091 | 82.51 | 5 | 50000 | 41499 |  |  | NotYetVerified |  | 3 | 8700 | 103 | 84 | 20 | 0.9 | 4000 | 82
P00000ZFY | LEDtronics Inc. | Ledtronics | HBL001-4X60W-XPW-001D | Indoor Luminaires | High-Bay | High-Bay Luminaires for Commercial and Industrial Buildings | Standard | FALSE | [9 empty] | 41499 |  |  | NotYetVerified |  | 3 | 10621 | 109 | 97 |  | 0.99 |  | 70
P00001EAT | Coronet Inc. | Coronet | HBA LED 4FT LTG3 5000K {PSC} {DBOSPC} | Indoor Luminaires | High-Bay | High-Bay Luminaires for Commercial and Industrial Buildings | Standard | TRUE | 20572 | 96.81 | 212.5 | 11.77 | 0.942 | 5186 | 83.6 | 5 | 100000 | 41498 |  |  | NotYetVerified | Updated from DHBA2105K[PSC]C[XOSPC] | 3 | 19350 | 92 | 210 |  |  | 5000
P00001EAS | Coronet Inc. | Coronet | DHBA1055K[PSC]C[XOSPC] | Indoor Luminaires | High-Bay | High-Bay Luminaires for Commercial and Industrial Buildings | Standard | TRUE | 10194 | 96.26 | 105.9 | 11.95 | 0.941 | 5330 | 84.1 | 5 | 100000 | 41498 |  |  | NotYetVerified |  | 3 | 10460 | 99 | 105 |  |  | 5000
P00001E8I | Singbee | Singbee | SP-2025-60W-170D 30K | Indoor Luminaires | High-Bay | Low-Bay Luminaires for Commercial and Industrial Buildings | Standard | TRUE | 4882 | 85.71 | 56.96 | 14.85 | 0.9631 | 3186 | 73 | 5 |  | 41495 |  |  | NotYetVerified |  | 3 | 4882 |  | 60 |  |  | 3000
P00001E7Y | Singbee | Singbee | SP-2025-100W-170D 30K | Indoor Luminaires | High-Bay | Low-Bay Luminaires for Commercial and Industrial Buildings | Standard | TRUE | 8494 | 85.94 | 98.84 | 14.61 | 0.9371 | 3206 | 73 | 5 |  | 41495 |  |  | NotYetVerified |  | 3 | 8494 |  | 100 |  |  | 3000
P00001E86 | Singbee | Singbee | SP-2025-120W-170D 30K | Indoor Luminaires | High-Bay | High-Bay Luminaires for Commercial and Industrial Buildings | Standard | TRUE | 10581 | 87.85 | 120.4 | 12.42 | 0.935 | 3194 | 73 | 5 |  | 41495 |  |  | NotYetVerified |  | 3 | 10581 |  | 120 |  |  | 3000
P000016N2 | POSCOLED Co. LTD | Econuri | PHBCHA15N3C0A | Indoor Luminaires | High-Bay | High-Bay Luminaires for Commercial and Industrial Buildings | Standard | TRUE | 11283 | 95.51 | 118.14 | 11 | 0.9278 | 5181 | 87 | 5 | 40000 | 41495 |  |  | NotYetVerified |  | 3 | 11500 | 95 | 115 |  | 0.9 | 5000 | 80
P00001E8A | Singbee | Singbee | SP-2025-150W-170D 30K | Indoor Luminaires | High-Bay | High-Bay Luminaires for Commercial and Industrial Buildings | Standard | TRUE | 13028 | 86.69 | 150.3 | 14.91 | 0.9113 | 3193 | 73 | 5 |  | 41495 |  |  | NotYetVerified |  | 3 | 13028 |  | 150 |  |  | 3000
P00001E8E | Singbee | Singbee | SP-2025-200W-170D 30K | Indoor Luminaires | High-Bay | High-Bay Luminaires for Commercial and Industrial Buildings | Standard | TRUE | 16808 | 85.52 | 196.5 | 14.91 | 0.8788 | 3213 | 73 | 5 |  | 41495 |  |  | NotYetVerified |  | 3 | 16808 |  | 200 |  |  | 3000
P000016N3 | POSCOLED Co. LTD | Econuri | PHBCHA15N3C0B | Indoor Luminaires | High-Bay | High-Bay Luminaires for Commercial and Industrial Buildings | Standard | FALSE | [9 empty] | 41495 |  |  | NotYetVerified |  | 3 | 11500 | 95 | 115 |  | 0.9 | 5000 | 80
P00001E81 | Singbee | Singbee | SP-7009-100W-170D 45K | Indoor Luminaires | High-Bay | Low-Bay Luminaires for Commercial and Industrial Buildings | Standard | FALSE | [9 empty] | 41495 | Not Yet Verified | Not Yet Verified | NotYetVerified |  | 3 | 10683 | 106.83 | 100 | 7.46 | 0.99 | 4500 | 75
P00001E7Z | Singbee | Singbee | SP-2025-100W-170D 45K | Indoor Luminaires | High-Bay | Low-Bay Luminaires for Commercial and Industrial Buildings | Standard | FALSE | [9 empty] | 41495 | Not Yet Verified | Not Yet Verified | NotYetVerified |  | 3 | 10683 | 106.83 | 100 | 7.46 | 0.99 | 4500 | 75
P00001E8H | Singbee | Singbee | SP-7009-200W-170D 45K | Indoor Luminaires | High-Bay | High-Bay Luminaires for Commercial and Industrial Buildings | Standard | FALSE | [9 empty] | 41495 | Not Yet Verified | Not Yet Verified | NotYetVerified |  | 3 | 20628 | 103.14 | 200 | 7.2 | 0.99 | 4500 | 75
P00001E8F | Singbee | Singbee | SP-2025-200W-170D 45K | Indoor Luminaires | High-Bay | High-Bay Luminaires for Commercial and Industrial Buildings | Standard | FALSE | [9 empty] | 41495 | Not Yet Verified | Not Yet Verified | NotYetVerified |  | 3 | 20620 | 103.1 | 200 | 7.2 | 0.99 | 4500 | 75
P00001E8D | Singbee | Singbee | SP-7009-150W-170D 45K | Indoor Luminaires | High-Bay | High-Bay Luminaires for Commercial and Industrial Buildings | Standard | FALSE | [9 empty] | 41495 | Not Yet Verified | Not Yet Verified | NotYetVerified |  | 3 | 16262 | 108.4133 | 150 | 6.62 | 0.99 | 4500 | 75
P00001E8B | Singbee | Singbee | SP-2025-150W-170D 45K | Indoor Luminaires | High-Bay | High-Bay Luminaires for Commercial and Industrial Buildings | Standard | FALSE | [9 empty] | 41495 | Not Yet Verified | Not Yet Verified | NotYetVerified |  | 3 | 16262 | 108.4133 | 150 | 6.62 | 0.99 | 4500 | 75
P00001E89 | Singbee | Singbee | SP-7009-120W-170D 45K | Indoor Luminaires | High-Bay | High-Bay Luminaires for Commercial and Industrial Buildings | Standard | FALSE | [9 empty] | 41495 | Not Yet Verified | Not Yet Verified | NotYetVerified |  | 3 | 12508 | 104.2333 | 120 | 6.26 | 0.99 | 4500 | 75
P00001E87 | Singbee | Singbee | SP-2025-120W-170D 45K | Indoor Luminaires | High-Bay | High-Bay Luminaires for Commercial and Industrial Buildings | Standard | FALSE | [9 empty] | 41495 | Not Yet Verified | Not Yet Verified | NotYetVerified |  | 3 | 12508 | 104.2333 | 120 | 6.26 | 0.99 | 4500 | 75
P00001E8L | Singbee | Singbee | SP-7009-60W-170D 45K | Indoor Luminaires | High-Bay | Low-Bay Luminaires for Commercial and Industrial Buildings | Standard | FALSE | [9 empty] | 41495 | Not Yet Verified | Not Yet Verified | NotYetVerified |  | 3 | 6326 | 105.4333 | 60 | 4.84 | 0.99 | 4500 | 75
P00001E8J | Singbee | Singbee | SP-2025-60W-170D 45K | Indoor Luminaires | High-Bay | Low-Bay Luminaires for Commercial and Industrial Buildings | Standard | FALSE | [9 empty] | 41495 | Not Yet Verified | Not Yet Verified | NotYetVerified |  | 3 | 6326 | 105.4333 | 60 | 4.84 | 0.99 | 4500 | 75
P00001E80 | Singbee | Singbee | SP-7009-100W-170D 30K | Indoor Luminaires | High-Bay | Low-Bay Luminaires for Commercial and Industrial Buildings | Standard | FALSE | [9 empty] | 41495 | Not Yet Verified | Not Yet Verified | NotYetVerified |  | 3 | 8494 | 84.94 | 100 | 7.46 | 0.99 | 3000 | 75
P00001E8G | Singbee | Singbee | SP-7009-200W-170D 30K | Indoor Luminaires | High-Bay | High-Bay Luminaires for Commercial and Industrial Buildings | Standard | FALSE | [9 empty] | 41495 | Not Yet Verified | Not Yet Verified | NotYetVerified |  | 3 | 16808 | 84.04 | 200 | 7.2 | 0.99 | 3000 | 75
P00001E8C | Singbee | Singbee | SP-7009-150W-170D 30K | Indoor Luminaires | High-Bay | High-Bay Luminaires for Commercial and Industrial Buildings | Standard | FALSE | [9 empty] | 41495 | Not Yet Verified | Not Yet Verified | NotYetVerified |  | 3 | 13028 | 86.8533 | 150 | 6.62 | 0.99 | 3000 | 75
P00001E88 | Singbee | Singbee | SP-7009-120W-170D 30K | Indoor Luminaires | High-Bay | High-Bay Luminaires for Commercial and Industrial Buildings | Standard | FALSE | [9 empty] | 41495 | Not Yet Verified | Not Yet Verified | NotYetVerified |  | 3 | 10581 | 88.175 | 120 | 6.26 | 0.99 | 3000 | 75
P00001E8K | Singbee | Singbee | SP-7009-60W-170D 30K | Indoor Luminaires | High-Bay | Low-Bay Luminaires for Commercial and Industrial Buildings | Standard | FALSE | [9 empty] | 41495 | Not Yet Verified | Not Yet Verified | NotYetVerified |  | 3 | 4882 | 81.3667 | 60 | 4.84 | 0.99 | 3000 | 75
P00000R9C | Everlight | Zenaro | SL-Chloe/100277AC/Fs150B5S(UL)/ZN | Indoor Luminaires | High-Bay | High-Bay Luminaires for Commercial and Industrial Buildings | Standard | TRUE | 12424 | 88.2 | 140.81 | 13.05 | 0.9289 | 3256 | 86 | 5 | 36000 | 41494 |  |  | NotYetVerified |  | 3 |  | 80 | 150 |  | 0.95 | 3500 | 85
P00000YU2 | LED North America | LEDNA | LEDNA-T100-122-277[only qualified at 277V]-56 | Indoor Luminaires | High-Bay | High-Bay Luminaires for Commercial and Industrial Buildings | Standard | TRUE | 10866 | 89.4 | 121.5 | 19.0122 | 0.925 | 5582 | 69 | 5 | 36300 | 41494 |  |  | NotYetVerified |  | 3 | 10866 | 89 | 122 |  |  | 5582 | 69
P000004H1 | Advanced Energy Ideas | Advanced Energy Ideas | MHB-8DA-85W-40K-UNI | Indoor Luminaires | High-Bay | High-Bay Luminaires for Commercial and Industrial Buildings | Standard | TRUE | 9027 | 96.65 | 93.4 | 12.89 | 0.97 | 3941 | 83 | 5 |  | 41493 |  |  | NotYetVerified |  | 3 |  | 85 |  |  |  | 4000
P00000Q7G | Digital Lumens | Digital Lumens | ILE-3-26-5000K[277V ONLY] Aisle | Indoor Luminaires | High-Bay | High-Bay Aisle Luminaires | Standard | TRUE | 26770 | 99.98 | 267.75 | 9.15 | 0.96 | 4843 | 72.8 | 5 | 50000 | 41493 |  |  | NotYetVerified |  | 3 | 26000 | 98 | 270 |  | 0.9 | 5000 | 70
P00001EE3 | Meteor Lighting - ILOS Corporation | Meteor Lighting | WS-130 | Indoor Luminaires | High-Bay | High-Bay Luminaires for Commercial and Industrial Buildings | Standard | TRUE | 12827 | 97.65 | 131.4 | 10.14 | 0.958 | 5503 | 72.6 | 5 | 60000 | 41493 |  |  | NotYetVerified |  | 3 | [5 empty] | 5700
P00000Q7B | Digital Lumens | Digital Lumens | ILE-3-18-5000K[277V ONLY] Aisle | Indoor Luminaires | High-Bay | High-Bay Aisle Luminaires | Standard | TRUE | 19370 | 100.41 | 192.9 | 8.73 | 0.952 | 4797 | 71.8 | 5 | 50000 | 41493 |  |  | NotYetVerified |  | 3 | 18000 | 98 | 190 |  | 0.9 | 5000 | 70
P00000Q76 | Digital Lumens | Digital Lumens | ILE-3-13-5000K[277V ONLY] Aisle | Indoor Luminaires | High-Bay | High-Bay Aisle Luminaires | Standard | TRUE | 13560 | 95.99 | 141.26 | 11.95 | 0.916 | 4845 | 71.7 | 5 | 50000 | 41493 |  |  | NotYetVerified |  | 3 | 13000 | 94 | 140 |  | 0.9 | 5000 | 70
P00000CQI | Eaton (formerly Cooper Lighting) | Metalux | SNLED-LD1-48-LN-UNV-L835-CD1-U | Indoor Luminaires | High-Bay | Low-Bay Luminaires for Commercial and Industrial Buildings | Standard | TRUE | 4783 | 96.6 | 49.6 | 23 | 0.884 |  |  | 5 | 72000 | 41492 |  |  | NotYetVerified |  | 3 | 4800 | 97 | 49.6 |  |  | 3500 | 85
P00000CQK | Eaton (formerly Cooper Lighting) | Metalux | SNLED-LD1-52-LW-UNV-L850-CD1-U | Indoor Luminaires | High-Bay | Low-Bay Luminaires for Commercial and Industrial Buildings | Standard | TRUE | 5506.4 | 103.26 | 53.32 |  |  | 4979 | 86.6 | 5 | 72000 | 41492 |  |  | NotYetVerified |  | 3 | 5200 | 98 | 53.1 |  |  | 5000 | 85
P00000CQJ | Eaton (formerly Cooper Lighting) | Metalux | SNLED-LD1-52-LW-UNV-L835-CD1-U | Indoor Luminaires | High-Bay | Low-Bay Luminaires for Commercial and Industrial Buildings | Standard | TRUE | 5266.1 | 98.8 | 53.31 |  |  | 3422 | 85.7 | 5 | 72000 | 41492 |  |  | NotYetVerified |  | 3 | 5200 | 98 | 53.1 |  |  | 3500 | 85
P00000CQQ | Eaton (formerly Cooper Lighting) | Metalux | [blank]-SNLED-LD1-61-[Voltages include 120V through 277V]-[All Options]-L850-CD1-U | Indoor Luminaires | High-Bay | Low-Bay Luminaires for Commercial and Industrial Buildings | Standard | FALSE | [9 empty] | 41492 |  |  | NotYetVerified |  | 3 | 6100 | 114.44 | 53.3 |  |  | 5000 | 85
P00000CQW | Eaton (formerly Cooper Lighting) | Metalux | [blank]-SNLED-LD1-57-LC-[Voltages include 120V through 277V]-[All Options]-L850-CD1-U | Indoor Luminaires | High-Bay | Low-Bay Luminaires for Commercial and Industrial Buildings | Standard | FALSE | [9 empty] | 41492 |  |  | NotYetVerified |  | 3 | 5700 | 106.9 | 53.3 |  |  | 5000 | 85
P00000CR2 | Eaton (formerly Cooper Lighting) | Metalux | [blank]-SNLED-LD1-56-LN-[Voltages include 120V through 277V]-[All Options]-L850-CD1-U | Indoor Luminaires | High-Bay | Low-Bay Luminaires for Commercial and Industrial Buildings | Standard | FALSE | [9 empty] | 41492 |  |  | NotYetVerified |  | 3 | 5600 | 105.3 | 53.2 |  |  | 5000 | 85
P00000CR5 | Eaton (formerly Cooper Lighting) | Metalux | [blank]-SNLED-LD1-52-LW-[Voltages include 120V through 277V]-[All Options]-L850-CD1-U | Indoor Luminaires | High-Bay | Low-Bay Luminaires for Commercial and Industrial Buildings | Standard | FALSE | [9 empty] | 41492 |  |  | NotYetVerified |  | 3 | 5200 | 97.9 | 53.1 |  |  | 5000 | 85
P00000CQN | Eaton (formerly Cooper Lighting) | Metalux | [blank]-SNLED-LD1-50-[Voltages include 120V through 277V]-[All Options]-L850-CD1-U | Indoor Luminaires | High-Bay | Low-Bay Luminaires for Commercial and Industrial Buildings | Standard | FALSE | [9 empty] | 41492 |  |  | NotYetVerified |  | 3 | 5000 | 100.4 | 49.8 |  |  | 5000 | 85
P00000CQT | Eaton (formerly Cooper Lighting) | Metalux | [blank]-SNLED-LD1-49-LC-[Voltages include 120V through 277V]-[All Options]-L850-CD1-U | Indoor Luminaires | High-Bay | Low-Bay Luminaires for Commercial and Industrial Buildings | Standard | FALSE | [9 empty] | 41492 |  |  | NotYetVerified |  | 3 | 4900 | 98.8 | 49.6 |  |  | 5000 | 85
P00000CQZ | Eaton (formerly Cooper Lighting) | Metalux | [blank]-SNLED-LD1-48-LN-[Voltages include 120V through 277V]-[All Options]-L850-CD1-U | Indoor Luminaires | High-Bay | Low-Bay Luminaires for Commercial and Industrial Buildings | Standard | FALSE | [9 empty] | 41492 |  |  | NotYetVerified |  | 3 | 4800 | 96.7 | 49.6 |  |  | 5000 | 85
P00000CQP | Eaton (formerly Cooper Lighting) | Metalux | [blank]-SNLED-LD1-61-[Voltages include 120V through 277V]-[All Options]-L840-CD1-U | Indoor Luminaires | High-Bay | Low-Bay Luminaires for Commercial and Industrial Buildings | Standard | FALSE | [9 empty] | 41492 |  |  | NotYetVerified |  | 3 | 6100 | 114.44 | 53.3 |  |  | 4000 | 85
P00000CQV | Eaton (formerly Cooper Lighting) | Metalux | [blank]-SNLED-LD1-57-LC-[Voltages include 120V through 277V]-[All Options]-L840-CD1-U | Indoor Luminaires | High-Bay | Low-Bay Luminaires for Commercial and Industrial Buildings | Standard | FALSE | [9 empty] | 41492 |  |  | NotYetVerified |  | 3 | 5700 | 106.9 | 53.3 |  |  | 4000 | 85
P00000CR1 | Eaton (formerly Cooper Lighting) | Metalux | [blank]-SNLED-LD1-56-LN-[Voltages include 120V through 277V]-[All Options]-L840-CD1-U | Indoor Luminaires | High-Bay | Low-Bay Luminaires for Commercial and Industrial Buildings | Standard | FALSE | [9 empty] | 41492 |  |  | NotYetVerified |  | 3 | 5600 | 105.3 | 53.2 |  |  | 4000 | 85
P00000CR4 | Eaton (formerly Cooper Lighting) | Metalux | [blank]-SNLED-LD1-52-LW-[Voltages include 120V through 277V]-[All Options]-L840-CD1-U | Indoor Luminaires | High-Bay | Low-Bay Luminaires for Commercial and Industrial Buildings | Standard | FALSE | [9 empty] | 41492 |  |  | NotYetVerified |  | 3 | 5200 | 97.9 | 53.1 |  |  | 4000 | 85
P00000CQM | Eaton (formerly Cooper Lighting) | Metalux | [blank]-SNLED-LD1-50-[Voltages include 120V through 277V]-[All Options]-L840-CD1-U | Indoor Luminaires | High-Bay | Low-Bay Luminaires for Commercial and Industrial Buildings | Standard | FALSE | [9 empty] | 41492 |  |  | NotYetVerified |  | 3 | 5000 | 100.4 | 49.8 |  |  | 4000 | 85
P00000CQS | Eaton (formerly Cooper Lighting) | Metalux | [blank]-SNLED-LD1-49-LC-[Voltages include 120V through 277V]-[All Options]-L840-CD1-U | Indoor Luminaires | High-Bay | Low-Bay Luminaires for Commercial and Industrial Buildings | Standard | FALSE | [9 empty] | 41492 |  |  | NotYetVerified |  | 3 | 4900 | 98.8 | 49.6 |  |  | 4000 | 85
P00000CQY | Eaton (formerly Cooper Lighting) | Metalux | [blank]-SNLED-LD1-48-LN-[Voltages include 120V through 277V]-[All Options]-L840-CD1-U | Indoor Luminaires | High-Bay | Low-Bay Luminaires for Commercial and Industrial Buildings | Standard | FALSE | [9 empty] | 41492 |  |  | NotYetVerified |  | 3 | 4800 | 96.7 | 49.6 |  |  | 4000 | 85
P00000CQO | Eaton (formerly Cooper Lighting) | Metalux | [blank]-SNLED-LD1-61-[Voltages include 120V through 277V]-[All Options]-L835-CD1-U | Indoor Luminaires | High-Bay | Low-Bay Luminaires for Commercial and Industrial Buildings | Standard | FALSE | [9 empty] | 41492 |  |  | NotYetVerified |  | 3 | 6100 | 114.44 | 53.3 |  |  | 3500 | 85
P00000CQU | Eaton (formerly Cooper Lighting) | Metalux | [blank]-SNLED-LD1-57-LC-[Voltages include 120V through 277V]-[All Options]-L835-CD1-U | Indoor Luminaires | High-Bay | Low-Bay Luminaires for Commercial and Industrial Buildings | Standard | FALSE | [9 empty] | 41492 |  |  | NotYetVerified |  | 3 | 5700 | 106.9 | 53.3 |  |  | 3500 | 85
P00000CR0 | Eaton (formerly Cooper Lighting) | Metalux | [blank]-SNLED-LD1-56-LN-[Voltages include 120V through 277V]-[All Options]-L835-CD1-U | Indoor Luminaires | High-Bay | Low-Bay Luminaires for Commercial and Industrial Buildings | Standard | FALSE | [9 empty] | 41492 |  |  | NotYetVerified |  | 3 | 5600 | 105.3 | 53.2 |  |  | 3500 | 85
P00000CR3 | Eaton (formerly Cooper Lighting) | Metalux | [blank]-SNLED-LD1-52-LW-[Voltages include 120V through 277V]-[All Options]-L835-CD1-U | Indoor Luminaires | High-Bay | Low-Bay Luminaires for Commercial and Industrial Buildings | Standard | FALSE | [9 empty] | 41492 |  |  | NotYetVerified |  | 3 | 5200 | 97.9 | 53.1 |  |  | 3500 | 85
P00000CQL | Eaton (formerly Cooper Lighting) | Metalux | [blank]-SNLED-LD1-50-[Voltages include 120V through 277V]-[All Options]-L835-CD1-U | Indoor Luminaires | High-Bay | Low-Bay Luminaires for Commercial and Industrial Buildings | Standard | FALSE | [9 empty] | 41492 |  |  | NotYetVerified |  | 3 | 5000 | 100.4 | 49.8 |  |  | 3500 | 85
P00000CQR | Eaton (formerly Cooper Lighting) | Metalux | [blank]-SNLED-LD1-49-LC-[Voltages include 120V through 277V]-[All Options]-L835-CD1-U | Indoor Luminaires | High-Bay | Low-Bay Luminaires for Commercial and Industrial Buildings | Standard | FALSE | [9 empty] | 41492 |  |  | NotYetVerified |  | 3 | 4900 | 98.8 | 49.6 |  |  | 3500 | 85
P00000CQX | Eaton (formerly Cooper Lighting) | Metalux | [blank]-SNLED-LD1-48-LN-[Voltages include 120V through 277V]-[All Options]-L835-CD1-U | Indoor Luminaires | High-Bay | Low-Bay Luminaires for Commercial and Industrial Buildings | Standard | FALSE | [9 empty] | 41492 |  |  | NotYetVerified |  | 3 | 4800 | 96.7 | 49.6 |  |  | 3500 | 85
P000016PU | Precision Paragon [P2] | precision Paragon [P2] | VTL-1X4-HL-F-U1-40K | Indoor Luminaires | High-Bay | High-Bay Luminaires for Commercial and Industrial Buildings | Standard | TRUE | 9351.4 | 96.76 | 96.65 | 8.7 | 0.9581 | 3970 | 83.3 | 5 | 51000 | 41488 |  |  | NotYetVerified |  | 3 | 9351 | 97 | 96 |  |  | 4000 | 80
P000016PV | Precision Paragon [P2] | precision Paragon [P2] | VTL-1X4-HL-DM-UL1-40K | Indoor Luminaires | High-Bay | High-Bay Luminaires for Commercial and Industrial Buildings | Standard | FALSE | [9 empty] | 41488 |  |  | NotYetVerified |  | 3 | 9351 | 97 | 96 |  |  | 4000 | 80
P00001B6H | Titan LED Inc. | Titan LED | 3300-ON72 | Indoor Luminaires | High-Bay | High-Bay Luminaires for Commercial and Industrial Buildings | Standard | TRUE | 11656 | 80.1 | 145.6 | 9.1 | 0.97 | 5135 | 69 | 5 | 35000 | 41487 |  |  | NotYetVerified |  | 3 |  |  | 160 |  | 0.95
P000005UM | LR4 Modular Systems Inc. | Modular LED Systems | MSLB-2-0202-2-X-ACXXX | Indoor Luminaires | High-Bay | High-Bay Luminaires for Commercial and Industrial Buildings | Standard | TRUE | 15870 | 85.13 | 186.41 | 15.3 | 0.9314 | 5258 | 72 | 5 |  | 41487 |  |  | NotYetVerified |  | 3 | 16000 |  | 189 |  |  | 5000 | 70
P000005UN | LR4 Modular Systems Inc. | Modular LED Systems | MSLB-2-0202-1-X-ACXXX | Indoor Luminaires | High-Bay | High-Bay Luminaires for Commercial and Industrial Buildings | Standard | TRUE | 15724 | 84.83 | 185.35 | 15.3 | 0.9314 | 5128 | 72 | 5 |  | 41487 |  |  | NotYetVerified |  | 3 | 16000 |  | 189 |  |  | 5000 | 70
P00001EDE | Shenzhen Yaorong Technology Co.Ltd | YAORONG | YR-IS270-W200 | Indoor Luminaires | High-Bay | High-Bay Luminaires for Commercial and Industrial Buildings | Standard | TRUE | 16069 | 86.3 | 186.19 | 12.2 | 0.935 | 5500 | 75 | 5 | 35000 | 41486 |  |  | NotYetVerified |  | 3 | 15895 |  | 187 |  | 0.93 | 5700 | 70
P00001EDD | Shenzhen Yaorong Technology Co.Ltd | YAORONG | YR-IS270-W170 | Indoor Luminaires | High-Bay | High-Bay Luminaires for Commercial and Industrial Buildings | Standard | TRUE | 14137 | 82.89 | 170.56 | 12.9 | 0.923 | 5518 | 74 | 5 | 35000 | 41486 |  |  | NotYetVerified |  | 3 | 13940 |  | 170 |  | 0.93 | 5700 | 70
P00001EDC | Shenzhen Yaorong Technology Co.Ltd | YAORONG | YR-IS270-W130 | Indoor Luminaires | High-Bay | High-Bay Luminaires for Commercial and Industrial Buildings | Standard | TRUE | 10913 | 81.23 | 134.35 | 18.2 | 0.899 | 5634 | 76 | 5 | 35000 | 41486 |  |  | NotYetVerified |  | 3 | 10660 |  | 130 |  | 0.93 | 5700 | 70
P000002KR | Acuity Brands Lighting | Holophane | HLH 6L N1 SD125 MVOLT LP750 | Indoor Luminaires | High-Bay | Low-Bay Luminaires for Commercial and Industrial Buildings | Standard | TRUE | 6383 | 89.75 | 71.12 | 6.69 | 0.98 | 4953 | 75 | 5 | 60000 | 41484 |  |  | NotYetVerified |  | 3 | 6000 | 82 | 73 |  |  | 5000 | 70
P000002KW | Acuity Brands Lighting | Holophane | PLED2 12L 5K L5 | Indoor Luminaires | High-Bay | High-Bay Luminaires for Commercial and Industrial Buildings | Standard | TRUE | 11710 | 90.72 | 129.08 | 14 | 0.94 | 4877 | 74 | 5 | 60000 | 41484 |  |  | NotYetVerified |  | 3 | 12104 | 94 | 129 |  |  | 5000 | 70
P000002KU | Acuity Brands Lighting | Holophane | PLED2 15L 4K L5 | Indoor Luminaires | High-Bay | High-Bay Luminaires for Commercial and Industrial Buildings | Standard | TRUE | 14240 | 90.3 | 157.69 | 14 | 0.94 | 3848 | 75 | 5 | 60000 | 41484 |  |  | NotYetVerified |  | 3 | 14486 | 88 | 165 |  |  | 4000 | 70
P000002KT | Acuity Brands Lighting | Holophane | PLED2 12L 4K L5 | Indoor Luminaires | High-Bay | High-Bay Luminaires for Commercial and Industrial Buildings | Standard | TRUE | 11190 | 90.72 | 123.35 | 14 | 0.94 | 3858 | 75 | 5 | 60000 | 41484 |  |  | NotYetVerified |  | 3 | 11567 | 90 | 129 |  |  | 4000 | 70
P000010XF | MaxLite Inc | MaxLite | BLHP160UD1813M50 | Indoor Luminaires | High-Bay | High-Bay Luminaires for Commercial and Industrial Buildings | Standard | TRUE | 13430 | 83.2 | 161.3 | 13.5 | 0.92 | 4983 | 73 | 5 | 50000 | 41484 |  |  | NotYetVerified |  | 3
P000010XG | MaxLite Inc | MaxLite | BLHP200UD2113M50 | Indoor Luminaires | High-Bay | High-Bay Luminaires for Commercial and Industrial Buildings | Standard | TRUE | 15869 | 78.3 | 202.6 | 13.3 | 0.92 | 5035 | 74 | 5 | 50000 | 41484 |  |  | NotYetVerified |  | 3
P000010XH | MaxLite Inc | MaxLite | BLHP130UD1513M50 | Indoor Luminaires | High-Bay | High-Bay Luminaires for Commercial and Industrial Buildings | Standard | TRUE | 10797 | 82.7 | 130.6 | 14.1 | 0.92 | 4696 | 73 | 5 | 50000 | 41484 |  |  | NotYetVerified |  | 3 | 10400 | 80 | 130 |  | 0.95 | 5000 | 72
P000002KY | Acuity Brands Lighting | Holophane | PLED2 18L 5K L5 | Indoor Luminaires | High-Bay | High-Bay Luminaires for Commercial and Industrial Buildings | Standard | FALSE | [9 empty] | 41484 | Not Yet Verified | Not Yet Verified | NotYetVerified |  | 3 | 18104 | 93 | 195 |  |  | 5000 | 70
P000002KX | Acuity Brands Lighting | Holophane | PLED2 15L 5K L5 | Indoor Luminaires | High-Bay | High-Bay Luminaires for Commercial and Industrial Buildings | Standard | FALSE | [9 empty] | 41484 | Not Yet Verified | Not Yet Verified | NotYetVerified |  | 3 | 15159 | 92 | 165 |  |  | 5000 | 70
P000002KS | Acuity Brands Lighting | Holophane | PTN 6000L MD LP750 | Indoor Luminaires | High-Bay | Low-Bay Luminaires for Commercial and Industrial Buildings | Standard | FALSE | [9 empty] | 41484 | Not Yet Verified | Not Yet Verified | NotYetVerified |  | 3 | 6000 | 82 | 73 |  |  | 5000 | 70
P000002KV | Acuity Brands Lighting | Holophane | PLED2 18L 4K L5 | Indoor Luminaires | High-Bay | High-Bay Luminaires for Commercial and Industrial Buildings | Standard | FALSE | [9 empty] | 41484 | Not Yet Verified | Not Yet Verified | NotYetVerified |  | 3 | 17301 | 89 | 195 |  |  | 4000 | 70
P000018M9 | SCS Lighting Solutions Inc. | SCS Lighting Solutions Inc. | SCS-HB150-0120 | Indoor Luminaires | High-Bay | High-Bay Luminaires for Commercial and Industrial Buildings | Standard | TRUE | 14082.7 | 95.27 | 147.82 | 12 | 0.9346 | 4879 | 68 | 5 | 50000 | 41481 |  |  | NotYetVerified |  | 3 | 14100 |  | 150 |  | 0.99 | 5000
P000018M8 | SCS Lighting Solutions Inc. | SCS Lighting Solutions Inc. | SCS-HB200-0120 | Indoor Luminaires | High-Bay | High-Bay Luminaires for Commercial and Industrial Buildings | Standard | TRUE | 17678.72 | 85.34 | 207.15 | 17.1 | 0.9236 | 4985 | 68.1 | 5 | 50000 | 41481 |  |  | NotYetVerified |  | 3 | 17700 |  | 205 |  | 0.99 | 5000
P00001BW5 | Vision Engineering | Vision Engineering | VHB1-160W-277-40K-90D-XX-WH-XX - 120V | Indoor Luminaires | High-Bay | High-Bay Luminaires for Commercial and Industrial Buildings | Standard | TRUE | 14975 | 101.83 | 147.07 | 6 | 1 | 3968 | 74 | 5 |  | 41477 |  |  | NotYetVerified |  | 3 | 16000 | 100 | 160 |  |  | 4000
P00001BW6 | Vision Engineering | Vision Engineering | VHB1-160W-277-50K-90D-XX-WH-XX - 120V | Indoor Luminaires | High-Bay | High-Bay Luminaires for Commercial and Industrial Buildings | Standard | FALSE | [9 empty] | 41477 |  |  | NotYetVerified |  | 3 | 16000 | 100 | 160 |  |  | 5000
P00001BW4 | Vision Engineering | Vision Engineering | VHB1-320W-277V-50K-90D-XX-WH-XX | Indoor Luminaires | High-Bay | High-Bay Luminaires for Commercial and Industrial Buildings | Standard | TRUE | 29329 | 97.82 | 299.82 | 6 | 0.9682 | 5712 | 72 | 5 |  | 41474 |  |  | NotYetVerified |  | 3 | 30000 | 94 | 320 |  |  | 5000
P00000NXX | Cree Inc. | Cree CAN-EDG Luminaire | CAN-EDG-PS-xx-12-D-UL-xx-525-40K-xxx | Indoor Luminaires | High-Bay | High-Bay Luminaires for Commercial and Industrial Buildings | Standard | TRUE | 18227 | 91.9 | 198.32 | 11.03 | 0.942 | 3916 | 74 | 10 | 51000 | 41474 |  |  | NotYetVerified | XCL*A12D*UC7* | 3 | 17424 | 85 | 204 |  | 0.9 | 4000 | 70
P00000NXY | Cree Inc. | Cree CAN-EDG Luminaire | CAN-EDG-40-xx-12-D-UL-xx-525-40K-xxx | Indoor Luminaires | High-Bay | High-Bay Luminaires for Commercial and Industrial Buildings | Standard | TRUE | 17345 | 86.7 | 199.98 | 10.49 | 0.942 | 3957 | 74 | 10 | 51000 | 41474 |  |  | NotYetVerified | XCL*D12D*UC7* | 3 | 17045 | 84 | 204 |  | 0.9 | 4000 | 70
P00000QEZ | Eaton's Crouse-Hinds Business | Industrial High Bay | IHB13L2A/UNV1 | Indoor Luminaires | High-Bay | High-Bay Luminaires for Commercial and Industrial Buildings | Standard | TRUE | 13940 | 99.1 | 140.6 | 12.3 | 0.95 | 5082 | 72 | 5 | 60000 | 41470 |  |  | NotYetVerified |  | 3 | 13940 | 99 | 141 |  | 0.95 | 5000 | 70
P000019DD | SLP Lighting | Citadel 2 LED | CT2-LED-M-DIRA-FR50-Fortimo-840-1RLV1-55W3K9X2 (4000) | Indoor Luminaires | High-Bay | Low-Bay Luminaires for Commercial and Industrial Buildings | Standard | TRUE | 7355 | 91.8 | 80.089 | 18.286 | 0.9091 | 4026 | 83.4 | 5 | 50000 | 41470 |  |  | NotYetVerified |  | 3 | 7355 | 91.8 | 80 | 20 | 0.9 | 4000 | 83.4
P00000RD8 | Excellence Opto Inc. | Excellence Opto | EBL-A-A02-CN-060-40-M | Indoor Luminaires | High-Bay | High-Bay Luminaires for Commercial and Industrial Buildings | Standard | TRUE | 12126 | 81.4 | 149 | 9.96 | 0.984 | 4083 | 72.8 | 5 | 50000 | 41467 |  |  | NotYetVerified |  | 3 | 11200 | 80 | 140 |  | 0.9 | 4000 | 70
P00000RCP | Excellence Opto Inc. | e-lite star | EBL-A-A02-AN-060-40-M | Indoor Luminaires | High-Bay | High-Bay Aisle Luminaires | Standard | TRUE | 11720 | 78.5 | 149.3 | 9.96 | 0.984 | 4079 | 72.8 | 5 |  | 41467 |  |  | NotYetVerified |  | 3 | 11200 | 80 | 140 |  | 0.9 | 4000 | 70
P00000RCW | Excellence Opto Inc. | e-lite star | EBL-A-A01-AN-100-40-L | Indoor Luminaires | High-Bay | High-Bay Aisle Luminaires | Standard | TRUE | 18909 | 80.6 | 234.6 | 10.8 | 0.968 | 4066 | 73.4 | 5 |  | 41467 |  |  | NotYetVerified |  | 3 | 18800 | 82 | 230 |  | 0.9 | 4000 | 70
P00000RD7 | Excellence Opto Inc. | Excellence Opto | EBL-A-A01-CN-060-40-M | Indoor Luminaires | High-Bay | High-Bay Luminaires for Commercial and Industrial Buildings | Standard | TRUE | 11933 | 82.4 | 144.9 | 10.8 | 0.968 | 4083 | 72.8 | 5 | 50000 | 41467 |  |  | NotYetVerified |  | 3 | 11200 | 80 | 140 |  | 0.9 | 4000 | 70
P00000RCO | Excellence Opto Inc. | e-lite star | EBL-A-A01-AN-060-40-M | Indoor Luminaires | High-Bay | High-Bay Aisle Luminaires | Standard | TRUE | 11400 | 78.4 | 145.4 | 10.8 | 0.968 | 4079 | 72.8 | 5 |  | 41467 |  |  | NotYetVerified |  | 3 | 11200 | 80 | 140 |  | 0.9 | 4000 | 70
P00000RDM | Excellence Opto Inc. | Excellence Opto | EBL-A-A02-CN-120-50-L | Indoor Luminaires | High-Bay | High-Bay Luminaires for Commercial and Industrial Buildings | Standard | FALSE | [9 empty] | 41467 |  |  | NotYetVerified |  | 3 | 24200 | 88 | 275 |  | 0.9 | 5000 | 70
P00000RDL | Excellence Opto Inc. | Excellence Opto | EBL-A-A01-CN-120-50-L | Indoor Luminaires | High-Bay | High-Bay Luminaires for Commercial and Industrial Buildings | Standard | FALSE | [9 empty] | 41467 |  |  | NotYetVerified |  | 3 | 24200 | 88 | 275 |  | 0.9 | 5000 | 70
P00000RD3 | Excellence Opto Inc. | e-lite star | EBL-A-A02-AN-120-50-L | Indoor Luminaires | High-Bay | High-Bay Aisle Luminaires | Standard | FALSE | [9 empty] | 41467 |  |  | NotYetVerified |  | 3 | 24200 | 88 | 275 |  | 0.9 | 5000 | 70
P00000RD2 | Excellence Opto Inc. | e-lite star | EBL-A-A01-AN-120-50-L | Indoor Luminaires | High-Bay | High-Bay Aisle Luminaires | Standard | FALSE | [9 empty] | 41467 |  |  | NotYetVerified |  | 3 | 24200 | 88 | 275 |  | 0.9 | 5000 | 70
P00000RDK | Excellence Opto Inc. | Excellence Opto | EBL-A-A02-CN-100-50-L | Indoor Luminaires | High-Bay | High-Bay Luminaires for Commercial and Industrial Buildings | Standard | FALSE | [9 empty] | 41467 |  |  | NotYetVerified |  | 3 | 20300 | 88 | 230 |  | 0.9 | 5000 | 70
P00000RDJ | Excellence Opto Inc. | Excellence Opto | EBL-A-A01-CN-100-50-L | Indoor Luminaires | High-Bay | High-Bay Luminaires for Commercial and Industrial Buildings | Standard | FALSE | [9 empty] | 41467 |  |  | NotYetVerified |  | 3 | 20300 | 88 | 230 |  | 0.9 | 5000 | 70
P00000RD1 | Excellence Opto Inc. | e-lite star | EBL-A-A02-AN-100-50-L | Indoor Luminaires | High-Bay | High-Bay Aisle Luminaires | Standard | FALSE | [9 empty] | 41467 |  |  | NotYetVerified |  | 3 | 20300 | 88 | 230 |  | 0.9 | 5000 | 70
P00000RD0 | Excellence Opto Inc. | e-lite star | EBL-A-A01-AN-100-50-L | Indoor Luminaires | High-Bay | High-Bay Aisle Luminaires | Standard | FALSE | [9 empty] | 41467 |  |  | NotYetVerified |  | 3 | 20300 | 88 | 230 |  | 0.9 | 5000 | 70
P00000RDE | Excellence Opto Inc. | Excellence Opto | EBL-A-A02-CN-080-50-M | Indoor Luminaires | High-Bay | High-Bay Luminaires for Commercial and Industrial Buildings | Standard | FALSE | [9 empty] | 41467 |  |  | NotYetVerified |  | 3 | 16200 | 85 | 190 |  | 0.9 | 5000 | 70
P00000RDD | Excellence Opto Inc. | Excellence Opto | EBL-A-A01-CN-080-50-M | Indoor Luminaires | High-Bay | High-Bay Luminaires for Commercial and Industrial Buildings | Standard | FALSE | [9 empty] | 41467 |  |  | NotYetVerified |  | 3 | 16200 | 85 | 190 |  | 0.9 | 5000 | 70
P00000RCV | Excellence Opto Inc. | e-lite star | EBL-A-A02-AN-080-50-M | Indoor Luminaires | High-Bay | High-Bay Aisle Luminaires | Standard | FALSE | [9 empty] | 41467 |  |  | NotYetVerified |  | 3 | 16200 | 85 | 190 |  | 0.9 | 5000 | 70
P00000RCU | Excellence Opto Inc. | e-lite star | EBL-A-A01-AN-080-50-M | Indoor Luminaires | High-Bay | High-Bay Aisle Luminaires | Standard | FALSE | [9 empty] | 41467 |  |  | NotYetVerified |  | 3 | 16200 | 85 | 190 |  | 0.9 | 5000 | 70
P00000RDC | Excellence Opto Inc. | Excellence Opto | EBL-A-A02-CN-060-50-M | Indoor Luminaires | High-Bay | High-Bay Luminaires for Commercial and Industrial Buildings | Standard | FALSE | [9 empty] | 41467 |  |  | NotYetVerified |  | 3 | 12000 | 85 | 140 |  | 0.9 | 5000 | 70
P00000RDB | Excellence Opto Inc. | Excellence Opto | EBL-A-A01-CN-060-50-M | Indoor Luminaires | High-Bay | High-Bay Luminaires for Commercial and Industrial Buildings | Standard | FALSE | [9 empty] | 41467 |  |  | NotYetVerified |  | 3 | 12000 | 85 | 140 |  | 0.9 | 5000 | 70
P00000RCT | Excellence Opto Inc. | e-lite star | EBL-A-A02-AN-060-50-M | Indoor Luminaires | High-Bay | High-Bay Aisle Luminaires | Standard | FALSE | [9 empty] | 41467 |  |  | NotYetVerified |  | 3 | 12000 | 85 | 140 |  | 0.9 | 5000 | 70
P00000RCS | Excellence Opto Inc. | e-lite star | EBL-A-A01-AN-060-50-M | Indoor Luminaires | High-Bay | High-Bay Aisle Luminaires | Standard | FALSE | [9 empty] | 41467 |  |  | NotYetVerified |  | 3 | 12000 | 85 | 140 |  | 0.9 | 5000 | 70
P00000RDI | Excellence Opto Inc. | Excellence Opto | EBL-A-A02-CN-120-40-L | Indoor Luminaires | High-Bay | High-Bay Luminaires for Commercial and Industrial Buildings | Standard | FALSE | [9 empty] | 41467 |  |  | NotYetVerified |  | 3 | 22500 | 82 | 275 |  | 0.9 | 4000 | 70
P00000RDH | Excellence Opto Inc. | Excellence Opto | EBL-A-A01-CN-120-40-L | Indoor Luminaires | High-Bay | High-Bay Luminaires for Commercial and Industrial Buildings | Standard | FALSE | [9 empty] | 41467 |  |  | NotYetVerified |  | 3 | 22500 | 82 | 275 |  | 0.9 | 4000 | 70
P00000RCZ | Excellence Opto Inc. | e-lite star | EBL-A-A02-AN-120-40-L | Indoor Luminaires | High-Bay | High-Bay Aisle Luminaires | Standard | FALSE | [9 empty] | 41467 |  |  | NotYetVerified |  | 3 | 22500 | 82 | 275 |  | 0.9 | 4000 | 70
P00000RCY | Excellence Opto Inc. | e-lite star | EBL-A-A01-AN-120-40-L | Indoor Luminaires | High-Bay | High-Bay Aisle Luminaires | Standard | FALSE | [9 empty] | 41467 |  |  | NotYetVerified |  | 3 | 22500 | 82 | 275 |  | 0.9 | 4000 | 70
P00000RDG | Excellence Opto Inc. | Excellence Opto | EBL-A-A02-CN-100-40-L | Indoor Luminaires | High-Bay | High-Bay Luminaires for Commercial and Industrial Buildings | Standard | FALSE | [9 empty] | 41467 |  |  | NotYetVerified |  | 3 | 18800 | 82 | 230 |  | 0.9 | 4000 | 70
P00000RDF | Excellence Opto Inc. | Excellence Opto | EBL-A-A01-CN-100-40-L | Indoor Luminaires | High-Bay | High-Bay Luminaires for Commercial and Industrial Buildings | Standard | FALSE | [9 empty] | 41467 |  |  | NotYetVerified |  | 3 | 18800 | 82 | 230 |  | 0.9 | 4000 | 70
P00000RCX | Excellence Opto Inc. | e-lite star | EBL-A-A02-AN-100-40-L | Indoor Luminaires | High-Bay | High-Bay Aisle Luminaires | Standard | FALSE | [9 empty] | 41467 |  |  | NotYetVerified |  | 3 | 18800 | 82 | 230 |  | 0.9 | 4000 | 70
P00000RDA | Excellence Opto Inc. | Excellence Opto | EBL-A-A02-CN-080-40-M | Indoor Luminaires | High-Bay | High-Bay Luminaires for Commercial and Industrial Buildings | Standard | FALSE | [9 empty] | 41467 |  |  | NotYetVerified |  | 3 | 15200 | 80 | 190 |  | 0.9 | 4000 | 70
P00000RD9 | Excellence Opto Inc. | Excellence Opto | EBL-A-A01-CN-080-40-M | Indoor Luminaires | High-Bay | High-Bay Luminaires for Commercial and Industrial Buildings | Standard | FALSE | [9 empty] | 41467 |  |  | NotYetVerified |  | 3 | 15200 | 80 | 190 |  | 0.9 | 4000 | 70
P00000RCR | Excellence Opto Inc. | e-lite star | EBL-A-A02-AN-080-40-M | Indoor Luminaires | High-Bay | High-Bay Aisle Luminaires | Standard | FALSE | [9 empty] | 41467 |  |  | NotYetVerified |  | 3 | 15200 | 80 | 190 |  | 0.9 | 4000 | 70
P00000RCQ | Excellence Opto Inc. | e-lite star | EBL-A-A01-AN-080-40-M | Indoor Luminaires | High-Bay | High-Bay Aisle Luminaires | Standard | FALSE | [9 empty] | 41467 |  |  | NotYetVerified |  | 3 | 15200 | 80 | 190 |  | 0.9 | 4000 | 70
P000012D6 | Orion Energy Systems Inc | Orion | LEDE87A4XX | Indoor Luminaires | High-Bay | High-Bay Luminaires for Commercial and Industrial Buildings | Standard | TRUE | 13960 | 96.18 | 145.15 | 9.426 | 0.9491 | 5021 | 75 | 5 |  | 41466 |  |  | NotYetVerified |  | 3
P00000WM3 | Industrial Lighting Products | Industrial Lighting Products | HB-100WLED-UNIV-5000K-FRL-N-XXXXX | Indoor Luminaires | High-Bay | High-Bay Luminaires for Commercial and Industrial Buildings | Standard | TRUE | 11230 | 104 | 107.6 | 12.9 | 0.947 | 5220 | 86 | 5 | 90000 | 41465 |  |  | NotYetVerified |  | 3 | 12420 | 115 | 107.7 |  |  | 5000 | 86
P00000WM5 | Industrial Lighting Products | Industrial Lighting Products | HB-100WLED-UNIV-5000K-N-XXXXX | Indoor Luminaires | High-Bay | High-Bay Luminaires for Commercial and Industrial Buildings | Standard | FALSE | [9 empty] | 41465 |  |  | NotYetVerified |  | 3 | 12420 | 115 | 107.7 |  |  | 5000 | 86
P00000WM4 | Industrial Lighting Products | Industrial Lighting Products | HB-100WLED-UNIV-5000K-FRL-XXXXX | Indoor Luminaires | High-Bay | High-Bay Luminaires for Commercial and Industrial Buildings | Standard | FALSE | [9 empty] | 41465 |  |  | NotYetVerified |  | 3 | 12420 | 115 | 107.7 |  |  | 5000 | 86
P000010EU | LSI Industries | LSI Industries | EG3 4 S LED HO CW UE | Indoor Luminaires | High-Bay | Low-Bay Luminaires for Commercial and Industrial Buildings | Standard | TRUE | 6050 | 107 | 56.6 | 15.5 | 0.925 | 4845 | 68 | 5 | 186000 | 41458 |  |  | NotYetVerified |  | 3 | 6050 | 106 | 57 |  | 0.9 | 5300 | 80
P00000QBU | DONGGUAN KINGSUN OPTOELECTRONIC CO. LTD | Kingsun | BY1J1136S1002 | Indoor Luminaires | High-Bay | High-Bay Luminaires for Commercial and Industrial Buildings | Standard | TRUE | 13359 | 86.62 | 154.2 | 7.93 | 0.9742 | 5155 | 76.4 | 5 | 50000 | 41456 |  |  | NotYetVerified |  | 3 |  | 88 | 150 |  |  | 5000 | 75
P00000Q49 | Dialight | Durosite | HBLCMP | Indoor Luminaires | High-Bay | High-Bay Luminaires for Commercial and Industrial Buildings | Standard | TRUE | 15058 | 82.51 | 182.2 | 9.03 | 0.95 | 5169 | 76.1 | 5 | 100000 | 41456 |  |  | NotYetVerified |  | 3 |  |  |  |  | 0.9 | 5650 | 70
P00001DZV | Zenaro Lighting of America | Zenaro Lighting | ZBL-HBP-150-47-XXX-IDS | Indoor Luminaires | High-Bay | High-Bay Luminaires for Commercial and Industrial Buildings | Standard | TRUE | 12302 | 81.19 | 151.52 | 10.13 | 0.952 | 4905 | 80 | 5 | 50000 | 41452 |  |  | NotYetVerified |  | 3 |  |  | 150 |  |  | 4700
P00001DZS | Zenaro Lighting of America | Zenaro Lighting | ZBL-HBP-200-47-XXX-IDS | Indoor Luminaires | High-Bay | High-Bay Luminaires for Commercial and Industrial Buildings | Standard | TRUE | 15795 | 79.51 | 198.66 | 17.83 | 0.946 | 5084 | 78 | 5 | 50000 | 41452 |  |  | NotYetVerified |  | 3 | 16000 | 80 | 200 |  | 0.95 | 4700 | 80
P00001DZU | Zenaro Lighting of America | Zenaro Lighting | ZBL-HBP-200-55-XXX-IDS | Indoor Luminaires | High-Bay | High-Bay Luminaires for Commercial and Industrial Buildings | Standard | FALSE | [9 empty] | 41452 |  |  | NotYetVerified |  | 3 | 16000 | 80 | 200 |  | 0.95 | 5500 | 80
P00001DZT | Zenaro Lighting of America | Zenaro Lighting | ZBL-HBP-200-50-XXX-IDS | Indoor Luminaires | High-Bay | High-Bay Luminaires for Commercial and Industrial Buildings | Standard | FALSE | [9 empty] | 41452 |  |  | NotYetVerified |  | 3 | 16000 | 80 | 200 |  | 0.95 | 5000 | 80
P00000Q26 | Dialight | Durosite | HB0N4* | Indoor Luminaires | High-Bay | High-Bay Luminaires for Commercial and Industrial Buildings | Standard | TRUE | 12458 | 85.74 | 145.3 | 13.87 | 0.957 | 4061 | 74 | 5 | 100000 | 41451 |  |  | NotYetVerified |  | 3
P00000Q3T | Dialight | Durosite | HBDGC4* | Indoor Luminaires | High-Bay | High-Bay Luminaires for Commercial and Industrial Buildings | Standard | FALSE | [9 empty] | 41451 |  |  | NotYetVerified |  | 3 | 14499 | 90.06 | 161 |  | 0.9 | 5650 | 70
P00000Q3H | Dialight | Durosite | HBGC1* | Indoor Luminaires | High-Bay | High-Bay Luminaires for Commercial and Industrial Buildings | Standard | FALSE | [9 empty] | 41451 |  |  | NotYetVerified |  | 3 | 14499 | 90.06 | 161 |  | 0.9 | 5650 | 70
P00000Q3B | Dialight | Durosite | HBGC4* | Indoor Luminaires | High-Bay | High-Bay Luminaires for Commercial and Industrial Buildings | Standard | FALSE | [9 empty] | 41451 |  |  | NotYetVerified |  | 3 | 14499 | 90.06 | 161 |  | 0.9 | 5650 | 70
P00000Q3D | Dialight | Durosite | HB1C1* | Indoor Luminaires | High-Bay | High-Bay Luminaires for Commercial and Industrial Buildings | Standard | FALSE | [9 empty] | 41451 |  |  | NotYetVerified |  | 3 | 13630 | 84.66 | 161 |  | 0.9 | 5650 | 70
P00000Q37 | Dialight | Durosite | HB1C4* | Indoor Luminaires | High-Bay | High-Bay Luminaires for Commercial and Industrial Buildings | Standard | FALSE | [9 empty] | 41451 |  |  | NotYetVerified |  | 3 | 13630 | 84.66 | 161 |  | 0.9 | 5650 | 70
P00000Q3Q | Dialight | Durosite | HBD2C4* | Indoor Luminaires | High-Bay | High-Bay Luminaires for Commercial and Industrial Buildings | Standard | FALSE | [9 empty] | 41451 |  |  | NotYetVerified |  | 3 | 12905 | 80.16 | 161 |  | 0.9 | 5650 | 70
P00000Q3G | Dialight | Durosite | HBLC1* | Indoor Luminaires | High-Bay | High-Bay Luminaires for Commercial and Industrial Buildings | Standard | FALSE | [9 empty] | 41451 |  |  | NotYetVerified |  | 3 | 12905 | 80.16 | 161 |  | 0.9 | 5650 | 70
P00000Q3E | Dialight | Durosite | HB2C1* | Indoor Luminaires | High-Bay | High-Bay Luminaires for Commercial and Industrial Buildings | Standard | FALSE | [9 empty] | 41451 |  |  | NotYetVerified |  | 3 | 12905 | 80.16 | 161 |  | 0.9 | 5650 | 70
P00000Q3A | Dialight | Durosite | HBLC4* | Indoor Luminaires | High-Bay | High-Bay Luminaires for Commercial and Industrial Buildings | Standard | FALSE | [9 empty] | 41451 |  |  | NotYetVerified |  | 3 | 12905 | 80.16 | 161 |  | 0.9 | 5650 | 70
P00000Q38 | Dialight | Durosite | HB2C4* | Indoor Luminaires | High-Bay | High-Bay Luminaires for Commercial and Industrial Buildings | Standard | FALSE | [9 empty] | 41451 |  |  | NotYetVerified |  | 3 | 12905 | 80.16 | 161 |  | 0.9 | 5650 | 70
P00000Q3F | Dialight | Durosite | HB5C1* | Indoor Luminaires | High-Bay | High-Bay Luminaires for Commercial and Industrial Buildings | Standard | FALSE | [9 empty] | 41451 |  |  | NotYetVerified |  | 3 | 12759 | 79.25 | 161 |  | 0.9 | 5650 | 70
P00000Q39 | Dialight | Durosite | HB5C4* | Indoor Luminaires | High-Bay | High-Bay Luminaires for Commercial and Industrial Buildings | Standard | FALSE | [9 empty] | 41451 |  |  | NotYetVerified |  | 3 | 12759 | 79.25 | 161 |  | 0.9 | 5650 | 70
P00000Q2H | Dialight | Durosite | HBGN1* | Indoor Luminaires | High-Bay | High-Bay Luminaires for Commercial and Industrial Buildings | Standard | FALSE | [9 empty] | 41451 |  |  | NotYetVerified |  | 3 | 14499 | 90.06 | 161 |  | 0.9 | 4300 | 70
P00000Q2T | Dialight | Durosite | HBDGN4* | Indoor Luminaires | High-Bay | High-Bay Luminaires for Commercial and Industrial Buildings | Standard | FALSE | [9 empty] | 41451 |  |  | NotYetVerified |  | 3 | 14178 | 88.89 | 159.9 |  | 0.9 | 4300 | 70
P00000Q2B | Dialight | Durosite | HBGN4* | Indoor Luminaires | High-Bay | High-Bay Luminaires for Commercial and Industrial Buildings | Standard | FALSE | [9 empty] | 41451 |  |  | NotYetVerified |  | 3 | 14178 | 88.89 | 159.9 |  | 0.9 | 4300 | 70
P00000Q2D | Dialight | Durosite | HB1N1* | Indoor Luminaires | High-Bay | High-Bay Luminaires for Commercial and Industrial Buildings | Standard | FALSE | [9 empty] | 41451 |  |  | NotYetVerified |  | 3 | 13630 | 84.66 | 161 |  | 0.9 | 4300 | 70
P00000Q27 | Dialight | Durosite | HB1N4* | Indoor Luminaires | High-Bay | High-Bay Luminaires for Commercial and Industrial Buildings | Standard | FALSE | [9 empty] | 41451 |  |  | NotYetVerified |  | 3 | 13327 | 82.78 | 161 |  | 0.9 | 4300 | 70
P00000Q2E | Dialight | Durosite | HB2N1* | Indoor Luminaires | High-Bay | High-Bay Luminaires for Commercial and Industrial Buildings | Standard | FALSE | [9 empty] | 41451 |  |  | NotYetVerified |  | 3 | 12978 | 80.61 | 161 |  | 0.9 | 4300 | 70
P00000Q2G | Dialight | Durosite | HBLN1* | Indoor Luminaires | High-Bay | High-Bay Luminaires for Commercial and Industrial Buildings | Standard | FALSE | [9 empty] | 41451 |  |  | NotYetVerified |  | 3 | 12905 | 80.16 | 161 |  | 0.9 | 4300 | 70
P00000Q2A | Dialight | Durosite | HBLN4* | Indoor Luminaires | High-Bay | High-Bay Luminaires for Commercial and Industrial Buildings | Standard | FALSE | [9 empty] | 41451 |  |  | NotYetVerified |  | 3 | 12871 | 80.34 | 160.2 |  | 0.9 | 4300 | 70
P00000Q29 | Dialight | Durosite | HB5N4* | Indoor Luminaires | High-Bay | High-Bay Luminaires for Commercial and Industrial Buildings | Standard | FALSE | [9 empty] | 41451 |  |  | NotYetVerified |  | 3 | 12799 | 79.5 | 161 |  | 0.9 | 4300 | 70
P00000Q2F | Dialight | Durosite | HB5N1* | Indoor Luminaires | High-Bay | High-Bay Luminaires for Commercial and Industrial Buildings | Standard | FALSE | [9 empty] | 41451 |  |  | NotYetVerified |  | 3 | 12759 | 79.25 | 161 |  | 0.9 | 4300 | 70
P00000Q2Q | Dialight | Durosite | HBD2N4* | Indoor Luminaires | High-Bay | High-Bay Luminaires for Commercial and Industrial Buildings | Standard | FALSE | [9 empty] | 41451 |  |  | NotYetVerified |  | 3 | 12618 | 78.37 | 161 |  | 0.9 | 4300 | 70
P00000Q28 | Dialight | Durosite | HB2N4* | Indoor Luminaires | High-Bay | High-Bay Luminaires for Commercial and Industrial Buildings | Standard | FALSE | [9 empty] | 41451 |  |  | NotYetVerified |  | 3 | 12618 | 78.37 | 161 |  | 0.9 | 4300 | 70
P00000WM1 | Industrial Lighting Products | Industrial Lighting Products | HB-100WLED-UNIV-5000K-[All options except -FRL -N -N-FRL] | Indoor Luminaires | High-Bay | High-Bay Luminaires for Commercial and Industrial Buildings | Standard | TRUE | 12420 | 115 | 107.7 | 12.9 | 0.947 | 5158 | 86 | 5 | 90000 | 41450 |  |  | NotYetVerified |  | 3 | 12420 | 115 | 107.7 |  |  | 5000 | 86
P000019AQ | SimplyLEDs | ANELLO | CLG-200-C-AP | Indoor Luminaires | High-Bay | High-Bay Luminaires for Commercial and Industrial Buildings | Standard | TRUE | 14865 | 77.9 | 190.6 | 12.12 | 0.894 | 5099 | 75 | 5 | 115000 | 41450 |  |  | NotYetVerified |  | 3 | 14865 | 78 | 191 |  | 0.9 | 5000 | 75
P00000WM2 | Industrial Lighting Products | Industrial Lighting Products | WTPG4-70WLED-UNIV-5000K-RAFL | Indoor Luminaires | High-Bay | Low-Bay Luminaires for Commercial and Industrial Buildings | Standard | TRUE | 6952 | 94.2 | 73.77 | 14.1 | 0.972 | 5191 | 87.2 | 5 | 85000 | 41449 |  |  | NotYetVerified |  | 3 | 6952 | 94.2 | 73.77 |  |  | 5000 | 87.2
P000010UV | Maxgreen LED Ltd. | Maxgreen LED | MG-MFL-70 | Indoor Luminaires | High-Bay | Low-Bay Luminaires for Commercial and Industrial Buildings | Standard | TRUE | 5437 | 77.6 | 70.06 | 13.8 | 0.969 | 5807 | 77 | 5 |  | 41449 |  |  | NotYetVerified |  | 3 | 5436.64 | 78 | 70.06 |  | 0.9
P000010XD | MaxLite Inc | MaxLite | BLHT160UAB4815 | Indoor Luminaires | High-Bay | High-Bay Luminaires for Commercial and Industrial Buildings | Standard | TRUE | 16169 | 103.6 | 156.7 | 14.8 | 0.9201 | 5610 | 88 | 5 | 89000 | 41445 |  |  | NotYetVerified |  | 3 | 16120 | 96 | 165 |  | 0.95 | 5500 | 70
P000010XE | MaxLite Inc | MaxLite | BLHT250UAB4820 | Indoor Luminaires | High-Bay | High-Bay Luminaires for Commercial and Industrial Buildings | Standard | TRUE | 21893 | 90.05 | 243.13 | 15.6 | 0.9068 | 5665 | 75 | 5 | 45000 | 41445 |  |  | NotYetVerified |  | 3 | 21890 | 80 | 243 |  | 0.95 | 5500 | 70
P00001HYG | Flex Lighting Solutions | Flextronics | ES2-XECA-ABX-(A thru F) | Indoor Luminaires | High-Bay | High-Bay Luminaires for Commercial and Industrial Buildings | Standard | TRUE | 11340 | 99.7 | 113.7 | 13.3 | 0.945 | 3927 | 73.1 | 5 | 70000 | 41444 |  |  | NotYetVerified | ES2-(UL or CE)-4MS-40-BAFN-FP-XXX-( 120V thru 277V) | 3 | 11340 | 100 | 113 |  |  | 4000 | 73
P00001HYH | Flex Lighting Solutions | Flextronics | ES2-XFCA-ABX-(A thru F) | Indoor Luminaires | High-Bay | High-Bay Luminaires for Commercial and Industrial Buildings | Standard | TRUE | 16790 | 96.9 | 173.3 | 14.9 | 0.917 | 3915 | 72.9 | 5 | 70000 | 41444 |  |  | NotYetVerified | ES2-(UL or CE)-6MS-40-BAFN-FP-XXX-(120V thru 277V) | 3 | 16790 | 97 | 173 |  |  | 4000 | 72
P000010U0 | Lusio Solid State Lighting a division of LightWild | Lusio | LW-LUSIO-ES2-2MS-40-FP-BAFN-XXX | Indoor Luminaires | High-Bay | Low-Bay Luminaires for Commercial and Industrial Buildings | Standard | TRUE | 4853 | 80.37 | 60.38 | 16.04 | 0.87 | 3866 | 75 | 5 | 70000 | 41444 |  |  | NotYetVerified |  | 3 | 4300 | 72 | 60 |  | 0.9 | 3985 | 70
P000010U7 | Lusio Solid State Lighting a division of LightWild | Lusio | LW-LUSIO-ES2-2MS-50-CA-BAFN-XXX | Indoor Luminaires | High-Bay | Low-Bay Luminaires for Commercial and Industrial Buildings | Standard | FALSE | [9 empty] | 41444 |  |  | NotYetVerified |  | 3 | 5500 | 92 | 60 |  | 0.9 | 5200 | 70
P000010U3 | Lusio Solid State Lighting a division of LightWild | Lusio | LW-LUSIO-ES2-2MS-40-CA-BAFN-XXX | Indoor Luminaires | High-Bay | Low-Bay Luminaires for Commercial and Industrial Buildings | Standard | FALSE | [9 empty] | 41444 |  |  | NotYetVerified |  | 3 | 5400 | 90 | 60 |  | 0.9 | 3985 | 70
P000010U4 | Lusio Solid State Lighting a division of LightWild | Lusio | LW-LUSIO-ES2-2MS-40-CA-BAFY-XXX | Indoor Luminaires | High-Bay | Low-Bay Luminaires for Commercial and Industrial Buildings | Standard | FALSE | [9 empty] | 41444 |  |  | NotYetVerified |  | 3 | 5300 | 88 | 60 |  | 0.9 | 3985 | 70
P000005RX | Bravoled Lighting Manufacturing Co. Ltd. | Bravoled | BL-HB03-150W-347-5K | Indoor Luminaires | High-Bay | High-Bay Luminaires for Commercial and Industrial Buildings | Standard | TRUE | 12948 | 86.36 | 149.9 | 15.4 | 0.9749 | 5386 | 75 | 5 | 50000 | 41438 |  |  | NotYetVerified |  | 3 | 13000 | 82 | 158 |  | 0.95 | 5000 | 80
P0000069T | Cool Lumens | Cool HighBay | HB2011-03-50-3/40-20-xxxx-xxxx | Indoor Luminaires | High-Bay | High-Bay Luminaires for Commercial and Industrial Buildings | Standard | TRUE | 15789 | 97.08 | 162.64 | 18.2 | 0.8971 | 5132 | 71 | 5 | 50000 | 41438 |  |  | NotYetVerified |  | 3 | 15825 | 101 | 156 |  |  | 5000
P0000069W | Cool Lumens | Cool HighBay | HB2011-04-50-4/40-25-xxxx-xxxx | Indoor Luminaires | High-Bay | High-Bay Luminaires for Commercial and Industrial Buildings | Standard | FALSE | [9 empty] | 41438 |  |  | NotYetVerified |  | 3 | 21100 | 101 | 208 |  |  | 5000
P0000069V | Cool Lumens | Cool HighBay | HB2011-04-50-4/40-20-xxxx-xxxx | Indoor Luminaires | High-Bay | High-Bay Luminaires for Commercial and Industrial Buildings | Standard | FALSE | [9 empty] | 41438 |  |  | NotYetVerified |  | 3 | 21100 | 101 | 208 |  |  | 5000
P0000069U | Cool Lumens | Cool HighBay | HB2011-03-50-3/40-25-xxxx-xxxx | Indoor Luminaires | High-Bay | High-Bay Luminaires for Commercial and Industrial Buildings | Standard | FALSE | [9 empty] | 41438 |  |  | NotYetVerified |  | 3 | 15825 | 101 | 156 |  |  | 5000
P00001DYF | XtraLight Manufacturing Ltd. | XtraLight | LHBLED206200N5GUINXXXXXXWPP [ALL HOUSING COLORS] | Indoor Luminaires | High-Bay | High-Bay Luminaires for Commercial and Industrial Buildings | Standard | TRUE | 21158 | 110.6 | 191.27 | 5.7 | 0.9643 | 5156 | 77.07 | 5 | 100000 | 41437 |  |  | NotYetVerified |  | 3 | 21158 | 110 | 200 |  |  | 5200
P00001DYE | XtraLight Manufacturing Ltd. | XtraLight | LHBLED208200N5GUINXXXXXX[ALL HOUSING COLORS] | Indoor Luminaires | High-Bay | High-Bay Luminaires for Commercial and Industrial Buildings | Standard | TRUE | 17058 | 90.51 | 188.47 | 6 | 0.962 | 5182 | 72 | 5 | 100000 | 41437 |  |  | NotYetVerified |  | 3 | 17058 | 91 | 188 |  |  | 5200
P00001DYG | XtraLight Manufacturing Ltd. | XtraLight | LHBLED312300N5GUINXXXXXX[ALL HOUSING COLORS] | Indoor Luminaires | High-Bay | High-Bay Luminaires for Commercial and Industrial Buildings | Standard | TRUE | 25675 | 91.01 | 282.11 | 6.3 | 0.961 | 5238 | 73 | 5 | 100000 | 41437 |  |  | NotYetVerified |  | 3 | 25675 | 86 | 300 |  |  | 5200
P000011AK | Neptun Light Inc. | Neptun Light | LED-49-055-14-UNV-750 | Indoor Luminaires | High-Bay | Low-Bay Luminaires for Commercial and Industrial Buildings | Standard | TRUE | 5158.4 | 92.86 | 55.55 | 15.44 | 0.971 | 5245 | 70.8 | 5 | 50000 | 41436 |  |  | NotYetVerified |  | 3 | 5060 | 92 | 55 |  | 0.98 | 5000 | 70
P00000NXD | Cree Inc. | Cree CS18 | CS18-75L-35K-XXX | Indoor Luminaires | High-Bay | Low-Bay Luminaires for Commercial and Industrial Buildings | Standard | TRUE | 7608 | 100.77 | 75.5 | 15.4 | 0.947 | 3556 | 95 | 10 |  | 41436 |  |  | NotYetVerified |  | 3 | 7500 | 100 | 75 |  | 0.9 | 3500 | 90
P00000NXH | Cree Inc. | Cree CS18 | CS18-82LHE-35K-XXX | Indoor Luminaires | High-Bay | Low-Bay Luminaires for Commercial and Industrial Buildings | Standard | TRUE | 8337 | 115.74 | 72.03 | 15.78 | 0.945 | 3439 | 93 | 10 |  | 41436 |  |  | NotYetVerified |  | 3 | 8200 | 114 | 72 |  | 0.9 | 3500 | 90
P00000NXF | Cree Inc. | Cree CS18 | CS18-80LHE-35K-XXX | Indoor Luminaires | High-Bay | Low-Bay Luminaires for Commercial and Industrial Buildings | Standard | TRUE | 8160 | 119.05 | 68.54 | 16.43 | 0.939 | 3429 | 93 | 10 |  | 41436 |  |  | NotYetVerified |  | 3 | 8000 | 110 | 73 |  | 0.9 | 3500 | 90
P000011AQ | Neptun Light Inc. | Neptun Light | LED-49-135-24-UNV-750 | Indoor Luminaires | High-Bay | High-Bay Luminaires for Commercial and Industrial Buildings | Standard | TRUE | 11752 | 86.8 | 135.3 | 14.82 | 0.928 | 5247 | 70.7 | 5 | 50000 | 41436 |  |  | NotYetVerified |  | 3 | 11610 | 86 | 135 |  | 0.98 | 5000 | 70
P000011AP | Neptun Light Inc. | Neptun Light | LED-49-125-24-UNV-750 | Indoor Luminaires | High-Bay | High-Bay Luminaires for Commercial and Industrial Buildings | Standard | TRUE | 11285 | 89.99 | 125.3 | 15.98 | 0.92 | 5245 | 70.8 | 5 | 50000 | 41436 |  |  | NotYetVerified |  | 3 | 11125 | 89 | 125 |  | 0.98 | 5000 | 70
P000011AL | Neptun Light Inc. | Neptun Light | LED-49-120-18-UNV-750 | Indoor Luminaires | High-Bay | Low-Bay Luminaires for Commercial and Industrial Buildings | Standard | TRUE | 10192 | 84.52 | 120.5 | 20 | 0.89 | 5386 | 71.5 | 5 | 50000 | 41436 |  |  | NotYetVerified |  | 3 | 10080 | 84 | 120 |  | 0.98 | 5000 | 70
P000011AU | Neptun Light Inc. | Neptun Light | LED-49-200-28-UNV-750 | Indoor Luminaires | High-Bay | High-Bay Luminaires for Commercial and Industrial Buildings | Standard | FALSE | [9 empty] | 41436 |  |  | NotYetVerified |  | 3 | 17800 | 89 | 200 |  | 0.98 | 5000 | 70
P000011AT | Neptun Light Inc. | Neptun Light | LED-49-170-28-UNV-750 | Indoor Luminaires | High-Bay | High-Bay Luminaires for Commercial and Industrial Buildings | Standard | FALSE | [9 empty] | 41436 |  |  | NotYetVerified |  | 3 | 15640 | 92 | 170 |  | 0.98 | 5000 | 70
P000011AS | Neptun Light Inc. | Neptun Light | LED-49-155-28-UNV-750 | Indoor Luminaires | High-Bay | High-Bay Luminaires for Commercial and Industrial Buildings | Standard | FALSE | [9 empty] | 41436 |  |  | NotYetVerified |  | 3 | 13950 | 90 | 155 |  | 0.98 | 5000 | 70
P000011AR | Neptun Light Inc. | Neptun Light | LED-49-150-24-UNV-750 | Indoor Luminaires | High-Bay | High-Bay Luminaires for Commercial and Industrial Buildings | Standard | FALSE | [9 empty] | 41436 |  |  | NotYetVerified |  | 3 | 13050 | 87 | 150 |  | 0.98 | 5000 | 70
P000011AO | Neptun Light Inc. | Neptun Light | LED-49-100-18-UNV-750 | Indoor Luminaires | High-Bay | Low-Bay Luminaires for Commercial and Industrial Buildings | Standard | FALSE | [9 empty] | 41436 |  |  | NotYetVerified |  | 3 | 9900 | 99 | 100 |  | 0.98 | 5000 | 70
P000011AN | Neptun Light Inc. | Neptun Light | LED-49-075-18-UNV-750 | Indoor Luminaires | High-Bay | Low-Bay Luminaires for Commercial and Industrial Buildings | Standard | FALSE | [9 empty] | 41436 |  |  | NotYetVerified |  | 3 | 7875 | 105 | 75 |  | 0.98 | 5000 | 70
P000011AM | Neptun Light Inc. | Neptun Light | LED-49-070-14-UNV-750 | Indoor Luminaires | High-Bay | Low-Bay Luminaires for Commercial and Industrial Buildings | Standard | FALSE | [9 empty] | 41436 |  |  | NotYetVerified |  | 3 | 6300 | 90 | 70 |  | 0.98 | 5000 | 70
P00000NXI | Cree Inc. | Cree CS18 | CS18-82LHE-40K-XXX | Indoor Luminaires | High-Bay | Low-Bay Luminaires for Commercial and Industrial Buildings | Standard | FALSE | [9 empty] | 41436 |  |  | NotYetVerified |  | 3 | 8200 | 114 | 72 |  | 0.9 | 4000 | 90
P00000NXG | Cree Inc. | Cree CS18 | CS18-80LHE-40K-XXX | Indoor Luminaires | High-Bay | Low-Bay Luminaires for Commercial and Industrial Buildings | Standard | FALSE | [9 empty] | 41436 |  |  | NotYetVerified |  | 3 | 8000 | 110 | 73 |  | 0.9 | 4000 | 90
P00000NXE | Cree Inc. | Cree CS18 | CS18-75L-40K-XXX | Indoor Luminaires | High-Bay | Low-Bay Luminaires for Commercial and Industrial Buildings | Standard | FALSE | [9 empty] | 41436 |  |  | NotYetVerified |  | 3 | 7500 | 100 | 75 |  | 0.9 | 4000 | 90
P000002FT | Acuity Brands Lighting | Holophane | PHZ 24L 5K XX XX W | Indoor Luminaires | High-Bay | High-Bay Luminaires for Commercial and Industrial Buildings | Standard | TRUE | 25760 | 102.95 | 250.22 | 11.3 | 0.96 | 4896 | 73 | 5 | 60000 | 41432 |  |  | NotYetVerified |  | 3 | 25760 | 103 | 253 |  |  | 5000 | 70
P000002FQ | Acuity Brands Lighting | Holophane | PHZ 24L 4K XX XX W | Indoor Luminaires | High-Bay | High-Bay Luminaires for Commercial and Industrial Buildings | Standard | TRUE | 24660 | 97.16 | 253.8 | 11.3 | 0.96 | 3865 | 75 | 5 | 60000 | 41432 |  |  | NotYetVerified |  | 3 | 23909 | 103 | 253 |  |  | 4000 | 70
P000002FP | Acuity Brands Lighting | Holophane | PHZ 18L 4K XX XX W | Indoor Luminaires | High-Bay | High-Bay Luminaires for Commercial and Industrial Buildings | Standard | TRUE | 19180 | 100.68 | 190.5 | 12.3 | 0.94 | 4038 | 74 | 5 | 60000 | 41432 |  |  | NotYetVerified |  | 3 | 18228 | 86 | 190 |  |  | 4000 | 70
P000002FW | Acuity Brands Lighting | Holophane | PHZ 24L 5K XX XX N | Indoor Luminaires | High-Bay | High-Bay Luminaires for Commercial and Industrial Buildings | Standard | FALSE | [9 empty] | 41432 | Not Yet Verified | Not Yet Verified | NotYetVerified |  | 3 | 25207 | 101 | 253 |  |  | 5000 | 70
P000002FU | Acuity Brands Lighting | Holophane | PHZ 18L 5K XX XX N | Indoor Luminaires | High-Bay | High-Bay Luminaires for Commercial and Industrial Buildings | Standard | FALSE | [9 empty] | 41432 | Not Yet Verified | Not Yet Verified | NotYetVerified |  | 3 | 19855 | 104 | 190 |  |  | 5000 | 70
P000002FV | Acuity Brands Lighting | Holophane | PHZ 18L 5K XX XX W | Indoor Luminaires | High-Bay | High-Bay Luminaires for Commercial and Industrial Buildings | Standard | FALSE | [9 empty] | 41432 | Not Yet Verified | Not Yet Verified | NotYetVerified |  | 3 | 19639 | 103 | 190 |  |  | 5000 | 70
P000002FS | Acuity Brands Lighting | Holophane | PHZ 24L 4K XX XX N | Indoor Luminaires | High-Bay | High-Bay Luminaires for Commercial and Industrial Buildings | Standard | FALSE | [9 empty] | 41432 | Not Yet Verified | Not Yet Verified | NotYetVerified |  | 3 | 23396 | 93 | 253 |  |  | 4000 | 70
P000002FR | Acuity Brands Lighting | Holophane | PHZ 18L 4K XX XX N | Indoor Luminaires | High-Bay | High-Bay Luminaires for Commercial and Industrial Buildings | Standard | FALSE | [9 empty] | 41432 | Not Yet Verified | Not Yet Verified | NotYetVerified |  | 3 | 18428 | 97 | 190 |  |  | 4000 | 70
P000002JI | Acuity Brands Lighting | Lithonia Lighting | IBL 36L WD XX LP750 DLC | Indoor Luminaires | High-Bay | High-Bay Luminaires for Commercial and Industrial Buildings | Standard | TRUE | 36335 | 83.72 | 434 | 8.72 | 0.95 | 5249 | 76 | 5 | 60000 | 41431 |  |  | NotYetVerified |  | 3 | 36000 | 85 | 423 |  |  | 5000 | 70
P000002JA | Acuity Brands Lighting | Lithonia Lighting | IBL 36L ND SD125 XX LP740 DLC | Indoor Luminaires | High-Bay | High-Bay Luminaires for Commercial and Industrial Buildings | Standard | TRUE | 32851 | 78.24 | 419.9 | 8.72 | 0.95 | 4328 | 75 | 5 | 60000 | 41431 |  |  | NotYetVerified |  | 3 | 36000 | 85 | 423 |  |  | 4000 | 70
P000002JP | Acuity Brands Lighting | Lithonia Lighting | IBL 48L ND SD125 XX LP750 DLC | Indoor Luminaires | High-Bay | High-Bay Luminaires for Commercial and Industrial Buildings | Standard | FALSE | [9 empty] | 41431 | Not Yet Verified | Not Yet Verified | NotYetVerified |  | 3 | 48000 | 92 | 524 |  |  | 5000 | 70
P000002JO | Acuity Brands Lighting | Lithonia Lighting | IBL 48L ND XX LP750 DLC | Indoor Luminaires | High-Bay | High-Bay Luminaires for Commercial and Industrial Buildings | Standard | FALSE | [9 empty] | 41431 | Not Yet Verified | Not Yet Verified | NotYetVerified |  | 3 | 48000 | 92 | 524 |  |  | 5000 | 70
P000002JN | Acuity Brands Lighting | Lithonia Lighting | IBL 48L WD SD125 XX LP750 DLC | Indoor Luminaires | High-Bay | High-Bay Luminaires for Commercial and Industrial Buildings | Standard | FALSE | [9 empty] | 41431 | Not Yet Verified | Not Yet Verified | NotYetVerified |  | 3 | 48000 | 92 | 524 |  |  | 5000 | 70
P000002JM | Acuity Brands Lighting | Lithonia Lighting | IBL 48L WD XX LP750 DLC | Indoor Luminaires | High-Bay | High-Bay Luminaires for Commercial and Industrial Buildings | Standard | FALSE | [9 empty] | 41431 | Not Yet Verified | Not Yet Verified | NotYetVerified |  | 3 | 48000 | 92 | 524 |  |  | 5000 | 70
P000002JL | Acuity Brands Lighting | Lithonia Lighting | IBL 36L ND SD125 XX LP750 DLC | Indoor Luminaires | High-Bay | High-Bay Luminaires for Commercial and Industrial Buildings | Standard | FALSE | [9 empty] | 41431 | Not Yet Verified | Not Yet Verified | NotYetVerified |  | 3 | 36000 | 85 | 423 |  |  | 5000 | 70
P000002JK | Acuity Brands Lighting | Lithonia Lighting | IBL 36L ND XX LP750 DLC | Indoor Luminaires | High-Bay | High-Bay Luminaires for Commercial and Industrial Buildings | Standard | FALSE | [9 empty] | 41431 | Not Yet Verified | Not Yet Verified | NotYetVerified |  | 3 | 36000 | 85 | 423 |  |  | 5000 | 70
P000002JJ | Acuity Brands Lighting | Lithonia Lighting | IBL 36L WD SD125 XX LP750 DLC | Indoor Luminaires | High-Bay | High-Bay Luminaires for Commercial and Industrial Buildings | Standard | FALSE | [9 empty] | 41431 | Not Yet Verified | Not Yet Verified | NotYetVerified |  | 3 | 36000 | 85 | 423 |  |  | 5000 | 70
P000002JH | Acuity Brands Lighting | Lithonia Lighting | IBL 48L ND SD125 XX LP740 DLC | Indoor Luminaires | High-Bay | High-Bay Luminaires for Commercial and Industrial Buildings | Standard | FALSE | [9 empty] | 41431 | Not Yet Verified | Not Yet Verified | NotYetVerified |  | 3 | 48000 | 92 | 524 |  |  | 4000 | 70
P000002JG | Acuity Brands Lighting | Lithonia Lighting | IBL 48L ND XX LP740 DLC | Indoor Luminaires | High-Bay | High-Bay Luminaires for Commercial and Industrial Buildings | Standard | FALSE | [9 empty] | 41431 | Not Yet Verified | Not Yet Verified | NotYetVerified |  | 3 | 48000 | 92 | 524 |  |  | 4000 | 70
P000002JF | Acuity Brands Lighting | Lithonia Lighting | IBL 48L WD SD125 XX LP740 DLC | Indoor Luminaires | High-Bay | High-Bay Luminaires for Commercial and Industrial Buildings | Standard | FALSE | [9 empty] | 41431 | Not Yet Verified | Not Yet Verified | NotYetVerified |  | 3 | 48000 | 92 | 524 |  |  | 4000 | 70
P000002JE | Acuity Brands Lighting | Lithonia Lighting | IBL 48L WD XX LP740 DLC | Indoor Luminaires | High-Bay | High-Bay Luminaires for Commercial and Industrial Buildings | Standard | FALSE | [9 empty] | 41431 | Not Yet Verified | Not Yet Verified | NotYetVerified |  | 3 | 48000 | 92 | 524 |  |  | 4000 | 70
P000002JD | Acuity Brands Lighting | Lithonia Lighting | IBL 36L ND XX LP740 DLC | Indoor Luminaires | High-Bay | High-Bay Luminaires for Commercial and Industrial Buildings | Standard | FALSE | [9 empty] | 41431 | Not Yet Verified | Not Yet Verified | NotYetVerified |  | 3 | 36000 | 85 | 423 |  |  | 4000 | 70
P000002JC | Acuity Brands Lighting | Lithonia Lighting | IBL 36L WD SD125 XX LP740 DLC | Indoor Luminaires | High-Bay | High-Bay Luminaires for Commercial and Industrial Buildings | Standard | FALSE | [9 empty] | 41431 | Not Yet Verified | Not Yet Verified | NotYetVerified |  | 3 | 36000 | 85 | 423 |  |  | 4000 | 70
P000002JB | Acuity Brands Lighting | Lithonia Lighting | IBL 36L WD XX LP740 DLC | Indoor Luminaires | High-Bay | High-Bay Luminaires for Commercial and Industrial Buildings | Standard | FALSE | [9 empty] | 41431 | Not Yet Verified | Not Yet Verified | NotYetVerified |  | 3 | 36000 | 85 | 423 |  |  | 4000 | 70
P00001DRO | Vivid Leds Inc. | Excite High Bay Series | VVDLI100 | Indoor Luminaires | High-Bay | High-Bay Luminaires for Commercial and Industrial Buildings | Standard | TRUE | 11090 | 78 | 141.3 | 10.74 | 0.9057 | 5608 | 71 | 5 | 50000 | 41430 |  |  | NotYetVerified |  | 3 | 11090 | 78 | 150 |  | 0.99 | 5500 | 71
P00000R9B | Everlight | Zenaro | SL-Chloe/100277AC/Ap150B6T(UL)/ZN | Indoor Luminaires | High-Bay | High-Bay Luminaires for Commercial and Industrial Buildings | Standard | TRUE | 13422 | 95.9 | 140.22 | 13.23 | 0.9299 | 4060 | 87.2 | 5 | 36000 | 41429 |  |  | NotYetVerified |  | 3 |  | 70 | 150 |  | 0.95 | 4000 | 70
P00000Q4C | Dialight | Durosite | HLGC4KN-10YR | Indoor Luminaires | High-Bay | High-Bay Luminaires for Commercial and Industrial Buildings | Standard | TRUE | 24544 | 90.27 | 271.9 | 8.62 | 0.932 | 5285 | 76 | 5 | 100000 | 41425 |  |  | NotYetVerified |  | 3 | 25000 | 90 | 270 |  | 0.9 | 5000 | 70
P000005YI | Cireon LLC | Cireon | ON3-072-AG-AJ-AB | Indoor Luminaires | High-Bay | Low-Bay Luminaires for Commercial and Industrial Buildings | Standard | TRUE | 10585.99 | 93.83 | 112.82 | 9.6 | 0.951 | 5392 | 68 | 10 |  | 41424 |  |  | NotYetVerified |  | 3 |  |  |  |  | 0.95 | 5500 | 75
P000010U8 | Lusio Solid State Lighting a division of LightWild | Lusio | LW-LUSIO-WD-8M-NW-CLPC-347-480 | Indoor Luminaires | High-Bay | High-Bay Luminaires for Commercial and Industrial Buildings | Standard | TRUE | 21010 | 80.39 | 261.35 | 19.27 | 0.932 | 4014 | 76.8 | 5 | 60000 | 41424 |  |  | NotYetVerified |  | 3 | 10900 | 90.8 | 120 |  | 0.945 | 3985 | 70
P000010UJ | Lusio Solid State Lighting a division of LightWild | Lusio | LW-LUSIO-WD-6M-NW-CLPC-347-480 | Indoor Luminaires | High-Bay | High-Bay Luminaires for Commercial and Industrial Buildings | Standard | TRUE | 16220 | 83.55 | 194.13 | 18.49 | 0.909 | 3967 | 76.7 | 5 | 60000 | 41424 |  |  | NotYetVerified |  | 3 | 16200 | 90 | 180 |  | 0.931 | 3985 | 70
P000010UG | Lusio Solid State Lighting a division of LightWild | Lusio | LW-LUSIO-WD-8M-CW-CLAC-XXX | Indoor Luminaires | High-Bay | High-Bay Luminaires for Commercial and Industrial Buildings | Standard | FALSE | [9 empty] | 41424 |  |  | NotYetVerified |  | 3 | 22300 | 92.1 | 242 |  | 0.945 | 5200 | 70
P000010UH | Lusio Solid State Lighting a division of LightWild | Lusio | LW-LUSIO-WD-8M-CW-FRAC-XXX | Indoor Luminaires | High-Bay | High-Bay Luminaires for Commercial and Industrial Buildings | Standard | FALSE | [9 empty] | 41424 |  |  | NotYetVerified |  | 3 | 21800 | 90.1 | 242 |  | 0.945 | 5200 | 70
P000010UI | Lusio Solid State Lighting a division of LightWild | Lusio | LW-LUSIO-WD-8M-CW-CLPC-XXX | Indoor Luminaires | High-Bay | High-Bay Luminaires for Commercial and Industrial Buildings | Standard | FALSE | [9 empty] | 41424 |  |  | NotYetVerified |  | 3 | 21200 | 87.6 | 242 |  | 0.945 | 5200 | 70
P000010UN | Lusio Solid State Lighting a division of LightWild | Lusio | LW-LUSIO-WD-6M-CW-CLAC-XXX | Indoor Luminaires | High-Bay | High-Bay Luminaires for Commercial and Industrial Buildings | Standard | FALSE | [9 empty] | 41424 |  |  | NotYetVerified |  | 3 | 16900 | 93.9 | 180 |  | 0.931 | 5200 | 70
P000010UO | Lusio Solid State Lighting a division of LightWild | Lusio | LW-LUSIO-WD-6M-CW-FRAC-XXX | Indoor Luminaires | High-Bay | High-Bay Luminaires for Commercial and Industrial Buildings | Standard | FALSE | [9 empty] | 41424 |  |  | NotYetVerified |  | 3 | 16600 | 92.2 | 180 |  | 0.931 | 5200 | 70
P000010UP | Lusio Solid State Lighting a division of LightWild | Lusio | LW-LUSIO-WD-6M-CW-CLPC-XXX | Indoor Luminaires | High-Bay | High-Bay Luminaires for Commercial and Industrial Buildings | Standard | FALSE | [9 empty] | 41424 |  |  | NotYetVerified |  | 3 | 16300 | 90.6 | 180 |  | 0.931 | 5200 | 70
P000010UE | Lusio Solid State Lighting a division of LightWild | Lusio | LW-LUSIO-WD-4M-CW-FRAC-XXX | Indoor Luminaires | High-Bay | High-Bay Luminaires for Commercial and Industrial Buildings | Standard | FALSE | [9 empty] | 41424 |  |  | NotYetVerified |  | 3 | 11200 | 93.3 | 120 |  | 0.945 | 5200 | 70
P000010UF | Lusio Solid State Lighting a division of LightWild | Lusio | LW-LUSIO-WD-4M-CW-CLPC-XXX | Indoor Luminaires | High-Bay | High-Bay Luminaires for Commercial and Industrial Buildings | Standard | FALSE | [9 empty] | 41424 |  |  | NotYetVerified |  | 3 | 11000 | 91.7 | 120 |  | 0.945 | 5200 | 70
P000010UB | Lusio Solid State Lighting a division of LightWild | Lusio | LW-LUSIO-WD-8M-NW-CLAC-XXX | Indoor Luminaires | High-Bay | High-Bay Luminaires for Commercial and Industrial Buildings | Standard | FALSE | [9 empty] | 41424 |  |  | NotYetVerified |  | 3 | 22300 | 92.1 | 242 |  | 0.945 | 3985 | 70
P000010UC | Lusio Solid State Lighting a division of LightWild | Lusio | LW-LUSIO-WD-8M-NW-FRAC-XXX | Indoor Luminaires | High-Bay | High-Bay Luminaires for Commercial and Industrial Buildings | Standard | FALSE | [9 empty] | 41424 |  |  | NotYetVerified |  | 3 | 21800 | 90.1 | 242 |  | 0.945 | 3985 | 70
P000010UD | Lusio Solid State Lighting a division of LightWild | Lusio | LW-LUSIO-WD-8M-NW-CLPC-XXX | Indoor Luminaires | High-Bay | High-Bay Luminaires for Commercial and Industrial Buildings | Standard | FALSE | [9 empty] | 41424 |  |  | NotYetVerified |  | 3 | 21200 | 87.6 | 242 |  | 0.945 | 3985 | 70
P000010UL | Lusio Solid State Lighting a division of LightWild | Lusio | LW-LUSIO-WD-6M-NW-CLAC-XXX | Indoor Luminaires | High-Bay | High-Bay Luminaires for Commercial and Industrial Buildings | Standard | FALSE | [9 empty] | 41424 |  |  | NotYetVerified |  | 3 | 16900 | 93.9 | 180 |  | 0.931 | 3985 | 70
P000010UM | Lusio Solid State Lighting a division of LightWild | Lusio | LW-LUSIO-WD-6M-NW-FRAC-XXX | Indoor Luminaires | High-Bay | High-Bay Luminaires for Commercial and Industrial Buildings | Standard | FALSE | [9 empty] | 41424 |  |  | NotYetVerified |  | 3 | 16500 | 91.7 | 180 |  | 0.931 | 3985 | 70
P000010UK | Lusio Solid State Lighting a division of LightWild | Lusio | LW-LUSIO-WD-6M-NW-CLPC-XXX | Indoor Luminaires | High-Bay | High-Bay Luminaires for Commercial and Industrial Buildings | Standard | FALSE | [9 empty] | 41424 |  |  | NotYetVerified |  | 3 | 16200 | 90 | 180 |  | 0.931 | 3985 | 70
P000010U9 | Lusio Solid State Lighting a division of LightWild | Lusio | LW-LUSIO-WD-4M-NW-CLAC-XXX | Indoor Luminaires | High-Bay | High-Bay Luminaires for Commercial and Industrial Buildings | Standard | FALSE | [9 empty] | 41424 |  |  | NotYetVerified |  | 3 | 11300 | 94.2 | 120 |  | 0.945 | 3985 | 70
P000010UA | Lusio Solid State Lighting a division of LightWild | Lusio | LW-LUSIO-WD-4M-NW-FRAC-XXX | Indoor Luminaires | High-Bay | High-Bay Luminaires for Commercial and Industrial Buildings | Standard | FALSE | [9 empty] | 41424 |  |  | NotYetVerified |  | 3 | 11100 | 92.5 | 120 |  | 0.945 | 3985 | 70
P00000WLK | Industrial Lighting Products | Industrial Lighting Products | F10X-4.3-80WLED-UNIV-5000K-CHAN-[ALL OPTIONS EXCEPT SD480 FRLK] | Indoor Luminaires | High-Bay | Low-Bay Luminaires for Commercial and Industrial Buildings | Standard | TRUE | 7297 | 89.73 | 81.32 | 14.06 | 0.978 | 5165 | 71 | 5 | 71000 | 41422 |  |  | NotYetVerified | Placeholder X could be either 4 or 8Product only qualified with CHAN option | 3 | 7297 | 90 | 81.32 |  |  | 5000 | 70.7
P000010UU | Maxgreen LED Ltd. | Maxgreen LED | MG-XVL-1200 | Indoor Luminaires | High-Bay | Low-Bay Luminaires for Commercial and Industrial Buildings | Standard | TRUE | 5166 | 108.77 | 47.5 | 16.2 | 0.913 | 5030 | 82 | 5 |  | 41422 |  |  | NotYetVerified |  | 3 | 5166 | 108 | 47.5 |  | 0.9 |  | 80
P00000526 | ATG Electronics Corp. | ATG Electronics | HBCC15 | Indoor Luminaires | High-Bay | High-Bay Luminaires for Commercial and Industrial Buildings | Standard | TRUE | 13583.7 | 90.44 | 150.195 | 7.39 | 0.9442 | 5016 | 68.9 | 5 | 95000 | 41416 |  |  | NotYetVerified |  | 3 | 13500 | 90 | 150 | 10 | 0.95 | 5000 | 70
P00000WM0 | Industrial Lighting Products | Industrial Lighting Products | HB-400WLED-UNIV-XXXXX | Indoor Luminaires | High-Bay | High-Bay Luminaires for Commercial and Industrial Buildings | Standard | TRUE | 48707 | 110.3 | 442.9 | 13.86 | 0.935 | 5453 | 86.8 | 5 | 88000 | 41416 |  |  | NotYetVerified |  | 3 | 48707 | 110.3 | 442.9 |  | 0.935 | 5453 | 86.8
P0000114U | Most Brite International Co. LTD. | MOSTBRYTE | MBHB-200-347-5000 | Indoor Luminaires | High-Bay | High-Bay Luminaires for Commercial and Industrial Buildings | Standard | TRUE | 16268 | 79.01 | 205.89 | 15.29 | 0.982 | 4929 | 78 | 5 | 36300 | 41415 |  |  | NotYetVerified |  | 3 | 17000 | 80 | 200 |  | 0.95 | 5000 | 80
P0000114S | Most Brite International Co. LTD. | MOSTBRYTE | MBHB-150-277-4700 | Indoor Luminaires | High-Bay | High-Bay Luminaires for Commercial and Industrial Buildings | Standard | TRUE | 12302 | 81.19 | 151.52 | 10.13 | 0.952 | 4905 | 80 | 5 | 50000 | 41415 |  |  | NotYetVerified |  | 3 |  |  | 150 |  |  | 4700
P0000114Q | Most Brite International Co. LTD. | MOSTBRYTE | MBHB-200-277-4700 | Indoor Luminaires | High-Bay | High-Bay Luminaires for Commercial and Industrial Buildings | Standard | TRUE | 15795 | 79.51 | 198.66 | 17.83 | 0.946 | 5084 | 78 | 5 | 50000 | 41415 |  |  | NotYetVerified |  | 3 | 16000 | 80 | 200 |  | 0.95 | 4700 | 80
P00000ZB0 | LED Trail | LED Trail | 3080 (5300 K) | Indoor Luminaires | High-Bay | High-Bay Luminaires for Commercial and Industrial Buildings | Standard | TRUE | 22027 | 91.4 | 241 | 15.9 | 0.945 | 5274 | 75 | 5 | 50000 | 41415 |  |  | NotYetVerified |  | 3 |  | 85 | 240 |  | 0.95 | 5300 | 70
P00000ZAZ | LED Trail | LED Trail | 3070 (5300 K) | Indoor Luminaires | High-Bay | High-Bay Luminaires for Commercial and Industrial Buildings | Standard | TRUE | 19086 | 86.75 | 220 | 17.9 | 0.929 | 5287 | 75 | 5 | 50000 | 41415 |  |  | NotYetVerified |  | 3 |  | 85 | 200 |  | 0.95 | 5300 | 70
P00000ZAY | LED Trail | LED Trail | 3050 (5300 K) | Indoor Luminaires | High-Bay | High-Bay Luminaires for Commercial and Industrial Buildings | Standard | TRUE | 15499 | 86.46 | 169.5 | 11.8 | 0.928 | 5304 | 75 | 5 | 50000 | 41415 |  |  | NotYetVerified |  | 3 |  | 85 | 160 |  | 0.95 | 5300 | 70
P00000ZAX | LED Trail | LED Trail | 3030 (5300 K) | Indoor Luminaires | High-Bay | High-Bay Luminaires for Commercial and Industrial Buildings | Standard | TRUE | 11818 | 90.7 | 130.3 | 14.5 | 0.921 | 5279 | 75 | 5 | 50000 | 41415 |  |  | NotYetVerified |  | 3 |  | 85 | 120 |  | 0.95 | 5300 | 70
P0000114R | Most Brite International Co. LTD. | MOSTBRYTE | MBHB-200-277-5000 | Indoor Luminaires | High-Bay | High-Bay Luminaires for Commercial and Industrial Buildings | Standard | FALSE | [9 empty] | 41415 |  |  | NotYetVerified |  | 3 | 16000 | 80 | 200 |  | 0.95 | 5000 | 80
P0000186W | Samjin Lnd Co. Ltd. | SAMJIN | A2W5A-08430D1US% | Indoor Luminaires | High-Bay | High-Bay Luminaires for Commercial and Industrial Buildings | Standard | TRUE | 11040 | 132.45 | 83.35 | 14.2 | 0.8922 | 3085 | 83.68 | 5 | 50000 | 41411 |  |  | No | Product updated on 11/15/2016 | 3 | 11043 | 132.48 | 83.49 | 14.2 | 0.89 | 3085 | 83.68
P00001FCI | Energy Planning Associates | Envirobrite | FLL18 | Indoor Luminaires | High-Bay | Low-Bay Luminaires for Commercial and Industrial Buildings | Standard | TRUE | 7975 | 96.28 | 82.83 | 18.68 | 0.888 | 4993 | 84 | 5 | 50000 | 41411 |  |  | NotYetVerified |  | 3 | 7980 | 95 |  |  |  | 5000 | 80
P0000186X | Samjin Lnd Co. Ltd. | SAMJIN | A2W5A-08450D1US% | Indoor Luminaires | High-Bay | High-Bay Luminaires for Commercial and Industrial Buildings | Standard | FALSE | [9 empty] | 41411 |  |  | No | Product updated on 11/15/2016 | 3 | 11810 | 143.2 | 82.47 | 12.19 | 0.89 | 4930 | 82.54
P00000Q6Z | Digital Lumens | Digital Lumens | HLE-3-26 Narrow[277V ONLY] | Indoor Luminaires | High-Bay | High-Bay Aisle Luminaires | Standard | FALSE | [9 empty] | 41411 |  |  | NotYetVerified |  | 3 | 26000 | 98 | 270 |  | 0.9 | 5000 | 70
P00000Q6U | Digital Lumens | Digital Lumens | HLE-3-26 Wide[277V ONLY] | Indoor Luminaires | High-Bay | High-Bay Luminaires for Commercial and Industrial Buildings | Standard | FALSE | [9 empty] | 41411 |  |  | NotYetVerified |  | 4 | 26000 | 98 | 270 |  | 0.9 | 5000 | 70
P00000Q6S | Digital Lumens | Digital Lumens | HLE-3-26 Narrow[277V ONLY] | Indoor Luminaires | High-Bay | High-Bay Luminaires for Commercial and Industrial Buildings | Standard | FALSE | [9 empty] | 41411 |  |  | NotYetVerified |  | 4 | 26000 | 98 | 270 |  | 0.9 | 5000 | 70
P00000Q6X | Digital Lumens | Digital Lumens | HLE-3-18 Narrow[277V ONLY] | Indoor Luminaires | High-Bay | High-Bay Aisle Luminaires | Standard | FALSE | [9 empty] | 41411 |  |  | NotYetVerified |  | 3 | 18000 | 98 | 190 |  | 0.9 | 5000 | 70
P00000Q6T | Digital Lumens | Digital Lumens | HLE-3-18 Narrow[277V ONLY] | Indoor Luminaires | High-Bay | High-Bay Luminaires for Commercial and Industrial Buildings | Standard | FALSE | [9 empty] | 41411 |  |  | NotYetVerified |  | 4 | 18000 | 98 | 190 |  | 0.9 | 5000 | 70
P00000Q6M | Digital Lumens | Digital Lumens | HLE-3-18 Wide[277V ONLY] | Indoor Luminaires | High-Bay | High-Bay Luminaires for Commercial and Industrial Buildings | Standard | FALSE | [9 empty] | 41411 |  |  | NotYetVerified |  | 4 | 18000 | 98 | 190 |  | 0.9 | 5000 | 70
P00000Q6K | Digital Lumens | Digital Lumens | HLE-3-13 Narrow[277V ONLY] | Indoor Luminaires | High-Bay | High-Bay Aisle Luminaires | Standard | FALSE | [9 empty] | 41411 |  |  | NotYetVerified |  | 3 | 13000 | 94 | 140 |  | 0.9 | 5000 | 70
P00000Q6I | Digital Lumens | Digital Lumens | HLE-3-13 Narrow[277V ONLY] | Indoor Luminaires | High-Bay | High-Bay Luminaires for Commercial and Industrial Buildings | Standard | FALSE | [9 empty] | 41411 |  |  | NotYetVerified |  | 4 | 13000 | 94 | 140 |  | 0.9 | 5000 | 70
P00000Q6G | Digital Lumens | Digital Lumens | HLE-3-13 Wide[277V ONLY] | Indoor Luminaires | High-Bay | High-Bay Luminaires for Commercial and Industrial Buildings | Standard | FALSE | [9 empty] | 41411 |  |  | NotYetVerified |  | 4 | 13000 | 94 | 140 |  | 0.9 | 5000 | 70
P00000WW0 | Innovative Lighting LLC | Innovative Lighting | 785-5*26-1 | Indoor Luminaires | High-Bay | Low-Bay Luminaires for Commercial and Industrial Buildings | Standard | TRUE | 5125 | 101.28 | 50.21 | 18.9 | 0.877 | 5288 | 88 | 5 | 120000 | 41410 |  |  | NotYetVerified |  | 3 | 5125 | 102 | 50.21 |  |  | 5000 | 88.4
P00000R1J | Ephesus Lighting Inc. | Visium Series | VX-X-128-650-5-VL-56 | Indoor Luminaires | High-Bay | High-Bay Luminaires for Commercial and Industrial Buildings | Standard | TRUE | 26260 | 90.1 | 291.5 | 15.4 | 0.94 | 5575 | 69.7 | 5 | 116000 | 41409 |  |  | NotYetVerified |  | 3 | 27065 | 92 | 294 |  |  | 5700
P00000R1L | Ephesus Lighting Inc. | Visium Series | VX-X-128-650-5-VH[277-360V ONLY]-56 | Indoor Luminaires | High-Bay | High-Bay Luminaires for Commercial and Industrial Buildings | Standard | FALSE | [9 empty] | 41409 |  |  | NotYetVerified |  | 3 | 27065 | 92 | 294 |  |  | 5700
P00000WLZ | Industrial Lighting Products | Industrial Lighting Products | HB-400WLED-UNIV-FRL-XXXXX | Indoor Luminaires | High-Bay | High-Bay Luminaires for Commercial and Industrial Buildings | Standard | TRUE | 47077 | 106.6 | 441.5 | 14.02 | 0.936 | 5472 | 87 | 5 | 88000 | 41408 |  |  | NotYetVerified |  | 3 | 47077 | 106.6 | 441.5 |  | 0.936 | 5472 | 87
P000010MO | Lumax Systems LLC... | HiLumz | HLHB-150 | Indoor Luminaires | High-Bay | High-Bay Luminaires for Commercial and Industrial Buildings | Standard | TRUE | 11952 | 84.01 | 142.28 | 12.04 | 0.9477 | 5028 | 73 | 5 | 303000 | 41404 |  |  | NotYetVerified |  | 3 |  | 84 | 150 |  | 0.98 | 5000 | 73
P000010MP | Lumax Systems LLC... | HiLumz | HLHB-200 | Indoor Luminaires | High-Bay | High-Bay Luminaires for Commercial and Industrial Buildings | Standard | TRUE | 16642 | 81.06 | 205.3 | 14.16 | 0.9469 | 5468 | 75 | 5 | 109000 | 41404 |  |  | NotYetVerified |  | 3 |  | 81 | 200 |  | 0.98 | 5000 | 75
P00000R1H | Ephesus Lighting Inc. | Visium Series | VX-X-64-800-5-VL-56 | Indoor Luminaires | High-Bay | High-Bay Luminaires for Commercial and Industrial Buildings | Standard | TRUE | 15846 | 85.4 | 185.6 | 13.3 | 0.939 | 5591 | 70 | 5 | 96000 | 41403 |  |  | NotYetVerified |  | 3 | 15659 | 84 | 186
P00000R1G | Ephesus Lighting Inc. | Visium Series | VX-X-64-650-5-VL-56 | Indoor Luminaires | High-Bay | High-Bay Luminaires for Commercial and Industrial Buildings | Standard | TRUE | 12428 | 82 | 151.6 | 14.7 | 0.914 | 5592 | 70 | 5 | 116000 | 41403 |  |  | NotYetVerified |  | 3 | 13532 | 91 | 149
P00001B6F | Titan LED Inc. | Titan LED | 3600-ON144[277V ONLY] | Indoor Luminaires | High-Bay | High-Bay Luminaires for Commercial and Industrial Buildings | Standard | TRUE | 24094 | 81.1 | 297.1 | 9.97 | 0.966 | 5230 | 69 | 5 | 90000 | 41401 |  |  | NotYetVerified |  | 3 | 24094 | 80 | 300 |  | 0.97 | 5500 | 75
P00000UUU | Hubbell Lighting | Columbia Lighting | LLHP2-50L-A-XX-U-XXXX | Indoor Luminaires | High-Bay | High-Bay Aisle Luminaires | Standard | TRUE | 12729 | 90.2 | 141.1 | 13.4 | 0.913 | 4980 | 71 | 5 | 50000 | 41401 |  |  | NotYetVerified |  | 3 | 13000 |  |  |  |  | 5000 | 70
P00000UUK | Hubbell Lighting | Columbia Lighting | LLHP2-50L-A-XX-U-XXXX | Indoor Luminaires | High-Bay | High-Bay Luminaires for Commercial and Industrial Buildings | Standard | TRUE | 12729 | 90.2 | 141.1 | 13.4 | 0.913 | 4980 | 71 | 5 | 50000 | 41401 |  |  | NotYetVerified |  | 3 | 13000 |  |  |  |  | 5000 | 70
P00000UUQ | Hubbell Lighting | Columbia Lighting | LLHP2-40L-A-XX-U-XXXX | Indoor Luminaires | High-Bay | High-Bay Aisle Luminaires | Standard | TRUE | 12204 | 87.1 | 140 | 12.4 | 0.913 | 4138 | 75 | 5 | 50000 | 41401 |  |  | NotYetVerified |  | 3 | 13000 |  |  |  |  | 4000 | 70
P00000UUE | Hubbell Lighting | Columbia Lighting | LLHP2-40L-A-XX-U-XXXX | Indoor Luminaires | High-Bay | High-Bay Luminaires for Commercial and Industrial Buildings | Standard | TRUE | 12204 | 87.1 | 140 | 12.4 | 0.913 | 4138 | 75 | 5 | 50000 | 41401 |  |  | NotYetVerified |  | 3 | 13000 |  |  |  |  | 4000 | 70
P00000UUR | Hubbell Lighting | Columbia Lighting | LLHP2-40H-A-XX-U-XXXX | Indoor Luminaires | High-Bay | High-Bay Aisle Luminaires | Standard | TRUE | 23275 | 82.8 | 281.1 | 11.3 | 0.913 | 4145 | 75 | 5 | 50000 | 41401 |  |  | NotYetVerified |  | 3 | 24900 |  |  |  |  | 4000 | 70
P00000UUF | Hubbell Lighting | Columbia Lighting | LLHP2-40H-A-XX-U-XXXX | Indoor Luminaires | High-Bay | High-Bay Luminaires for Commercial and Industrial Buildings | Standard | TRUE | 23275 | 82.8 | 281.1 | 11.3 | 0.913 | 4145 | 75 | 5 | 50000 | 41401 |  |  | NotYetVerified |  | 3 | 24900 |  |  |  |  | 4000 | 70
P00000UUO | Hubbell Lighting | Columbia Lighting | LLHP2-50H-M-XX-U-XXXX | Indoor Luminaires | High-Bay | High-Bay Luminaires for Commercial and Industrial Buildings | Standard | FALSE | [9 empty] | 41401 |  |  | NotYetVerified |  | 3 | 27563 | 98.02 | 281.2 | 15.3 | 0.944 | 5000 | 70
P00000UUX | Hubbell Lighting | Columbia Lighting | LLHP2-50H-M-XX-U-XXXX | Indoor Luminaires | High-Bay | High-Bay Aisle Luminaires | Standard | FALSE | [9 empty] | 41401 |  |  | NotYetVerified |  | 3 | 27531.03 | 99.93 | 275.5 | 15.3 | 0.944 | 5000 | 70
P00000UUP | Hubbell Lighting | Columbia Lighting | LLHP2-50H-W-XX-U-XXXX | Indoor Luminaires | High-Bay | High-Bay Luminaires for Commercial and Industrial Buildings | Standard | FALSE | [9 empty] | 41401 |  |  | NotYetVerified |  | 3 | 27037 | 96.22 | 281 | 15.3 | 0.944 | 5000 | 70
P00000UUW | Hubbell Lighting | Columbia Lighting | LLHP2-50H-A-XX-U-XXXX | Indoor Luminaires | High-Bay | High-Bay Aisle Luminaires | Standard | FALSE | [9 empty] | 41401 |  |  | NotYetVerified |  | 3 | 24044.28 | 87.28 | 275.5 | 15.3 | 0.944 | 5000 | 70
P00000UUN | Hubbell Lighting | Columbia Lighting | LLHP2-50H-A-XX-U-XXXX | Indoor Luminaires | High-Bay | High-Bay Luminaires for Commercial and Industrial Buildings | Standard | FALSE | [9 empty] | 41401 |  |  | NotYetVerified |  | 3 | 24044.28 | 87.28 | 275.5 | 15.3 | 0.944 | 5000 | 70
P00000UUV | Hubbell Lighting | Columbia Lighting | LLHP2-50L-M-XX-U-XXXX | Indoor Luminaires | High-Bay | High-Bay Aisle Luminaires | Standard | FALSE | [9 empty] | 41401 |  |  | NotYetVerified |  | 3 | 14177.5 | 99.49 | 142.5 | 13.4 | 0.913 | 5000 | 70
P00000UUL | Hubbell Lighting | Columbia Lighting | LLHP2-50L-M-XX-U-XXXX | Indoor Luminaires | High-Bay | High-Bay Luminaires for Commercial and Industrial Buildings | Standard | FALSE | [9 empty] | 41401 |  |  | NotYetVerified |  | 3 | 14177.5 | 99.49 | 142.5 | 13.4 | 0.913 | 5000 | 70
P00000UUM | Hubbell Lighting | Columbia Lighting | LLHP2-50L-W-XX-U-XXXX | Indoor Luminaires | High-Bay | High-Bay Luminaires for Commercial and Industrial Buildings | Standard | FALSE | [9 empty] | 41401 |  |  | NotYetVerified |  | 3 | 13925 | 97.72 | 142.5 | 13.4 | 0.913 | 5000 | 70
P00000UUT | Hubbell Lighting | Columbia Lighting | LLHP2-40H-M-XX-U-XXXX | Indoor Luminaires | High-Bay | High-Bay Aisle Luminaires | Standard | FALSE | [9 empty] | 41401 |  |  | NotYetVerified |  | 3 | 26395.69 | 95.81 | 275.5 | 15.3 | 0.944 | 4000 | 70
P00000UUI | Hubbell Lighting | Columbia Lighting | LLHP2-40H-M-XX-U-XXXX | Indoor Luminaires | High-Bay | High-Bay Luminaires for Commercial and Industrial Buildings | Standard | FALSE | [9 empty] | 41401 |  |  | NotYetVerified |  | 3 | 26395.69 | 95.81 | 275.5 | 15.3 | 0.944 | 4000 | 70
P00000UUJ | Hubbell Lighting | Columbia Lighting | LLHP2-40H-W-XX-U-XXXX | Indoor Luminaires | High-Bay | High-Bay Luminaires for Commercial and Industrial Buildings | Standard | FALSE | [9 empty] | 41401 |  |  | NotYetVerified |  | 3 | 25874 | 92.08 | 281 | 15.3 | 0.944 | 4000 | 70
P00000UUS | Hubbell Lighting | Columbia Lighting | LLHP2-40L-M-XX-U-XXXX | Indoor Luminaires | High-Bay | High-Bay Aisle Luminaires | Standard | FALSE | [9 empty] | 41401 |  |  | NotYetVerified |  | 3 | 13592.52 | 95.39 | 142.5 | 13.4 | 0.913 | 4000 | 70
P00000UUG | Hubbell Lighting | Columbia Lighting | LLHP2-40L-M-XX-U-XXXX | Indoor Luminaires | High-Bay | High-Bay Luminaires for Commercial and Industrial Buildings | Standard | FALSE | [9 empty] | 41401 |  |  | NotYetVerified |  | 3 | 13592.52 | 95.39 | 142.5 | 13.4 | 0.913 | 4000 | 70
P00000UUH | Hubbell Lighting | Columbia Lighting | LLHP2-40L-W-XX-U-XXXX | Indoor Luminaires | High-Bay | High-Bay Luminaires for Commercial and Industrial Buildings | Standard | FALSE | [9 empty] | 41401 |  |  | NotYetVerified |  | 3 | 13326 | 93.52 | 142.5 | 13.4 | 0.913 | 4000 | 70
P000010SR | Lusio Solid State Lighting a division of LightWild | Lusio | LW-LUSIO-WD-4M-CW-CLAC-XXX | Indoor Luminaires | High-Bay | High-Bay Luminaires for Commercial and Industrial Buildings | Standard | TRUE | 11640 | 97.65 | 119.2 | 12.92 | 0.945 | 4988 | 77.2 | 5 | 60000 | 41397 |  |  | NotYetVerified |  | 3 | 11400 | 95 | 120 |  | 0.945 | 5200 | 70
P000010SS | Lusio Solid State Lighting a division of LightWild | Lusio | LW-LUSIO-WD-4M-NW-CLAC-120-277 | Indoor Luminaires | High-Bay | High-Bay Luminaires for Commercial and Industrial Buildings | Standard | TRUE | 10440 | 86.83 | 120.24 | 12.92 | 0.945 | 4004 | 77 | 5 | 60000 | 41397 |  |  | NotYetVerified |  | 3 | 10900 | 90.8 | 120 |  | 0.945 | 3985 | 70
P00000QAK | Dongbu Lightec | Lumidas-SL | SL200-KM-PFB(PF-S) | Indoor Luminaires | High-Bay | High-Bay Luminaires for Commercial and Industrial Buildings | Standard | TRUE | 19319 | 93 | 207.7 | 6.16 | 0.974 | 5488 | 77 | 5 | 50000 | 41395 |  |  | NotYetVerified |  | 3 | 19000 | 95 | 200 |  | 0.9 | 5700 | 75
P00000QAI | Dongbu Lightec | Lumidas-SL | SL150-KM-PFB(PS-S) | Indoor Luminaires | High-Bay | High-Bay Luminaires for Commercial and Industrial Buildings | Standard | TRUE | 13211 | 88.31 | 149.6 | 13.3 | 0.95 | 5553 | 75 | 5 | 50000 | 41395 |  |  | NotYetVerified |  | 3 | 14175 | 95 | 150 |  | 0.9 | 5700 | 75
P00000QAG | Dongbu Lightec | Lumidas-SL | SL120-UM-PFB(PS-S) | Indoor Luminaires | High-Bay | High-Bay Luminaires for Commercial and Industrial Buildings | Standard | TRUE | 10773 | 86.23 | 124.9 | 19.34 | 0.939 | 5507 | 78 | 5 | 50000 | 41395 |  |  | NotYetVerified |  | 3 | 11400 | 95 | 120 |  | 0.9 | 5700 | 75
P00000QAL | Dongbu Lightec | Lumidas-SL | SL200-KM-PFB(PW-S) | Indoor Luminaires | High-Bay | High-Bay Luminaires for Commercial and Industrial Buildings | Standard | FALSE | [9 empty] | 41395 |  |  | NotYetVerified |  | 3 | 19000 | 95 | 200 |  | 0.9 | 5700 | 75
P00000QAJ | Dongbu Lightec | Lumidas-SL | SL150-KM-PFB(PW-S) | Indoor Luminaires | High-Bay | High-Bay Luminaires for Commercial and Industrial Buildings | Standard | FALSE | [9 empty] | 41395 |  |  | NotYetVerified |  | 3 | 14175 | 95 | 150 |  | 0.9 | 5700 | 75
P00000QAH | Dongbu Lightec | Lumidas-SL | SL120-UM-PFB(PF-S) | Indoor Luminaires | High-Bay | High-Bay Luminaires for Commercial and Industrial Buildings | Standard | FALSE | [9 empty] | 41395 |  |  | NotYetVerified |  | 3 | 11400 | 95 | 120 |  | 0.9 | 5700 | 75
P00000R95 | Everlight | Zenaro | SL-Chloe/100277AC/Fs150B6S(UL)/ZN | Indoor Luminaires | High-Bay | High-Bay Luminaires for Commercial and Industrial Buildings | Standard | TRUE | 13597 | 95 | 143.13 | 11.79 | 0.9422 | 3266 | 85.5 | 5 | 36000 | 41394 |  |  | NotYetVerified |  | 3 |  | 70 | 150 |  | 0.95 | 3500 | 70
P00000R96 | Everlight | Zenaro | SL-Chloe/100277AC/Ap150B6S(UL)/ZN | Indoor Luminaires | High-Bay | High-Bay Luminaires for Commercial and Industrial Buildings | Standard | TRUE | 14507 | 101.6 | 142.82 | 12.41 | 0.9412 | 3312 | 85.1 | 5 | 36000 | 41394 |  |  | NotYetVerified |  | 3 |  | 70 | 150 |  | 0.95 | 3500 | 70
P00000R93 | Everlight | Zenaro | SL-Chloe/100277AC/Fs150B6A(UL)/ZN | Indoor Luminaires | High-Bay | High-Bay Luminaires for Commercial and Industrial Buildings | Standard | TRUE | 13791 | 97.9 | 140.84 | 13.04 | 0.9305 | 4796 | 76.3 | 5 | 36000 | 41394 |  |  | NotYetVerified |  | 3 |  | 70 | 150 |  | 0.95 | 5000 | 70
P00000R94 | Everlight | Zenaro | SL-Chloe/100277AC/Ap150B6A(UL)/ZN | Indoor Luminaires | High-Bay | High-Bay Luminaires for Commercial and Industrial Buildings | Standard | TRUE | 13758 | 98.3 | 140.3 | 12.94 | 0.9289 | 4981 | 77.4 | 5 | 36000 | 41394 |  |  | NotYetVerified |  | 3 |  | 70 | 150 |  | 0.95 | 5000 | 70
P00000R97 | Everlight | Zenaro | SL-Chloe/100277AC/Ap150B5S(UL)/ZN | Indoor Luminaires | High-Bay | High-Bay Luminaires for Commercial and Industrial Buildings | Standard | TRUE | 13468 | 96.5 | 139.59 | 13.68 | 0.9278 | 3296 | 86.1 | 5 | 36000 | 41394 |  |  | NotYetVerified |  | 3 |  | 70 | 150 |  | 0.95 | 3500 | 70
P00000R9A | Everlight | Zenaro | SL-Chloe/100277AC/Fs150B6T(UL)/ZN | Indoor Luminaires | High-Bay | High-Bay Luminaires for Commercial and Industrial Buildings | Standard | TRUE | 12996 | 91.4 | 142.15 | 13.86 | 0.9247 | 4026 | 94 | 5 | 36000 | 41394 |  |  | NotYetVerified |  | 3 |  | 70 | 150 |  | 0.95 | 4000 | 70
P000016O5 | Precision Paragon [P2] | precision Paragon [P2] | VTL-1X4-LW-DM-UL-40K | Indoor Luminaires | High-Bay | Low-Bay Luminaires for Commercial and Industrial Buildings | Standard | TRUE | 5275 | 102.97 | 51.23 | 17.8 | 0.983 | 3760 | 84 | 5 | 51000 | 41393 |  |  | NotYetVerified |  | 3 | [5 empty] | 4000
P00000R8Y | Everlight | Zenaro | ZCHL-150W-5000K-T5SVS/1-100/277-DLC | Indoor Luminaires | High-Bay | High-Bay Luminaires for Commercial and Industrial Buildings | Standard | TRUE | 12083 | 81.65 | 148 | 13.95 | 0.929 | 4827 | 83 | 5 | 36000 | 41393 |  |  | NotYetVerified |  | 3 |  |  | 150 |  | 0.95 | 5000 | 70
P000016OB | Precision Paragon [P2] | precision Paragon [P2] | VTL-1X4-ML-DM-UL-40K | Indoor Luminaires | High-Bay | Low-Bay Luminaires for Commercial and Industrial Buildings | Standard | TRUE | 7474 | 101.18 | 73.87 | 16.5 | 0.8954 | 3820 | 85 | 5 | 51000 | 41393 |  |  | NotYetVerified |  | 3 | [5 empty] | 4000
P00000WVZ | Innovative Lighting LLC | Innovative Lighting | 785-5*26-4 | Indoor Luminaires | High-Bay | High-Bay Luminaires for Commercial and Industrial Buildings | Standard | TRUE | 10350 | 102.27 | 99.42 | 18.9 | 0.877 | 5308 | 88 | 5 | 120000 | 41393 |  |  | NotYetVerified |  | 3 | 10350 | 104 | 99.42 |  |  | 5000 | 88.4
P00000Q6D | Digital Lumens | XLE-3-13 | XLE-3-13 Wide Optic [277V] | Indoor Luminaires | High-Bay | High-Bay Luminaires for Commercial and Industrial Buildings | Standard | TRUE | 13140 | 82.6 | 159.07 | 13.86 | 0.945 | 4857 | 71 | 5 | 54000 | 41390 |  |  | NotYetVerified |  | 3 | 13200 | 82 | 160 |  | 0.9 | 5000 | 70
P00000Q0K | Delviro | Delviro Energy | TITANHB21015K[PC]C[XOP] | Indoor Luminaires | High-Bay | High-Bay Luminaires for Commercial and Industrial Buildings | Standard | TRUE | 20572 | 96.81 | 212.5 | 11.77 | 0.942 | 5186 | 83.6 | 5 | 100000 | 41390 |  |  | NotYetVerified |  | 3 | 19350 | 92 | 210 |  |  | 5000
P00000Q0I | Delviro | Delviro Energy | TITANHB10515K[PC]C[XOP] | Indoor Luminaires | High-Bay | High-Bay Luminaires for Commercial and Industrial Buildings | Standard | TRUE | 10194 | 96.26 | 105.9 | 11.95 | 0.941 | 5330 | 84.1 | 5 | 100000 | 41390 |  |  | NotYetVerified |  | 3 | 10460 | 99 | 105 |  |  | 5000
P00000Q0J | Delviro | Delviro Energy | TITANHB16015K[PC]C[XOP] | Indoor Luminaires | High-Bay | High-Bay Luminaires for Commercial and Industrial Buildings | Standard | TRUE | 15054 | 92.81 | 162.2 | 13.71 | 0.912 | 5205 | 84.4 | 5 | 100000 | 41390 |  |  | NotYetVerified |  | 3 | 14820 | 92 | 160 |  |  | 5000
P00001DV7 | Xeleum Lighting | Xeleum | XAH240-50UN | Indoor Luminaires | High-Bay | High-Bay Luminaires for Commercial and Industrial Buildings | Standard | TRUE | 22027 | 91.4 | 241 | 15.9 | 0.945 | 5274 | 75 | 5 | 50000 | 41387 |  |  | NotYetVerified |  | 3 |  | 85 | 240 |  | 0.95 | 5300 | 70
P00001DV6 | Xeleum Lighting | Xeleum | XAH200-50UN | Indoor Luminaires | High-Bay | High-Bay Luminaires for Commercial and Industrial Buildings | Standard | TRUE | 19086 | 86.75 | 220 | 17.9 | 0.929 | 5287 | 75 | 5 | 50000 | 41387 |  |  | NotYetVerified |  | 3 |  | 85 | 200 |  | 0.95 | 5300 | 70
P00001DV5 | Xeleum Lighting | Xeleum | XAH160-50UN | Indoor Luminaires | High-Bay | High-Bay Luminaires for Commercial and Industrial Buildings | Standard | TRUE | 15499 | 86.46 | 169.5 | 11.8 | 0.928 | 5304 | 75 | 5 | 50000 | 41387 |  |  | NotYetVerified |  | 3 |  | 85 | 160 |  | 0.95 | 5300 | 70
P00001DV4 | Xeleum Lighting | Xeleum | XAH120-50UN | Indoor Luminaires | High-Bay | High-Bay Luminaires for Commercial and Industrial Buildings | Standard | TRUE | 11818 | 90.7 | 130.3 | 14.5 | 0.921 | 5279 | 75 | 5 | 50000 | 41387 |  |  | NotYetVerified |  | 3 |  | 85 | 120 |  | 0.95 | 5300 | 70
P000019F8 | SMC LED | SMC LED | OD-TN100UN-B50 | Indoor Luminaires | High-Bay | Low-Bay Luminaires for Commercial and Industrial Buildings | Standard | TRUE | 9653 | 84.73 | 113.93 | 18.83 | 0.913 | 4948 | 72 | 5 | 70000 | 41386 |  |  | NotYetVerified |  | 3 | 9653 | 85 | 114 |  | 0.9 | 5000 | 70
P000019AN | SimplyLEDs | ANELLO | CLG-300-C-DI-AP | Indoor Luminaires | High-Bay | High-Bay Luminaires for Commercial and Industrial Buildings | Standard | TRUE | 24371 | 85.87 | 283.8 | 17.58 | 0.885 | 5157 | 73 | 5 | 109000 | 41383 |  |  | NotYetVerified |  | 3 | 24371 | 86 | 284 |  | 0.9 | 5000 | 70
P000019AM | SimplyLEDs | ANELLO | CLG-150-C-D-AP | Indoor Luminaires | High-Bay | High-Bay Luminaires for Commercial and Industrial Buildings | Standard | TRUE | 13119 | 92.45 | 141.9 | 18.79 | 0.88 | 5397 | 74 | 5 | 109000 | 41382 |  |  | NotYetVerified |  | 3 | 13119 | 92 | 142 |  | 0.9 | 5000 | 70
P00000Q6C | Digital Lumens | XLE-3-13 | XLE-3-13 Narrow Optic [277V] | Indoor Luminaires | High-Bay | High-Bay Aisle Luminaires | Standard | TRUE | 13220 | 83.14 | 159.01 | 13.4 | 0.945 | 4871 | 72 | 5 | 54000 | 41375 |  |  | NotYetVerified |  | 3 | 13200 | 82 | 160 |  | 0.9 | 5000 | 70
P00000XRZ | JayKal LED Solutions Inc. | Jaykal | JLS-HB150-47K | Indoor Luminaires | High-Bay | High-Bay Luminaires for Commercial and Industrial Buildings | Standard | TRUE | 12302 | 81.19 | 151.52 | 10.13 | 0.952 | 4905 | 80 | 5 | 50000 | 41372 |  |  | NotYetVerified |  | 3 |  |  | 150 |  |  | 4700
P00000XRW | JayKal LED Solutions Inc. | Jaykal | JLS-HB200-47K | Indoor Luminaires | High-Bay | High-Bay Luminaires for Commercial and Industrial Buildings | Standard | TRUE | 15795 | 79.51 | 198.66 | 17.83 | 0.946 | 5084 | 78 | 5 | 50000 | 41372 |  |  | NotYetVerified |  | 3 | 16000 | 80 | 200 |  | 0.95 | 4700 | 80
P00000RQ9 | Fine Technix Co. Ltd | Fine Technix | XL140UA | Indoor Luminaires | High-Bay | High-Bay Luminaires for Commercial and Industrial Buildings | Standard | TRUE | 11731 | 103.2 | 113.7 | 13.27 | 0.884 | 5397 | 74.2 | 5 | 50000 | 41372 |  |  | NotYetVerified |  | 3 | 11200 | 80 | 140 |  | 0.9 | 5700 | 80
P000005QR | Boston E Lab | Boston E Lab | XL140UA | Indoor Luminaires | High-Bay | High-Bay Luminaires for Commercial and Industrial Buildings | Standard | TRUE | 11731 | 103.2 | 113.7 | 13.27 | 0.884 | 5397 | 74.2 | 5 | 50000 | 41372 |  |  | NotYetVerified |  | 3 | 11200 | 80 | 140 |  | 0.9 | 5700 | 80
P00000XRY | JayKal LED Solutions Inc. | Jaykal | JLS-HB200-55K | Indoor Luminaires | High-Bay | High-Bay Luminaires for Commercial and Industrial Buildings | Standard | FALSE | [9 empty] | 41372 |  |  | NotYetVerified |  | 3 | 16000 | 80 | 200 |  | 0.95 | 5500 | 80
P00000XRX | JayKal LED Solutions Inc. | Jaykal | JLS-HB200-50K | Indoor Luminaires | High-Bay | High-Bay Luminaires for Commercial and Industrial Buildings | Standard | FALSE | [9 empty] | 41372 |  |  | NotYetVerified |  | 3 | 16000 | 80 | 200 |  | 0.95 | 5000 | 80
P000019EM | SmartRay Inc. | SmartRay | SR3HB200W (347V-5K) | Indoor Luminaires | High-Bay | High-Bay Luminaires for Commercial and Industrial Buildings | Standard | TRUE | 16268 | 79.01 | 205.89 | 15.29 | 0.982 | 4929 | 78 | 5 | 36300 | 41368 |  |  | NotYetVerified |  | 3 | 17000 | 80 | 200 |  | 0.95 | 5000 | 80
P000019EN | SmartRay Inc. | SmartRay | SR2HB150W (277V-4.7K) | Indoor Luminaires | High-Bay | High-Bay Luminaires for Commercial and Industrial Buildings | Standard | TRUE | 12302 | 81.19 | 151.52 | 10.13 | 0.952 | 4905 | 80 | 5 | 50000 | 41368 |  |  | NotYetVerified |  | 3 |  |  | 150 |  |  | 4700
P000019EQ | SmartRay Inc. | SmartRay | SR2HB200W (277V-4.7K) | Indoor Luminaires | High-Bay | High-Bay Luminaires for Commercial and Industrial Buildings | Standard | TRUE | 15795 | 79.51 | 198.66 | 17.83 | 0.946 | 5084 | 78 | 5 | 50000 | 41368 |  |  | NotYetVerified |  | 3 | 16000 | 80 | 200 |  | 0.95 | 4700 | 80
P000019ES | SmartRay Inc. | SmartRay | SR2HB200W (277V-5.5K) | Indoor Luminaires | High-Bay | High-Bay Luminaires for Commercial and Industrial Buildings | Standard | FALSE | [9 empty] | 41368 |  |  | NotYetVerified |  | 3 | 16000 | 80 | 200 |  | 0.95 | 5500 | 80
P000019ER | SmartRay Inc. | SmartRay | SR2HB200W (277V-5K) | Indoor Luminaires | High-Bay | High-Bay Luminaires for Commercial and Industrial Buildings | Standard | FALSE | [9 empty] | 41368 |  |  | NotYetVerified |  | 3 | 16000 | 80 | 200 |  | 0.95 | 5000 | 80
P00000Y0M | Juno Lighting LLC | Acculite | IL2-B33-4K-[All Available Voltages Except UH E34 E48]-XX-5H-[All Options Except DD and FG] | Indoor Luminaires | High-Bay | High-Bay Luminaires for Commercial and Industrial Buildings | Standard | TRUE | 31550 | 78.3 | 402.7 | 5.35 | 0.998 | 4888 | 83 | 5 |  | 41366 |  |  | NotYetVerified |  | 3 | 31550 | 78.3 | 402.7 |  | 0.9 | 4500 | 80
P00000Y0P | Juno Lighting LLC | Acculite | LH2-B33-4K-[All Available Voltages Except UH E34 E48]-XX-5L-[All Options Except DD and FG] | Indoor Luminaires | High-Bay | High-Bay Luminaires for Commercial and Industrial Buildings | Standard | FALSE | [9 empty] | 41366 |  |  | NotYetVerified |  | 3 | 34425 | 85.5 | 402.7 |  | 0.9 | 4500 | 80
P00000Y0O | Juno Lighting LLC | Acculite | LH2-B33-4K-[All Available Voltages Except UH E34 E48]-XX-5H-[All Options Except DD and FG] | Indoor Luminaires | High-Bay | High-Bay Luminaires for Commercial and Industrial Buildings | Standard | FALSE | [9 empty] | 41366 |  |  | NotYetVerified |  | 3 | 33209 | 82.5 | 402.7 |  | 0.9 | 4500 | 80
P00000Y0N | Juno Lighting LLC | Acculite | IL2-B33-4K-[All Available Voltages Except UH E34 E48]-XX-5L-[All Options Except DD and FG] | Indoor Luminaires | High-Bay | High-Bay Luminaires for Commercial and Industrial Buildings | Standard | FALSE | [9 empty] | 41366 |  |  | NotYetVerified |  | 3 | 32705 | 81.2 | 402.7 |  | 0.9 | 4500 | 80
P000010TX | Lusio Solid State Lighting a division of LightWild | Lusio | LW-LUSIO-ES-BAY-6MS-NW-BAFY-120-277V | Indoor Luminaires | High-Bay | High-Bay Luminaires for Commercial and Industrial Buildings | Standard | TRUE | 15852 | 90.55 | 175.07 | 9.55 | 0.928 | 3911 | 75 | 5 |  | 41365 |  |  | NotYetVerified |  | 3 | 16300 | 87 | 187 |  | 0.9 | 3985 | 70
P000010TZ | Lusio Solid State Lighting a division of LightWild | Lusio | LW-LUSIO-ES-BAY-6MS-CW-BAFN-120-277V | Indoor Luminaires | High-Bay | High-Bay Luminaires for Commercial and Industrial Buildings | Standard | FALSE | [9 empty] | 41365 |  |  | NotYetVerified |  | 3 | 17000 | 91 | 187 |  | 0.9 | 5200 | 70
P000010TY | Lusio Solid State Lighting a division of LightWild | Lusio | LW-LUSIO-ES-BAY-6MS-CW-BAFY-120-277V | Indoor Luminaires | High-Bay | High-Bay Luminaires for Commercial and Industrial Buildings | Standard | FALSE | [9 empty] | 41365 |  |  | NotYetVerified |  | 3 | 16800 | 90 | 187 |  | 0.9 | 5200 | 70
P00000PWJ | DECO Lighting | DECO Lighting | DHB-LED-120-50-UNV-70-AL | Indoor Luminaires | High-Bay | High-Bay Luminaires for Commercial and Industrial Buildings | Standard | TRUE | 11376 | 78.43 | 145.05 | 8.7 | 0.9661 | 5214 | 70 | 10 | 50000 | 41362 |  |  | NotYetVerified |  | 3 | 11376.3 | 78.43 | 145.05 |  | 0.9 | 5000 | 70
P00001BUG | Varlight Manufacturing Ltd. | Varlight | VAR-150XL-DLC | Indoor Luminaires | High-Bay | High-Bay Luminaires for Commercial and Industrial Buildings | Standard | TRUE | 11952 | 84.01 | 142.28 | 12.04 | 0.9477 | 5028 | 73 | 5 | 303000 | 41362 |  |  | NotYetVerified |  | 3 |  | 84 | 150 |  | 0.98 | 5000 | 73
P00001BUH | Varlight Manufacturing Ltd. | Varlight | VAR-200XL-DLC | Indoor Luminaires | High-Bay | High-Bay Luminaires for Commercial and Industrial Buildings | Standard | TRUE | 16642 | 81.06 | 205.3 | 14.16 | 0.9469 | 5468 | 75 | 5 | 109000 | 41362 |  |  | NotYetVerified |  | 3 |  | 81 | 200 |  | 0.98 | 5000 | 75
P0000186U | Samjin Lnd Co. Ltd. | SAMJIN | A2W4A-04250D1US | Indoor Luminaires | High-Bay | Low-Bay Luminaires for Commercial and Industrial Buildings | Standard | TRUE | 5357.29 | 127.55 | 42 | 18.7 | 0.899 | 4925 | 83 | 5 | 50000 | 41362 |  |  | No | Updated 10/10/2016 | 3 | 5357.29 | 127.55 | 42 | 13.8 | 0.989 | 4925 | 83
P000010MQ | Lumax Systems LLC... | HiLumz | HLRF-D100 | Indoor Retrofit Kit | High-Bay | Retrofit Kits for High-Bay Luminaires for Commercial and Industrial Buildings | Standard | TRUE | 10170 | 83.3 | 122.2 | 11.8 | 0.944 | 5695 | 72.9 | 5 | 75000 | 41359 |  |  | NotYetVerified |  | 3 | 11400 | 95 | 120 |  |  |  | 70
P00000YK3 | KMW Inc. | GigaTera | LN130-A30 | Indoor Luminaires | High-Bay | High-Bay Luminaires for Commercial and Industrial Buildings | Standard | TRUE | 12840 | 98.22 | 127.06 | 20.46 | 0.934 | 3040 | 83 | 5 | 50000 | 41359 |  |  | NotYetVerified |  | 3 | 13000 | 100 | 130 |  | 0.9 | 3000 | 80
P000016O4 | Precision Paragon [P2] | precision Paragon [P2] | QHC-135W-UL-60C-700-51K-OAO | Indoor Luminaires | High-Bay | High-Bay Luminaires for Commercial and Industrial Buildings | Standard | TRUE | 13873 | 105.12 | 131.98 | 12 | 0.935 | 5362 | 69.9 | 5 | 183000 | 41355 |  |  | NotYetVerified |  | 3 |  |  | 135 |  |  | 5100
P00000R1K | Ephesus Lighting Inc. | Visium Series | VX-X-256-650-5-VH[277-360V ONLY]-56 | Indoor Luminaires | High-Bay | High-Bay Luminaires for Commercial and Industrial Buildings | Standard | TRUE | 51388 | 87.57 | 586.8 | 24.508 | 0.9535 | 5852 | 68 | 5 | 116000 | 41352 |  |  | NotYetVerified |  | 3 | 54129 | 93 | 584 |  |  | 5700
P00000R1M | Ephesus Lighting Inc. | Visium Series | VX-X-256-650-5-VL-56 | Indoor Luminaires | High-Bay | High-Bay Luminaires for Commercial and Industrial Buildings | Standard | FALSE | [9 empty] | 41352 |  |  | NotYetVerified |  | 3 | 54129 | 93 | 584 |  |  | 5700
P00000YK1 | KMW Inc. | GigaTera | LN160-A30 | Indoor Luminaires | High-Bay | High-Bay Luminaires for Commercial and Industrial Buildings | Standard | TRUE | 15700 | 100.24 | 156.62 | 15.78 | 0.956 | 3042 | 83 | 5 | 50000 | 41351 |  |  | NotYetVerified |  | 3 | 13600 | 85 | 160 |  | 0.9 | 3000 | 80
P00000YNK | Kurtzon Lighting | Kurtzon Lighting | FP-IMP-1-2X2-4/LEDT657-UNV | Indoor Luminaires | High-Bay | High-Bay Luminaires for Commercial and Industrial Buildings | Standard | TRUE | 23090 | 99.61 | 231.8 | 17.822 | 0.9352 | 5483 | 77 | 5 |  | 41351 |  |  | NotYetVerified |  | 3 |  |  | 231.8 |  | 0.95 | 5700
P00000YNL | Kurtzon Lighting | Kurtzon Lighting | FP-IMP-2-2X2-4/LEDT657-UNV | Indoor Luminaires | High-Bay | High-Bay Luminaires for Commercial and Industrial Buildings | Standard | FALSE | [9 empty] | 41351 |  |  | NotYetVerified |  | 3 | 23090 | 99.61 | 231.8 |  | 0.95 | 5700
P00000Y0E | Juno Lighting LLC | Acculite | IS2-B16-4K-[All Available Voltages Except UH E34 E48]-XX-5H-[All Options Except DD and FG] | Indoor Luminaires | High-Bay | High-Bay Luminaires for Commercial and Industrial Buildings | Standard | TRUE | 17980 | 91.1 | 197.3 | 9.7 | 0.966 | 4791 | 73.8 | 5 |  | 41347 |  |  | NotYetVerified |  | 3 | 16535 | 83 | 200 |  | 0.9 | 4500 | 80
P00000Y0I | Juno Lighting LLC | Acculite | IL2-B24-4K-[All Available Voltages Except UH E34 E48]-XX-5H-[All Options Except DD and FG] | Indoor Luminaires | High-Bay | High-Bay Luminaires for Commercial and Industrial Buildings | Standard | TRUE | 23710 | 80.8 | 293.3 | 9.7 | 0.966 | 4830 | 82.8 | 5 |  | 41347 |  |  | NotYetVerified |  | 3 | 24802 | 84 | 295 |  | 0.9 | 4500 | 80
P00000Y0L | Juno Lighting LLC | Acculite | LH2-B24-4K-[All Available Voltages Except UH E34 E48]-XX-5L-[All Options Except DD and FG] | Indoor Luminaires | High-Bay | High-Bay Luminaires for Commercial and Industrial Buildings | Standard | FALSE | [9 empty] | 41347 |  |  | NotYetVerified |  | 3 | 25633 | 87 | 295 |  | 0.9 | 4500 | 80
P00000Y0K | Juno Lighting LLC | Acculite | LH2-B24-4K-[All Available Voltages Except UH E34 E48]-XX-5H-[All Options Except DD and FG] | Indoor Luminaires | High-Bay | High-Bay Luminaires for Commercial and Industrial Buildings | Standard | FALSE | [9 empty] | 41347 |  |  | NotYetVerified |  | 3 | 24231 | 82 | 295 |  | 0.9 | 4500 | 80
P00000Y0J | Juno Lighting LLC | Acculite | IL2-B24-4K-[All Available Voltages Except UH E34 E48]-XX-5L-[All Options Except DD and FG] | Indoor Luminaires | High-Bay | High-Bay Luminaires for Commercial and Industrial Buildings | Standard | FALSE | [9 empty] | 41347 |  |  | NotYetVerified |  | 3 | 23863 | 81 | 295 |  | 0.9 | 4500 | 80
P00000Y0H | Juno Lighting LLC | Acculite | SH2-B16-4K-[All Available Voltages Except UH E34 E48]-XX-5L-[All Options Except DD and FG] | Indoor Luminaires | High-Bay | High-Bay Luminaires for Commercial and Industrial Buildings | Standard | FALSE | [9 empty] | 41347 |  |  | NotYetVerified |  | 3 | 17088 | 85 | 200 |  | 0.9 | 4500 | 80
P00000Y0G | Juno Lighting LLC | Acculite | SH2-B16-4K-[All Available Voltages Except UH E34 E48]-XX-5H-[All Options Except DD and FG] | Indoor Luminaires | High-Bay | High-Bay Luminaires for Commercial and Industrial Buildings | Standard | FALSE | [9 empty] | 41347 |  |  | NotYetVerified |  | 3 | 16154 | 81 | 200 |  | 0.9 | 4500 | 80
P00000Y0F | Juno Lighting LLC | Acculite | IS2-B16-4K-[All Available Voltages Except UH E34 E48]-XX-5L-[All Options Except DD and FG] | Indoor Luminaires | High-Bay | High-Bay Luminaires for Commercial and Industrial Buildings | Standard | FALSE | [9 empty] | 41347 |  |  | NotYetVerified |  | 3 | 15909 | 80 | 200 |  | 0.9 | 4500 | 80
P000018RA | Sensity Systems Inc. | Sensity Systems Inc. | XHB-64A-1220-50P7-UAC | Indoor Luminaires | High-Bay | High-Bay Aisle Luminaires | Standard | TRUE | 43495 | 82.37 | 528.06 | 23.5 | 0.9413 | 4991 | 76 | 5 | 50000 | 41346 |  |  | NotYetVerified |  | 3 | 43500 | 83 | 527 |  | 0.9 | 5000 | 70
P000018R9 | Sensity Systems Inc. | Sensity Systems Inc. | XHB-64A-320-50P7-UAC | Indoor Luminaires | High-Bay | High-Bay Aisle Luminaires | Standard | TRUE | 11419 | 90.09 | 126.75 | 23.2 | 0.9385 | 5116 | 77 | 5 | 50000 | 41346 |  |  | NotYetVerified |  | 3 | 11400 | 90 | 127 |  | 0.9 | 5000 | 70
P000018RM | Sensity Systems Inc. | Sensity Systems Inc. | XHB-5SS-1220-50P7-UAC | Indoor Luminaires | High-Bay | High-Bay Aisle Luminaires | Standard | FALSE | [9 empty] | 41346 |  |  | NotYetVerified |  | 3 | 47400 | 90 | 527 |  | 0.9 | 5000 | 70
P000018RL | Sensity Systems Inc. | Sensity Systems Inc. | XHB-5SS-1020-50P7-UAC | Indoor Luminaires | High-Bay | High-Bay Aisle Luminaires | Standard | FALSE | [9 empty] | 41346 |  |  | NotYetVerified |  | 3 | 39500 | 90 | 438 |  | 0.9 | 5000 | 70
P000018RF | Sensity Systems Inc. | Sensity Systems Inc. | XHB-64A-1020-50P7-UAC | Indoor Luminaires | High-Bay | High-Bay Aisle Luminaires | Standard | FALSE | [9 empty] | 41346 |  |  | NotYetVerified |  | 3 | 36200 | 83 | 438 |  | 0.9 | 5000 | 70
P000018RK | Sensity Systems Inc. | Sensity Systems Inc. | XHB-5SS-920-50P7-UAC | Indoor Luminaires | High-Bay | High-Bay Aisle Luminaires | Standard | FALSE | [9 empty] | 41346 |  |  | NotYetVerified |  | 3 | 35600 | 90 | 394 |  | 0.9 | 5000 | 70
P000018RE | Sensity Systems Inc. | Sensity Systems Inc. | XHB-64A-920-50P7-UAC | Indoor Luminaires | High-Bay | High-Bay Aisle Luminaires | Standard | FALSE | [9 empty] | 41346 |  |  | NotYetVerified |  | 3 | 32600 | 83 | 394 |  | 0.9 | 5000 | 70
P000018RJ | Sensity Systems Inc. | Sensity Systems Inc. | XHB-5SS-820-50P7-UAC | Indoor Luminaires | High-Bay | High-Bay Aisle Luminaires | Standard | FALSE | [9 empty] | 41346 |  |  | NotYetVerified |  | 3 | 31600 | 91 | 349 |  | 0.9 | 5000 | 70
P000018RD | Sensity Systems Inc. | Sensity Systems Inc. | XHB-64A-820-50P7-UAC | Indoor Luminaires | High-Bay | High-Bay Aisle Luminaires | Standard | FALSE | [9 empty] | 41346 |  |  | NotYetVerified |  | 3 | 29000 | 83 | 349 |  | 0.9 | 5000 | 70
P000018RI | Sensity Systems Inc. | Sensity Systems Inc. | XHB-5SS-620-50P7-UAC | Indoor Luminaires | High-Bay | High-Bay Aisle Luminaires | Standard | FALSE | [9 empty] | 41346 |  |  | NotYetVerified |  | 3 | 23800 | 92 | 260 |  | 0.9 | 5000 | 70
P000018RC | Sensity Systems Inc. | Sensity Systems Inc. | XHB-64A-620-50P7-UAC | Indoor Luminaires | High-Bay | High-Bay Aisle Luminaires | Standard | FALSE | [9 empty] | 41346 |  |  | NotYetVerified |  | 3 | 22800 | 88 | 260 |  | 0.9 | 5000 | 70
P000018RH | Sensity Systems Inc. | Sensity Systems Inc. | XHB-5SS-420-50P7-UAC | Indoor Luminaires | High-Bay | High-Bay Aisle Luminaires | Standard | FALSE | [9 empty] | 41346 |  |  | NotYetVerified |  | 3 | 15900 | 93 | 171 |  | 0.9 | 5000 | 70
P000018RB | Sensity Systems Inc. | Sensity Systems Inc. | XHB-64A-420-50P7-UAC | Indoor Luminaires | High-Bay | High-Bay Aisle Luminaires | Standard | FALSE | [9 empty] | 41346 |  |  | NotYetVerified |  | 3 | 15200 | 89 | 171 |  | 0.9 | 5000 | 70
P000018RG | Sensity Systems Inc. | Sensity Systems Inc. | XHB-5SS-320-50P7-UAC | Indoor Luminaires | High-Bay | High-Bay Aisle Luminaires | Standard | FALSE | [9 empty] | 41346 |  |  | NotYetVerified |  | 3 | 11900 | 94 | 127 |  | 0.9 | 5000 | 70
P00000S5W | GE Lighting Solutions | ABHX-Series | ABHX-X2T574XXXXXXXXX | Indoor Luminaires | High-Bay | High-Bay Luminaires for Commercial and Industrial Buildings | Standard | TRUE | 12193 | 88.2 | 138.2 | 15.5 | 0.966 | 5126 | 75 | 5 | 60000 | 41345 |  |  | NotYetVerified |  | 3 | 13615 | 87 | 157 |  | 0.9 | 5000 | 70
P00000S5Y | GE Lighting Solutions | ABHX-Series | ABHX-X2T571XXXXXXXXX | Indoor Luminaires | High-Bay | High-Bay Luminaires for Commercial and Industrial Buildings | Standard | FALSE | [9 empty] | 41345 |  |  | NotYetVerified |  | 3 | 13615 | 87 | 157 |  | 0.9 | 5000 | 70
P00000S5X | GE Lighting Solutions | ABHX-Series | ABHX-X2T578XXXXXXXXX | Indoor Luminaires | High-Bay | High-Bay Luminaires for Commercial and Industrial Buildings | Standard | FALSE | [9 empty] | 41345 |  |  | NotYetVerified |  | 3 | 13615 | 87 | 157 |  | 0.9 | 5000 | 70
PPYMMTY6 | Advanced Energy Ideas | Advanced Energy Ideas | MHB-18U-4-2LC-50-UNI-TV | Indoor Luminaires | High-Bay | High-Bay Luminaires for Commercial and Industrial Buildings | Standard | TRUE | 16950 | 104 | 162.4 | 13.6 | 0.927 | 5425 | 83.4 | 5 | 50000 | 41344 |  |  | NotYetVerified |  | 3 | 16950 | 105 | 162.4 | 13.6 | 0.927 | 5000 | 83.4
P000014QX | Philips Day-Brite | Philips Day-Brite | FBL24LL40-UNV | Indoor Luminaires | High-Bay | High-Bay Luminaires for Commercial and Industrial Buildings | Standard | TRUE | 23480 | 109 | 215.4 | 18.26 | 0.947 | 4076 | 84 | 5 | 60000 | 41341 |  |  | NotYetVerified |  | 3 | 24000 | 110 | 222 |  |  | 4000
P000014QU | Philips Day-Brite | Philips Day-Brite | FBL12LL40-UNV | Indoor Luminaires | High-Bay | High-Bay Luminaires for Commercial and Industrial Buildings | Standard | TRUE | 11240 | 104 | 108.4 | 18.3 | 0.946 | 4101 | 82.6 | 5 | 60000 | 41341 |  |  | NotYetVerified |  | 3 | 12000 |  |  |  |  | 4000
P000014QW | Philips Day-Brite | Philips Day-Brite | FBL20LL40-UNV | Indoor Luminaires | High-Bay | High-Bay Luminaires for Commercial and Industrial Buildings | Standard | TRUE | 19770 | 110 | 180.4 | 19 | 0.932 | 4065 | 84 | 5 | 60000 | 41341 |  |  | NotYetVerified |  | 3 | 20000 |  |  |  |  | 4000
P000014QV | Philips Day-Brite | Philips Day-Brite | FBL16LL40-UNV | Indoor Luminaires | High-Bay | High-Bay Luminaires for Commercial and Industrial Buildings | Standard | TRUE | 17090 | 105 | 163.2 | 20.1 | 0.921 | 4134 | 84.4 | 5 | 60000 | 41341 |  |  | NotYetVerified |  | 3 | 16000 | 106 | 167 |  |  | 4000
P00001EBX | Light Efficient Design | LIGHT EFFICIENT DESIGN | LED-8077-50K | Indoor Luminaires | High-Bay | High-Bay Luminaires for Commercial and Industrial Buildings | Standard | TRUE | 11952 | 84.01 | 142.28 | 12.04 | 0.9477 | 5028 | 73 | 5 | 303000 | 41338 |  |  | NotYetVerified |  | 3 | 11950 | 79 | 150 |  | 0.944 | 5000 | 73
P00001EBY | Light Efficient Design | LIGHT EFFICIENT DESIGN | LED-8078-50K | Indoor Luminaires | High-Bay | High-Bay Luminaires for Commercial and Industrial Buildings | Standard | TRUE | 16642 | 81.06 | 205.3 | 14.16 | 0.9469 | 5468 | 75 | 5 | 109000 | 41338 |  |  | NotYetVerified |  | 3 | 16600 | 83 | 200 |  | 0.994 | 5000 | 75
P00000R8O | Everlight | Zenaro | ZCHL-150W-3500K-T5SVS/1-100/277-DLC | Indoor Luminaires | High-Bay | High-Bay Luminaires for Commercial and Industrial Buildings | Standard | TRUE | 12424 | 88.2 | 140.81 | 13.05 | 0.9289 | 3256 | 86 | 5 | 36000 | 41327 |  |  | NotYetVerified |  | 3 |  | 80 | 150 |  | 0.95 | 3500 | 85
P00001BHL | UIC ENERGY LLC | UIC SURYA | UIC-HBZ-210 | Indoor Luminaires | High-Bay | High-Bay Luminaires for Commercial and Industrial Buildings | Standard | TRUE | 19060 | 88 | 216.5 | 5.43 | 0.957 | 5358 | 71 | 5 |  | 41326 |  |  | NotYetVerified |  | 3 | 19000 | 100 | 220 |  | 0.95 | 5500 | 80
P00001BHK | UIC ENERGY LLC | UIC SURYA | UIC-HBZ-180 | Indoor Luminaires | High-Bay | High-Bay Luminaires for Commercial and Industrial Buildings | Standard | TRUE | 14650 | 86.9 | 168.5 | 11.5 | 0.924 | 5450 | 68 | 5 |  | 41326 |  |  | NotYetVerified |  | 3 | 14000 | 100 | 200 |  | 0.95 | 5500 | 80
P000005RW | Bravoled Lighting Manufacturing Co. Ltd. | Bravoled | BL-HB03-200W-347-5K | Indoor Luminaires | High-Bay | High-Bay Luminaires for Commercial and Industrial Buildings | Standard | TRUE | 16268 | 79.01 | 205.89 | 15.29 | 0.982 | 4929 | 78 | 5 | 36300 | 41324 |  |  | NotYetVerified |  | 3 | 17000 | 80 | 200 |  | 0.95 | 5000 | 80
P000005QG | BJ Take Inc. | BJ Take Inc. | BJTLHB-4-16L-P1R-840-UNV | Indoor Luminaires | High-Bay | High-Bay Luminaires for Commercial and Industrial Buildings | Standard | TRUE | 12710 | 81.86 | 155.26 | 14.76 | 0.939 | 3971 | 85 | 5 |  | 41319 |  |  | NotYetVerified |  | 3 | 12065 | 80.7 |  |  |  | 4000
P000001PP | Acuity Brands Lighting | Lithonia Lighting | FHE LED 9L 57 | Indoor Luminaires | High-Bay | High-Bay Luminaires for Commercial and Industrial Buildings | Standard | TRUE | 10393 | 88.76 | 117.1 | 7.19 | 0.984 | 5335 | 68 | 5 | 60000 | 41318 |  |  | NotYetVerified |  | 3 | 10393 | 88.76 | 117.1 |  |  | 5335 | 68.1
P000001PV | Acuity Brands Lighting | Lithonia Lighting | FHE LED 15L 57 | Indoor Luminaires | High-Bay | High-Bay Luminaires for Commercial and Industrial Buildings | Standard | FALSE | [9 empty] | 41318 | Not Yet Verified | Not Yet Verified | NotYetVerified |  | 3 | 17726 | 79.85 | 222 |  |  | 5335 | 68.1
P000001PW | Acuity Brands Lighting | Lithonia Lighting | FHE LED 15L 57 PCL | Indoor Luminaires | High-Bay | High-Bay Luminaires for Commercial and Industrial Buildings | Standard | FALSE | [9 empty] | 41318 | Not Yet Verified | Not Yet Verified | NotYetVerified |  | 3 | 17420 | 79.22 | 219.9 |  |  | 5335 | 68.1
P000001PX | Acuity Brands Lighting | Lithonia Lighting | FHE LED 15L 57 FST | Indoor Luminaires | High-Bay | High-Bay Luminaires for Commercial and Industrial Buildings | Standard | FALSE | [9 empty] | 41318 | Not Yet Verified | Not Yet Verified | NotYetVerified |  | 3 | 17307 | 78.93 | 219.27 |  |  | 5335 | 68.1
P000001PS | Acuity Brands Lighting | Lithonia Lighting | FHE LED 12L 57 | Indoor Luminaires | High-Bay | High-Bay Luminaires for Commercial and Industrial Buildings | Standard | FALSE | [9 empty] | 41318 | Not Yet Verified | Not Yet Verified | NotYetVerified |  | 3 | 14361 | 93.87 | 153 |  |  | 5335 | 68.1
P000001PT | Acuity Brands Lighting | Lithonia Lighting | FHE LED 12L 57 PCL | Indoor Luminaires | High-Bay | High-Bay Luminaires for Commercial and Industrial Buildings | Standard | FALSE | [9 empty] | 41318 | Not Yet Verified | Not Yet Verified | NotYetVerified |  | 3 | 14103 | 92.18 | 153 |  |  | 5335 | 68.1
P000001PU | Acuity Brands Lighting | Lithonia Lighting | FHE LED 12L 57 FST | Indoor Luminaires | High-Bay | High-Bay Luminaires for Commercial and Industrial Buildings | Standard | FALSE | [9 empty] | 41318 | Not Yet Verified | Not Yet Verified | NotYetVerified |  | 3 | 13605 | 88.92 | 153 |  |  | 5335 | 68.1
P000001PQ | Acuity Brands Lighting | Lithonia Lighting | FHE LED 9L 57 PCL | Indoor Luminaires | High-Bay | High-Bay Luminaires for Commercial and Industrial Buildings | Standard | FALSE | [9 empty] | 41318 | Not Yet Verified | Not Yet Verified | NotYetVerified |  | 3 | 10206.5 | 87.16 | 117.1 |  |  | 5335 | 68.1
P000001PR | Acuity Brands Lighting | Lithonia Lighting | FHE LED 9L 57 FST | Indoor Luminaires | High-Bay | High-Bay Luminaires for Commercial and Industrial Buildings | Standard | FALSE | [9 empty] | 41318 | Not Yet Verified | Not Yet Verified | NotYetVerified |  | 3 | 9845.94 | 84.08 | 117.1 |  |  | 5335 | 68.1
P00000WLN | Industrial Lighting Products | Industrial Lighting Products | HB-150WLED-UNIV-FRL-5000K-XXXXX | Indoor Luminaires | High-Bay | High-Bay Luminaires for Commercial and Industrial Buildings | Standard | TRUE | 16059 | 94.32 | 170.3 | 6.67 | 0.953 | 5446 | 86 | 5 | 107000 | 41316 |  |  | NotYetVerified |  | 3 |  |  | 150 |  |  | 5000 | 85.8
P00000WLO | Industrial Lighting Products | Industrial Lighting Products | HB-150WLED-UNIV-5000K-XXXXX | Indoor Luminaires | High-Bay | High-Bay Luminaires for Commercial and Industrial Buildings | Standard | TRUE | 17456 | 102.3 | 170.6 | 6.65 | 0.953 | 5416 | 86 | 5 | 107000 | 41316 |  |  | NotYetVerified |  | 3 | 17456 | 102.3 | 170 |  |  | 5000 | 85.8
P000005UE | LR4 Modular Systems Inc. | Modular LED Systems | MSLB-2-0202-2-X-AAXXXX | Indoor Luminaires | High-Bay | High-Bay Luminaires for Commercial and Industrial Buildings | Standard | TRUE | 17070 | 90.3 | 189 | 10.05 | 0.988 | 5183 | 73 | 5 |  | 41313 |  |  | NotYetVerified |  | 3 | 16000 |  | 189 |  |  | 5000
P000005UI | LR4 Modular Systems Inc. | Modular LED Systems | MSLB-2-0606-2-X-AAXXXX | Indoor Luminaires | High-Bay | High-Bay Luminaires for Commercial and Industrial Buildings | Standard | TRUE | 48287 | 85.9 | 562 | 10.75 | 0.973 | 5205 | 72 | 5 |  | 41313 |  |  | NotYetVerified |  | 3 | 48000 |  | 567 |  |  | 5000 | 70
P00000WLV | Industrial Lighting Products | Industrial Lighting Products | HB-200WLED-UNIV-FRL-[All Available Options Except TGL PCL UP] | Indoor Luminaires | High-Bay | High-Bay Luminaires for Commercial and Industrial Buildings | Standard | TRUE | 21382 | 98.17 | 217.8 | 6.16 | 0.967 | 5244 | 85.5 | 5 | 89000 | 41313 |  |  | NotYetVerified |  | 3 | 23445 | 107.5 | 218.1 |  | 0.9979 | 5000 | 85.4
P000005UF | LR4 Modular Systems Inc. | Modular LED Systems | MSLB-2-0606-1-X-AAXXXX | Indoor Luminaires | High-Bay | High-Bay Luminaires for Commercial and Industrial Buildings | Standard | TRUE | 43837 | 79 | 555 | 12.46 | 0.933 | 5265 | 73 | 5 |  | 41313 |  |  | NotYetVerified |  | 3 | 48000 |  | 567 |  |  | 5000 | 70
P00000WLW | Industrial Lighting Products | Industrial Lighting Products | HB-200WLED-UNIV-[All Available Options Except TGL PCL UP] | Indoor Luminaires | High-Bay | High-Bay Luminaires for Commercial and Industrial Buildings | Standard | FALSE | [9 empty] | 41313 |  |  | NotYetVerified |  | 3 | 23445 | 107.5 | 218.1 | 6.16 | 0.968 | 5220 | 85.4
P000012CU | Orion Energy Systems Inc | Orion | LEDE86A4D100480 | Indoor Luminaires | High-Bay | High-Bay Luminaires for Commercial and Industrial Buildings | Standard | TRUE | 14230 | 83.62 | 170.17 | 12.47 | 0.96 | 5201 | 76 | 5 | 50000 | 41312 |  |  | No |  | 3 | 15150.6 | 88.45 | 171.29 | 9.62 | 0.96 | 5222 | 76.3
P000012CV | Orion Energy Systems Inc | Orion | LEDE86A4D100 | Indoor Luminaires | High-Bay | High-Bay Luminaires for Commercial and Industrial Buildings | Standard | TRUE | 14410 | 82.56 | 174.54 | 9.98 | 0.96 | 5188 | 76 | 5 | 50000 | 41312 |  |  | No |  | 3 | 14579.5 | 85.48 | 170.56 | 12.6 | 0.96 | 5200 | 76.37
P000012D0 | Orion Energy Systems Inc | Orion | LEDE86A3D100480 | Indoor Luminaires | High-Bay | High-Bay Luminaires for Commercial and Industrial Buildings | Standard | FALSE | [9 empty] | 41312 |  |  | No |  | 3 | 15150.6 | 88.45 | 171.29 | 9.6 | 0.96 | 5222 | 76.3
P000012D2 | Orion Energy Systems Inc | Orion | LEDE86G3IA4OD100480 | Indoor Luminaires | High-Bay | High-Bay Luminaires for Commercial and Industrial Buildings | Standard | FALSE | [9 empty] | 41312 |  |  | No |  | 3 | 14229.6 | 83.62 | 170.17 | 12.5 | 0.96 | 5201 | 76.27
P000012D1 | Orion Energy Systems Inc | Orion | LEDE86G3IA3OD100480 | Indoor Luminaires | High-Bay | High-Bay Luminaires for Commercial and Industrial Buildings | Standard | FALSE | [9 empty] | 41312 |  |  | No |  | 3 | 14229.6 | 83.62 | 170.17 | 12.5 | 0.96 | 5201 | 76.27
P000012CW | Orion Energy Systems Inc | Orion | LEDE86A3D100 | Indoor Luminaires | High-Bay | High-Bay Luminaires for Commercial and Industrial Buildings | Standard | FALSE | [9 empty] | 41312 |  |  | No |  | 3 | 14579.5 | 85.48 | 170.56 | 12.6 | 0.96 | 5200 | 76.37
P000012D3 | Orion Energy Systems Inc | Orion | LEDE86G3D100480 | Indoor Luminaires | High-Bay | High-Bay Luminaires for Commercial and Industrial Buildings | Standard | FALSE | [9 empty] | 41312 |  |  | No |  | 3 | 14419.7 | 84.06 | 171.54 | 10 | 0.96 | 5193 | 76.25
P000012CX | Orion Energy Systems Inc | Orion | LEDE86G3IA3OD100 | Indoor Luminaires | High-Bay | High-Bay Luminaires for Commercial and Industrial Buildings | Standard | FALSE | [9 empty] | 41312 |  |  | No |  | 3 | 14419.7 | 84.06 | 171.54 | 10 | 0.96 | 5193 | 76.25
P000012CZ | Orion Energy Systems Inc | Orion | LEDE86G3D100 | Indoor Luminaires | High-Bay | High-Bay Luminaires for Commercial and Industrial Buildings | Standard | FALSE | [9 empty] | 41312 |  |  | No |  | 3 | 15199.2 | 89.36 | 170.09 | 12.5 | 0.96 | 5185 | 76.17
P000012CY | Orion Energy Systems Inc | Orion | LEDE86G3IA4OD100 | Indoor Luminaires | High-Bay | High-Bay Luminaires for Commercial and Industrial Buildings | Standard | FALSE | [9 empty] | 41312 |  |  | No |  | 3 | 15150.6 | 88.45 | 171.29 | 9.7 | 0.96 | 5183 | 76.05
P00001DZ6 | Yaham Optoelectronics Co. Ltd. | Yaham | YHL-ID-160-HB-VC-5300K | Indoor Luminaires | High-Bay | High-Bay Luminaires for Commercial and Industrial Buildings | Standard | TRUE | 14283 | 87.46 | 163.3 | 17.5 | 0.968 | 5196 | 75 | 5 | 50000 | 41310 |  |  | NotYetVerified |  | 3 |  | 85 | 160 |  | 0.97 | 5300 | 70
P00000X1U | Insight Lighting | Evolution | EV820-120-51-5-XX-U-XX-XXX | Indoor Luminaires | High-Bay | High-Bay Luminaires for Commercial and Industrial Buildings | Standard | TRUE | 11003 | 93 | 117.8 | 3.91 | 0.99 | 4756 | 68.8 | 5 | 50000 | 41306 |  |  | NotYetVerified |  | 3 | 14405 | 91 | 158.3 |  | 0.9 | 5100 | 70
P00001DZ5 | Yaham Optoelectronics Co. Ltd. | Yaham | YHL-ID-120-HB-VC-5300K | Indoor Luminaires | High-Bay | High-Bay Luminaires for Commercial and Industrial Buildings | Standard | TRUE | 12105 | 83.77 | 144.5 | 16.9 | 0.958 | 5218 | 75 | 5 | 50000 | 41306 |  |  | NotYetVerified |  | 3 |  | 80 | 120 |  | 0.97 | 5300 | 70
P00000X1V | Insight Lighting | Evolution | EV820-140-51-5-XX-U-XX-XXX | Indoor Luminaires | High-Bay | High-Bay Luminaires for Commercial and Industrial Buildings | Standard | FALSE | [9 empty] | 41306 |  |  | NotYetVerified |  | 3 | 16735 | 91 | 183.9 |  | 0.9 | 5100 | 70
P00000X1W | Insight Lighting | Evolution | EV820-130-51-5-XX-U-XX-XXX | Indoor Luminaires | High-Bay | High-Bay Luminaires for Commercial and Industrial Buildings | Standard | FALSE | [9 empty] | 41306 |  |  | NotYetVerified |  | 3 | 15770 | 91 | 173.3 |  | 0.9 | 5100 | 70
P00001DZ4 | Yaham Optoelectronics Co. Ltd. | Yaham | YHL-ID-200-HB-VC-5300K | Indoor Luminaires | High-Bay | High-Bay Luminaires for Commercial and Industrial Buildings | Standard | TRUE | 16494 | 90.98 | 181 | 16.1 | 0.9817 | 5164 | 75 | 5 | 50000 | 41305 |  |  | NotYetVerified |  | 3 |  | 85 | 200 |  | 0.97 | 5300 | 70
P000016M8 | POSCOLED Co. LTD | Econuri | PHBBRA82N3400 | Indoor Luminaires | High-Bay | High-Bay Luminaires for Commercial and Industrial Buildings | Standard | TRUE | 15805 | 88.98 | 177.62 | 14.4 | 0.9134 | 5142 | 77 | 5 | 40000 | 41302 |  |  | NotYetVerified |  | 3 | 17500 | 100 | 175 |  | 0.9 | 5000 | 75
P000016M6 | POSCOLED Co. LTD | Econuri | PHBBRA82N3600 | Indoor Luminaires | High-Bay | High-Bay Luminaires for Commercial and Industrial Buildings | Standard | TRUE | 16129 | 93.31 | 172.85 | 14.7 | 0.9119 | 5192 | 78 | 5 | 40000 | 41302 |  |  | NotYetVerified |  | 3 | 17500 | 100 | 175 |  | 0.9 | 5000 | 75
P000016M7 | POSCOLED Co. LTD | Econuri | PHBBRA82N3B00 | Indoor Luminaires | High-Bay | High-Bay Luminaires for Commercial and Industrial Buildings | Standard | TRUE | 16473 | 94.96 | 173.48 | 14.3 | 0.9117 | 5330 | 78 | 5 | 40000 | 41302 |  |  | NotYetVerified |  | 3 | 17500 | 100 | 175 |  | 0.9 | 5000 | 75
P000016MB | POSCOLED Co. LTD | Econuri | PHBCHA82N3B00 | Indoor Luminaires | High-Bay | High-Bay Luminaires for Commercial and Industrial Buildings | Standard | FALSE | [9 empty] | 41302 |  |  | NotYetVerified |  | 3 | 17500 | 100 | 175 |  | 0.9 | 5000 | 75
P000016MA | POSCOLED Co. LTD | Econuri | PHBCHA82N3600 | Indoor Luminaires | High-Bay | High-Bay Luminaires for Commercial and Industrial Buildings | Standard | FALSE | [9 empty] | 41302 |  |  | NotYetVerified |  | 3 | 17500 | 100 | 175 |  | 0.9 | 5000 | 75
P000016M9 | POSCOLED Co. LTD | Econuri | PHBCHA82N3400 | Indoor Luminaires | High-Bay | High-Bay Luminaires for Commercial and Industrial Buildings | Standard | FALSE | [9 empty] | 41302 |  |  | NotYetVerified |  | 3 | 17500 | 100 | 175 |  | 0.9 | 5000 | 75
P00001DZ3 | Yaham Optoelectronics Co. Ltd. | Yaham | YHL-ID-240-HB-VB-5300K | Indoor Luminaires | High-Bay | High-Bay Luminaires for Commercial and Industrial Buildings | Standard | TRUE | 22027 | 91.4 | 241 | 15.9 | 0.945 | 5274 | 75 | 5 | 50000 | 41299 |  |  | NotYetVerified |  | 3 |  | 85 | 240 |  | 0.95 | 5300 | 70
P00001DZ2 | Yaham Optoelectronics Co. Ltd. | Yaham | YHL-ID-200-HB-VB-5300K | Indoor Luminaires | High-Bay | High-Bay Luminaires for Commercial and Industrial Buildings | Standard | TRUE | 19086 | 86.75 | 220 | 17.9 | 0.929 | 5287 | 75 | 5 | 50000 | 41299 |  |  | NotYetVerified |  | 3 |  | 85 | 200 |  | 0.95 | 5300 | 70
P00001DZ1 | Yaham Optoelectronics Co. Ltd. | Yaham | YHL-ID-160-HB-VB-5300K | Indoor Luminaires | High-Bay | High-Bay Luminaires for Commercial and Industrial Buildings | Standard | TRUE | 15499 | 86.46 | 169.5 | 11.8 | 0.928 | 5304 | 75 | 5 | 50000 | 41299 |  |  | NotYetVerified |  | 3 |  | 85 | 160 |  | 0.95 | 5300 | 70
P00001DZ0 | Yaham Optoelectronics Co. Ltd. | Yaham | YHL-ID-120-HB-VB-5300K | Indoor Luminaires | High-Bay | High-Bay Luminaires for Commercial and Industrial Buildings | Standard | TRUE | 11818 | 90.7 | 130.3 | 14.5 | 0.921 | 5279 | 75 | 5 | 50000 | 41299 |  |  | NotYetVerified |  | 3 |  | 85 | 120 |  | 0.95 | 5300 | 70
P000012CO | Orion Energy Systems Inc | Orion | LEDE86G3IA3Oxx | Indoor Luminaires | High-Bay | High-Bay Luminaires for Commercial and Industrial Buildings | Standard | FALSE | [9 empty] | 41299 |  |  | NotYetVerified |  | 3 | 10830 | 88 | 123 |  | 0.9 | 4800 | 72
P00000519 | ALLED Lighting Systems | ALLED | HB2-02-10000-[1 2]-X-140-5000K (previously HB2-02-5000K) | Indoor Luminaires | High-Bay | High-Bay Luminaires for Commercial and Industrial Buildings | Standard | TRUE | 14097 | 101 | 139.6 | 13.7 | 0.928 | 4729 | 75 | 5 | 362000 | 41297 |  |  | NotYetVerified |  | 3 |  | 101 |  |  | 0.9 | 5000
P000006AK | Eaton (formerly Cooper Lighting) | Metalux Highbay | HBLED-LD2-9-N-UNV-L850-CD1-U | Indoor Luminaires | High-Bay | High-Bay Aisle Luminaires | Standard | TRUE | 9303 | 93.2 | 99.8 | 20 | 0.9 | 5138 | 86.4 | 5 | 50000 | 41285 |  |  | NotYetVerified |  | 3
P000006A0 | Eaton (formerly Cooper Lighting) | Metalux Highbay | HBLED-LD2-9-N-UNV-L850-CD1-U | Indoor Luminaires | High-Bay | High-Bay Luminaires for Commercial and Industrial Buildings | Standard | TRUE | 9303 | 93.2 | 99.8 | 20 | 0.9 | 5138 | 86.4 | 5 | 50000 | 41285 |  |  | NotYetVerified |  | 3
P000006AL | Eaton (formerly Cooper Lighting) | Metalux Highbay | HBLED-LD2-24-N-CL-UNV-L840-CD3-U | Indoor Luminaires | High-Bay | High-Bay Aisle Luminaires | Standard | TRUE | 21976 | 83.2 | 264.3 |  |  |  |  | 5 | 50000 | 41285 |  |  | NotYetVerified |  | 3
P0000051A | ALLED Lighting Systems | ALLED | HB4-02-5000K | Indoor Luminaires | High-Bay | High-Bay Luminaires for Commercial and Industrial Buildings | Standard | TRUE | 18539 | 80.9 | 229.1 | 10 | 0.938 | 5276 | 68 | 5 | 150000 | 41284 |  |  | NotYetVerified |  | 3 | 19500 | 84 |  |  | 0.9 | 5000
P0000051C | ALLED Lighting Systems | ALLED | HB6-02-5000K | Indoor Luminaires | High-Bay | High-Bay Luminaires for Commercial and Industrial Buildings | Standard | FALSE | [9 empty] | 41284 | Not Yet Verified | Not Yet Verified | NotYetVerified |  | 3 | 32500 | 84 |  |  | 0.9 | 5000
P000010UT | Maxgreen LED Ltd. | Maxgreen LED | MG-XFL-150W | Indoor Luminaires | High-Bay | High-Bay Luminaires for Commercial and Industrial Buildings | Standard | TRUE | 11976 | 79.17 | 151.3 | 14.1 | 0.917 | 5609 | 75.5 | 5 |  | 41278 |  |  | NotYetVerified |  | 3 | 11976 | 79.17 | 151 |  | 0.9 | 5609 | 76
P00000WLU | Industrial Lighting Products | Industrial Lighting Products | BLEXT-150WLED-UNIV-[All Available Options Except N SD480] | Indoor Luminaires | High-Bay | High-Bay Luminaires for Commercial and Industrial Buildings | Standard | TRUE | 13738 | 85.12 | 161.4 | 14.62 | 0.917 | 4922 | 74 | 5 | 76000 | 41264 |  |  | NotYetVerified |  | 3 | 13997 | 86.99 | 160.9 |  | 0.994 | 5000 | 74.1
P00000UV6 | Hubbell Lighting | Hubbell Industrial | HBL-60L-U-5K-A | Indoor Luminaires | High-Bay | High-Bay Luminaires for Commercial and Industrial Buildings | Standard | TRUE | 13638 | 80.13 | 170.2 | 15.31 | 0.907 | 5003 | 68 | 5 | 100000 | 41264 |  |  | NotYetVerified |  | 3 | 12776 | 92 | 139 |  | 0.9 | 5000 | 68
P00000UV5 | Hubbell Lighting | Hubbell Industrial | HBL-48L-U-5K-A | Indoor Luminaires | High-Bay | High-Bay Luminaires for Commercial and Industrial Buildings | Standard | TRUE | 11649 | 101.9 | 114.3 | 15.31 | 0.907 | 5224 | 68 | 5 | 100000 | 41264 |  |  | NotYetVerified |  | 3 | 10213 | 91 | 112 |  | 0.9 | 5000 | 68
P00000UVC | Hubbell Lighting | Hubbell Industrial | HBL-72L-U-5K-N | Indoor Luminaires | High-Bay | High-Bay Luminaires for Commercial and Industrial Buildings | Standard | FALSE | [9 empty] | 41264 |  |  | NotYetVerified |  | 3 | 16808 | 99 | 169 |  | 0.9 | 5000 | 68
P00000UVD | Hubbell Lighting | Hubbell Industrial | HBL-72L-U-5K-W | Indoor Luminaires | High-Bay | High-Bay Luminaires for Commercial and Industrial Buildings | Standard | FALSE | [9 empty] | 41264 |  |  | NotYetVerified |  | 3 | 16166 | 96 | 169 |  | 0.9 | 5000 | 68
P00000UVB | Hubbell Lighting | Hubbell Industrial | HBL-72L-U-5K-A | Indoor Luminaires | High-Bay | High-Bay Luminaires for Commercial and Industrial Buildings | Standard | FALSE | [9 empty] | 41264 |  |  | NotYetVerified |  | 3 | 15319 | 91 | 169 |  | 0.9 | 5000 | 68
P00000UV9 | Hubbell Lighting | Hubbell Industrial | HBL-60L-U-5K-N | Indoor Luminaires | High-Bay | High-Bay Luminaires for Commercial and Industrial Buildings | Standard | FALSE | [9 empty] | 41264 |  |  | NotYetVerified |  | 3 | 14007 | 101 | 139 |  | 0.9 | 5000 | 68
P00000UVA | Hubbell Lighting | Hubbell Industrial | HBL-60L-U-5K-W | Indoor Luminaires | High-Bay | High-Bay Luminaires for Commercial and Industrial Buildings | Standard | FALSE | [9 empty] | 41264 |  |  | NotYetVerified |  | 3 | 13472 | 97 | 139 |  | 0.9 | 5000 | 68
P00000UV7 | Hubbell Lighting | Hubbell Industrial | HBL-48L-U-5K-N | Indoor Luminaires | High-Bay | High-Bay Luminaires for Commercial and Industrial Buildings | Standard | FALSE | [9 empty] | 41264 |  |  | NotYetVerified |  | 3 | 11206 | 100 | 112 |  | 0.9 | 5000 | 68
P00000UV8 | Hubbell Lighting | Hubbell Industrial | HBL-48L-U-5K-W | Indoor Luminaires | High-Bay | High-Bay Luminaires for Commercial and Industrial Buildings | Standard | FALSE | [9 empty] | 41264 |  |  | NotYetVerified |  | 3 | 10778 | 96 | 112 |  | 0.9 | 5000 | 68
P00001DY7 | XtraLight Manufacturing Ltd. | XtraLight | LHBLED206140X5XUINXXXXX* | Indoor Luminaires | High-Bay | High-Bay Luminaires for Commercial and Industrial Buildings | Standard | TRUE | 16662 | 121.3 | 137.44 | 8.97 | 0.9433 | 5084 | 76.79 | 5 | 100000 | 41263 |  |  | NotYetVerified |  | 3 | 16662 | 121.3 | 137.44 |  | 0.99 | 5200 | 76.79
P000010T2 | Lusio Solid State Lighting a division of LightWild | Lusio | LW-LUSIO-AL-b-1X4-HO-CW - XXX | Indoor Luminaires | High-Bay | High-Bay Luminaires for Commercial and Industrial Buildings | Standard | TRUE | 9972 | 81.8 | 121.9 | 13.29 | 0.941 | 5207 | 71 | 5 | 70000 | 41263 |  |  | NotYetVerified |  | 3 | 8924 | 74.4 | 120 |  |  | 5700 | 70
P000019A0 | SimplyLEDs | ANELLO | CLG-300-C-AP | Indoor Luminaires | High-Bay | High-Bay Luminaires for Commercial and Industrial Buildings | Standard | TRUE | 23448 | 82.16 | 285.4 | 17.38 | 0.886 | 5071 | 73 | 5 | 107000 | 41263 |  |  | NotYetVerified |  | 3 | 23448 | 82 | 285 |  | 0.9 | 5000 | 70
P000010T7 | Lusio Solid State Lighting a division of LightWild | Lusio | LW-LUSIO-LBAYW-b-2X2-HO-CW - XXX | Indoor Luminaires | High-Bay | High-Bay Luminaires for Commercial and Industrial Buildings | Standard | FALSE | [9 empty] | 41263 |  |  | NotYetVerified |  | 3 | 15649 | 86.9 | 180 |  |  | 5700 | 70
P000010T6 | Lusio Solid State Lighting a division of LightWild | Lusio | LW-LUSIO-LBAYW-b-1X4-HO-CW - XXX | Indoor Luminaires | High-Bay | High-Bay Luminaires for Commercial and Industrial Buildings | Standard | FALSE | [9 empty] | 41263 |  |  | NotYetVerified |  | 3 | 10207 | 93.4 | 120 |  |  | 5700 | 70
P000010T3 | Lusio Solid State Lighting a division of LightWild | Lusio | LW-LUSIO-HBAY-b-1X4-HO-CW - XXX | Indoor Luminaires | High-Bay | High-Bay Luminaires for Commercial and Industrial Buildings | Standard | FALSE | [9 empty] | 41263 |  |  | NotYetVerified |  | 3 | 9332 | 77.8 | 120 |  |  | 5700 | 70
P000005ZW | Constellation Lighting Ltd | Saturn Series HighBay | IM 04 11 | Indoor Luminaires | High-Bay | High-Bay Luminaires for Commercial and Industrial Buildings | Standard | TRUE | 12380 | 89.2 | 138.8 | 15.65 | 0.91 | 5604 | 69 | 5 | 80000 | 41262 |  |  | NotYetVerified |  | 3 |  |  | 130 |  | 0.9 | 5000 | 75
P00000Q18 | Dialight | Durosite | HBGCMP | Indoor Luminaires | High-Bay | High-Bay Luminaires for Commercial and Industrial Buildings | Standard | TRUE | 16412 | 93.3 | 176 | 7.76 | 0.958 | 5155 | 75 | 5 | 100000 | 41260 |  |  | NotYetVerified |  | 3 | 17500 | 72 | 101 |  | 0.9 | 5650 | 70
P0000191E | Shenzhen Minglight Co. Ltd | Minglight | ML-HB04-150W-277-4.7K | Indoor Luminaires | High-Bay | High-Bay Luminaires for Commercial and Industrial Buildings | Standard | TRUE | 12302 | 81.19 | 151.52 | 10.13 | 0.952 | 4905 | 80 | 5 | 36300 | 41260 |  |  | NotYetVerified |  | 3 | [5 empty] | 4700
P00000WLT | Industrial Lighting Products | Industrial Lighting Products | BLEXT-100WLED-UNIV-[All Available Options Except FRL PCL N ND SD480] | Indoor Luminaires | High-Bay | High-Bay Luminaires for Commercial and Industrial Buildings | Standard | TRUE | 9094 | 95.57 | 95.16 | 16.3 | 0.914 | 4925 | 74 | 5 | 76000 | 41260 |  |  | NotYetVerified |  | 3 | 9099 | 95.68 | 95.1 |  | 0.9928 | 5000 | 73.8
P000010TW | Lusio Solid State Lighting a division of LightWild | Lusio | LW-LUSIO-ES-BAY-6MS-NW-BAFN [120V ONLY] | Indoor Luminaires | High-Bay | High-Bay Luminaires for Commercial and Industrial Buildings | Standard | FALSE | [9 empty] | 41260 |  |  | NotYetVerified |  | 3 | 16500 | 88 | 187 |  | 0.9 | 3985 | 70
P000018N0 | Revolution Lighting Technologies | Seesmart Inc. | 120335 | Indoor Luminaires | High-Bay | High-Bay Luminaires for Commercial and Industrial Buildings | Standard | TRUE | 12302 | 81.19 | 151.52 | 10.13 | 0.952 | 4905 | 80 | 5 | 50000 | 41249 |  |  | NotYetVerified |  | 3 |  |  | 150 |  |  | 4700
P000018MX | Revolution Lighting Technologies | Seesmart Inc. | 120344 | Indoor Luminaires | High-Bay | High-Bay Luminaires for Commercial and Industrial Buildings | Standard | TRUE | 15795 | 79.51 | 198.66 | 17.83 | 0.946 | 5084 | 78 | 5 | 50000 | 41249 |  |  | NotYetVerified |  | 3 | 16000 | 80 | 200 |  | 0.95 | 4700 | 80
P000018MZ | Revolution Lighting Technologies | Seesmart Inc. | 120346 | Indoor Luminaires | High-Bay | High-Bay Luminaires for Commercial and Industrial Buildings | Standard | FALSE | [9 empty] | 41249 |  |  | NotYetVerified |  | 3 | 16000 | 80 | 200 |  | 0.95 | 5500 | 80
P000018N2 | Revolution Lighting Technologies | Seesmart Inc. | 120337 | Indoor Luminaires | High-Bay | High-Bay Luminaires for Commercial and Industrial Buildings | Standard | FALSE | [9 empty] | 41249 |  |  | NotYetVerified |  | 3 | 12300 | 81 | 150 |  |  | 5500 | 80
P000018MY | Revolution Lighting Technologies | Seesmart Inc. | 120345 | Indoor Luminaires | High-Bay | High-Bay Luminaires for Commercial and Industrial Buildings | Standard | FALSE | [9 empty] | 41249 |  |  | NotYetVerified |  | 3 | 16000 | 80 | 200 |  | 0.95 | 5000 | 80
P000018N1 | Revolution Lighting Technologies | Seesmart Inc. | 120336 | Indoor Luminaires | High-Bay | High-Bay Luminaires for Commercial and Industrial Buildings | Standard | FALSE | [9 empty] | 41249 |  |  | NotYetVerified |  | 3 | 12300 | 81 | 150 |  |  | 5000 | 80
P000010US | Maxgreen LED Ltd. | Maxgreen LED | MG-XFL-120W | Indoor Luminaires | High-Bay | High-Bay Luminaires for Commercial and Industrial Buildings | Standard | TRUE | 10825 | 81.93 | 132.1 | 14 | 0.924 | 5507 | 75.8 | 5 |  | 41247 |  |  | NotYetVerified |  | 3 | 10825 | 81.93 | 133 |  | 0.99 | 5507 | 76
P0000102V | Lighting Solutions Group LLc D.B.A.SpecGradeLED | Lighting Solutions | HBX-150-120-4.7K-227V-AL | Indoor Luminaires | High-Bay | High-Bay Luminaires for Commercial and Industrial Buildings | Standard | TRUE | 12302 | 81.19 | 151.52 | 10.13 | 0.952 | 4905 | 80 | 5 | 50000 | 41246 |  |  | NotYetVerified |  | 3 |  |  | 150 |  |  | 4700
P0000102S | Lighting Solutions Group LLc D.B.A.SpecGradeLED | Lighting Solutions | HBX-200-120-4.7K-227V-AL | Indoor Luminaires | High-Bay | High-Bay Luminaires for Commercial and Industrial Buildings | Standard | TRUE | 15795 | 79.51 | 198.66 | 17.83 | 0.946 | 5084 | 78 | 5 | 50000 | 41246 |  |  | NotYetVerified |  | 3 | 16000 | 80 | 200 |  | 0.95 | 4700 | 80
P0000102U | Lighting Solutions Group LLc D.B.A.SpecGradeLED | Lighting Solutions | HBX-200-120-5.5K-227V-AL | Indoor Luminaires | High-Bay | High-Bay Luminaires for Commercial and Industrial Buildings | Standard | FALSE | [9 empty] | 41246 |  |  | NotYetVerified |  | 3 | 16000 | 80 | 200 |  | 0.95 | 5500 | 80
P0000102T | Lighting Solutions Group LLc D.B.A.SpecGradeLED | Lighting Solutions | HBX-200-120-5K-227V-AL | Indoor Luminaires | High-Bay | High-Bay Luminaires for Commercial and Industrial Buildings | Standard | FALSE | [9 empty] | 41246 |  |  | NotYetVerified |  | 3 | 16000 | 80 | 200 |  | 0.95 | 5000 | 80
P00000QAP | Dongbu Lightec | Lumidas-SL | SL200-KM-PFB(PS-S) | Indoor Luminaires | High-Bay | High-Bay Luminaires for Commercial and Industrial Buildings | Standard | TRUE | 19829 | 97.2 | 204 | 8.62 | 0.971 | 5438 | 78 | 5 | 50000 | 41242 |  |  | NotYetVerified |  | 3 | 19000 | 95 | 200 |  | 0.9 | 5700 | 75
P00000QAO | Dongbu Lightec | Lumidas-SL | SL150-KM-PFB(PF-S) | Indoor Luminaires | High-Bay | High-Bay Luminaires for Commercial and Industrial Buildings | Standard | TRUE | 14501 | 96.1 | 150.9 | 13.28 | 0.949 | 5434 | 78 | 5 | 50000 | 41242 |  |  | NotYetVerified |  | 3 | 14250 | 95 | 150 |  | 0.9 | 5700 | 75
P00000QAN | Dongbu Lightec | Lumidas-SL | SL120-UM-PFB(PW-S) | Indoor Luminaires | High-Bay | High-Bay Luminaires for Commercial and Industrial Buildings | Standard | TRUE | 11890 | 96.75 | 122.9 | 18.8 | 0.941 | 5476 | 74 | 5 | 50000 | 41242 |  |  | NotYetVerified |  | 3 | 11400 | 95 | 120 |  | 0.9 | 5700 | 75
P00000RQ5 | Fine Technix Co. Ltd | Fine Technix | HL120UU-P3NC1 | Indoor Luminaires | High-Bay | High-Bay Luminaires for Commercial and Industrial Buildings | Standard | TRUE | 10250 | 82.08 | 124.88 | 16.37 | 0.897 | 4872 | 78 | 5 | 50000 | 41239 |  |  | NotYetVerified |  | 3 | 10000 | 83.3 | 120 |  | 0.95 | 5000 | 75
P0000191H | Shenzhen Minglight Co. Ltd | Minglight | ML-HB04-200W-277-4.7K | Indoor Luminaires | High-Bay | High-Bay Luminaires for Commercial and Industrial Buildings | Standard | TRUE | 15795 | 79.51 | 198.66 | 17.83 | 0.946 | 5084 | 78 | 5 | 50000 | 41228 |  |  | NotYetVerified |  | 3 |  |  |  |  | 0.95 | 4700
P000012CQ | Orion Energy Systems Inc | Orion | LED86A4xx | Indoor Luminaires | High-Bay | High-Bay Luminaires for Commercial and Industrial Buildings | Standard | TRUE | 11020 | 85.83 | 128.39 | 9.62 | 0.93 | 4851 | 72.99 | 5 | 36000 | 41227 |  |  | NotYetVerified |  | 3
P000012CS | Orion Energy Systems Inc | Orion | LED86G3xx | Indoor Luminaires | High-Bay | High-Bay Luminaires for Commercial and Industrial Buildings | Standard | FALSE | [9 empty] | 41227 |  |  | NotYetVerified | Updated on 11/16/2016 | 3 | 11770 | 92.897 | 126.7 | 9.6262 | 0.9 | 4980 | 74.8
P000012CT | Orion Energy Systems Inc | Orion | LED86G3IA4Oxx | Indoor Luminaires | High-Bay | High-Bay Luminaires for Commercial and Industrial Buildings | Standard | FALSE | [9 empty] | 41227 |  |  | NotYetVerified | Updated on 11/16/2016 | 3 | 11950 | 97.107 | 123.06 | 9.6262 | 0.93 | 4851 | 72.99
P000012CR | Orion Energy Systems Inc | Orion | LED86A3xx | Indoor Luminaires | High-Bay | High-Bay Luminaires for Commercial and Industrial Buildings | Standard | FALSE | [9 empty] | 41227 |  |  | NotYetVerified | Updated on 11/16/2016 | 3 | 11120 | 90.113 | 123.4 | 9.6262 | 0.93 | 4818 | 73
P00000Q6N | Digital Lumens | XLE-3-10 | XLE-3-10 Narrow (208-277V) | Indoor Luminaires | High-Bay | High-Bay Aisle Luminaires | Standard | TRUE | 10403 | 91 | 113.95 | 14.402 | 0.9059 | 4989 | 74 | 5 | 54000 | 41226 |  |  | NotYetVerified |  | 3 | 10350 | 90 | 115 |  | 0.9 | 5000 | 70
P00000Q6O | Digital Lumens | XLE-3-10 | XLE-3-10 Wide (208-277V) | Indoor Luminaires | High-Bay | High-Bay Luminaires for Commercial and Industrial Buildings | Standard | TRUE | 10403 | 91 | 113.95 | 14.4 | 0.9059 | 4989 | 74 | 5 | 54000 | 41226 |  |  | NotYetVerified |  | 3 | 10350 | 90 | 115 |  | 0.9 | 5000 | 70
P00000QYC | Energreentechnologies | EnerGreen | EGT-HB-150W-277-4.7K | Indoor Luminaires | High-Bay | High-Bay Luminaires for Commercial and Industrial Buildings | Standard | TRUE | 12302 | 81.19 | 151.52 | 10.13 | 0.952 | 4905 | 80 | 5 | 50000 | 41222 |  |  | NotYetVerified |  | 3 |  |  | 150 |  |  | 4700
P00000QYF | Energreentechnologies | EnerGreen | EGT-HB-200W-277-4.7K | Indoor Luminaires | High-Bay | High-Bay Luminaires for Commercial and Industrial Buildings | Standard | TRUE | 15795 | 79.51 | 198.66 | 17.83 | 0.946 | 5084 | 78 | 5 | 50000 | 41222 |  |  | NotYetVerified |  | 3 | 16000 | 80 | 200 |  | 0.95 | 4700 | 80
P00000QYG | Energreentechnologies | EnerGreen | EGT-HB-200W-277-5K | Indoor Luminaires | High-Bay | High-Bay Luminaires for Commercial and Industrial Buildings | Standard | FALSE | [9 empty] | 41222 |  |  | NotYetVerified |  | 3 | 16000 | 80 | 200 |  | 0.95 | 5500 | 80
P00000QYH | Energreentechnologies | EnerGreen | EGT-HB-200W-277-5.5K | Indoor Luminaires | High-Bay | High-Bay Luminaires for Commercial and Industrial Buildings | Standard | FALSE | [9 empty] | 41222 |  |  | NotYetVerified |  | 3 | 16000 | 80 | 200 |  | 0.95 | 5000 | 80
P00001BW3 | Vision Engineering | Vision Engineering | VHB2Â VHB2-200W-50K-90-XX-XX-XX | Indoor Luminaires | High-Bay | High-Bay Luminaires for Commercial and Industrial Buildings | Standard | TRUE | 18257 | 89.38 | 204.26 | 8 | 0.9605 | 5490 | 74 | 5 |  | 41221 |  |  | NotYetVerified |  | 3 | 18480 | 88 | 200 |  |  | 5000
P000010CX | LSI Industries | LSI Industries | XHB3 AL LED 176 350 CW UE - 120V | Indoor Luminaires | High-Bay | High-Bay Luminaires for Commercial and Industrial Buildings | Standard | TRUE | 21464 | 109 | 196.6 | 8.4 | 0.995 | 5253 | 80 | 5 | 100000 | 41220 |  |  | NotYetVerified |  | 3 | 21464 | 109 | 197 |  |  | 5300 | 70
P000010CY | LSI Industries | LSI Industries | XHB3 S LED 176 450 CW UE | Indoor Luminaires | High-Bay | High-Bay Luminaires for Commercial and Industrial Buildings | Standard | TRUE | 26219 | 101 | 258.8 | 15.2 | 0.901 | 5302 | 80 | 5 | 100000 | 41220 |  |  | NotYetVerified |  | 3 | 26219 | 101 | 259 |  |  | 5300 | 70
P000010CZ | LSI Industries | LSI Industries | XHB3 AL LED 176 450 CW UE | Indoor Luminaires | High-Bay | High-Bay Luminaires for Commercial and Industrial Buildings | Standard | FALSE | [9 empty] | 41220 |  |  | NotYetVerified |  | 3 | 26663 | 103 | 259 |  |  | 5300 | 70
P000010D0 | LSI Industries | LSI Industries | XHB3 S LED 176 350 CW UE - 120V | Indoor Luminaires | High-Bay | High-Bay Luminaires for Commercial and Industrial Buildings | Standard | FALSE | [9 empty] | 41220 |  |  | NotYetVerified |  | 3 | 21686 | 110 | 197 |  |  | 5300 | 70
P00000Q1L | Dialight | Durosite | HBGNTP | Indoor Luminaires | High-Bay | High-Bay Luminaires for Commercial and Industrial Buildings | Standard | TRUE | 16125 | 91.52 | 176.2 | 9.5 | 0.951 | 4832 | 77 | 5 | 100000 | 41218 |  |  | NotYetVerified |  | 3
P00000Q1K | Dialight | Durosite | HB2C1U | Indoor Luminaires | High-Bay | High-Bay Luminaires for Commercial and Industrial Buildings | Standard | TRUE | 13766 | 85.24 | 161.5 | 9.14 | 0.951 | 5777 | 73 | 5 | 100000 | 41218 |  |  | NotYetVerified |  | 3
P00000PLF | Dalian Golden Sanwei Technology Co. Ltd. | Thermalway | SW-MZ150A-1 | Indoor Luminaires | High-Bay | High-Bay Luminaires for Commercial and Industrial Buildings | Standard | TRUE | 12801 | 84.4 | 151.6 | 16.2 | 0.899 | 4243 | 71 | 5 | 80000 | 41215 |  |  | NotYetVerified |  | 3 | 11250 | 75 | 150 |  | 0.95 | 4000 | 70
P00000PLE | Dalian Golden Sanwei Technology Co. Ltd. | Thermalway | SW-MZ200A-1 | Indoor Luminaires | High-Bay | High-Bay Luminaires for Commercial and Industrial Buildings | Standard | TRUE | 15625 | 84.2 | 185.6 | 20 | 0.892 | 4255 | 68 | 5 | 80000 | 41215 |  |  | NotYetVerified |  | 3 | 15000 | 75 | 200 |  | 0.95 | 4000 | 70
P000000IV | Acuity Brands Lighting | Holophane | HLH 18L T1 HD125 XXX LP740 | Indoor Luminaires | High-Bay | High-Bay Luminaires for Commercial and Industrial Buildings | Standard | TRUE | 18439 | 83.29 | 221.4 | 6.69 | 0.98 | 4023 | 73.5 | 5 | 60000 | 41213 |  |  | NotYetVerified |  | 3 | 18000 | 82 | 219 |  |  | 4000 | 67
P000000J6 | Acuity Brands Lighting | Holophane | HLH 18L S1 HD125 XXX LP750 | Indoor Luminaires | High-Bay | High-Bay Luminaires for Commercial and Industrial Buildings | Standard | FALSE | [9 empty] | 41213 | Not Yet Verified | Not Yet Verified | NotYetVerified |  | 3 | 18000 | 82 | 219 |  |  | 5000 | 67
P000000J5 | Acuity Brands Lighting | Holophane | HLH 18L S1 SD125 XXX LP750 | Indoor Luminaires | High-Bay | High-Bay Luminaires for Commercial and Industrial Buildings | Standard | FALSE | [9 empty] | 41213 | Not Yet Verified | Not Yet Verified | NotYetVerified |  | 3 | 18000 | 82 | 219 |  |  | 5000 | 67
P000000J4 | Acuity Brands Lighting | Holophane | HLH 18L T1 HD125 XXX LP750 | Indoor Luminaires | High-Bay | High-Bay Luminaires for Commercial and Industrial Buildings | Standard | FALSE | [9 empty] | 41213 | Not Yet Verified | Not Yet Verified | NotYetVerified |  | 3 | 18000 | 82 | 219 |  |  | 5000 | 67
P000000J3 | Acuity Brands Lighting | Holophane | HLH 18L T1 SD125 XXX LP750 | Indoor Luminaires | High-Bay | High-Bay Luminaires for Commercial and Industrial Buildings | Standard | FALSE | [9 empty] | 41213 | Not Yet Verified | Not Yet Verified | NotYetVerified |  | 3 | 18000 | 82 | 219 |  |  | 5000 | 67
P000000J2 | Acuity Brands Lighting | Holophane | HLH 18L F1 HD125 XXX LP750 | Indoor Luminaires | High-Bay | High-Bay Luminaires for Commercial and Industrial Buildings | Standard | FALSE | [9 empty] | 41213 | Not Yet Verified | Not Yet Verified | NotYetVerified |  | 3 | 18000 | 82 | 219 |  |  | 5000 | 67
P000000J1 | Acuity Brands Lighting | Holophane | HLH 18L F1 SD125 XXX LP750 | Indoor Luminaires | High-Bay | High-Bay Luminaires for Commercial and Industrial Buildings | Standard | FALSE | [9 empty] | 41213 | Not Yet Verified | Not Yet Verified | NotYetVerified |  | 3 | 18000 | 82 | 219 |  |  | 5000 | 67
P000000J0 | Acuity Brands Lighting | Holophane | HLH 18L S1 HD125 XXX LP740 | Indoor Luminaires | High-Bay | High-Bay Luminaires for Commercial and Industrial Buildings | Standard | FALSE | [9 empty] | 41213 | Not Yet Verified | Not Yet Verified | NotYetVerified |  | 3 | 18000 | 82 | 219 |  |  | 4000 | 67
P000000IZ | Acuity Brands Lighting | Holophane | HLH 18L S1 SD125 XXX LP740 | Indoor Luminaires | High-Bay | High-Bay Luminaires for Commercial and Industrial Buildings | Standard | FALSE | [9 empty] | 41213 | Not Yet Verified | Not Yet Verified | NotYetVerified |  | 3 | 18000 | 82 | 219 |  |  | 4000 | 67
P000000IY | Acuity Brands Lighting | Holophane | HLH 18L T1 SD125 XXX LP740 | Indoor Luminaires | High-Bay | High-Bay Luminaires for Commercial and Industrial Buildings | Standard | FALSE | [9 empty] | 41213 | Not Yet Verified | Not Yet Verified | NotYetVerified |  | 3 | 18000 | 82 | 219 |  |  | 4000 | 67
P000000IX | Acuity Brands Lighting | Holophane | HLH 18L F1 HD125 XXX LP740 | Indoor Luminaires | High-Bay | High-Bay Luminaires for Commercial and Industrial Buildings | Standard | FALSE | [9 empty] | 41213 | Not Yet Verified | Not Yet Verified | NotYetVerified |  | 3 | 18000 | 82 | 219 |  |  | 4000 | 67
P000000IW | Acuity Brands Lighting | Holophane | HLH 18L F1 SD125 XXX LP740 | Indoor Luminaires | High-Bay | High-Bay Luminaires for Commercial and Industrial Buildings | Standard | FALSE | [9 empty] | 41213 | Not Yet Verified | Not Yet Verified | NotYetVerified |  | 3 | 18000 | 82 | 219 |  |  | 4000 | 67
P000016NV | Precision Paragon [P2] | precision Paragon [P2] | QAL-135W-UL-60C-700-50K-AAO | Indoor Luminaires | High-Bay | High-Bay Aisle Luminaires | Standard | TRUE | 12450 | 91.25 | 136.44 | 13 | 0.94 | 4813 | 69 | 5 |  | 41208 |  |  | NotYetVerified |  | 3
P000019F7 | SMC LED | SMC LED | OD-HB2005OU-B1 | Indoor Luminaires | High-Bay | High-Bay Luminaires for Commercial and Industrial Buildings | Standard | TRUE | 20560 | 95.11 | 216.17 | 18.05 | 0.904 | 5143 | 71 | 5 | 70000 | 41208 |  |  | NotYetVerified |  | 3 |  |  |  |  | 0.9
P000014QR | Philips Day-Brite | Philips Day-Brite | DWAE51L840-4-UNV-X | Indoor Luminaires | High-Bay | Low-Bay Luminaires for Commercial and Industrial Buildings | Standard | TRUE | 5413.2 | 140.24 | 38.6 | 17.6 | 0.911 | 3918 | 83.1 | 5 | 50000 | 41207 |  |  | No | Product updated on 3/8/2017 | 4.1 | 5064 | 132.57 | 38.2 | 20 | 0.9 | 4000 | 80
P000014QS | Philips Day-Brite | Philips Day-Brite | V2WAX51L840-4-UNV-X | Indoor Luminaires | High-Bay | Low-Bay Luminaires for Commercial and Industrial Buildings | Standard | FALSE | [9 empty] | 41207 |  |  | No | Product updated on 3/8/2017 | 4.1 | 5064 | 132.57 | 38.2 | 20 | 0.9 | 4000 | 80
P000018WM | SFT America Limited LLC | SFT | SFT-GC1001-5 | Indoor Luminaires | High-Bay | High-Bay Luminaires for Commercial and Industrial Buildings | Standard | TRUE | 13430 | 83.2 | 161.3 | 13.5 | 0.92 | 4983 | 73 | 5 | 50000 | 41206 |  |  | NotYetVerified |  | 3
P000018WN | SFT America Limited LLC | SFT | SFT-GC1001-6 | Indoor Luminaires | High-Bay | High-Bay Luminaires for Commercial and Industrial Buildings | Standard | TRUE | 15869 | 78.3 | 202.6 | 13.3 | 0.92 | 5035 | 74 | 5 | 50000 | 41206 |  |  | NotYetVerified |  | 3
P000018WO | SFT America Limited LLC | SFT | SFT-GC1001-4 | Indoor Luminaires | High-Bay | High-Bay Luminaires for Commercial and Industrial Buildings | Standard | TRUE | 10797 | 82.7 | 130.6 | 14.1 | 0.92 | 4696 | 73 | 5 | 50000 | 41205 |  |  | NotYetVerified |  | 3 | 10400 | 80 | 130 |  | 0.95 | 5000 | 72
P000005QZ | Bravoled Lighting Manufacturing Co. Ltd. | Bravoled | BL-HB03-150W-277-4.7K | Indoor Luminaires | High-Bay | High-Bay Luminaires for Commercial and Industrial Buildings | Standard | TRUE | 12302 | 81.19 | 151.52 | 10.13 | 0.952 | 4905 | 80 | 5 | 50000 | 41204 |  |  | NotYetVerified |  | 3 |  |  | 150 |  |  | 4700
P000005QW | Bravoled Lighting Manufacturing Co. Ltd. | Bravoled | BL-HB03-200W-277-4.7K | Indoor Luminaires | High-Bay | High-Bay Luminaires for Commercial and Industrial Buildings | Standard | TRUE | 15795 | 79.51 | 198.66 | 17.83 | 0.946 | 5084 | 78 | 5 | 50000 | 41204 |  |  | NotYetVerified |  | 3 | 16000 | 80 | 200 |  | 0.95 | 4700 | 80
P000005QY | Bravoled Lighting Manufacturing Co. Ltd. | Bravoled | BL-HB03-200W-277-5.5K | Indoor Luminaires | High-Bay | High-Bay Luminaires for Commercial and Industrial Buildings | Standard | FALSE | [9 empty] | 41204 | Not Yet Verified | Not Yet Verified | NotYetVerified |  | 3 | 16000 | 80 | 200 |  | 0.95 | 5500 | 80
P000005R1 | Bravoled Lighting Manufacturing Co. Ltd. | Bravoled | BL-HB03-150W-277-5.5K | Indoor Luminaires | High-Bay | High-Bay Luminaires for Commercial and Industrial Buildings | Standard | FALSE | [9 empty] | 41204 | Not Yet Verified | Not Yet Verified | NotYetVerified |  | 3 | 12450 | 83 | 150 |  |  | 5500 | 80
P000005QX | Bravoled Lighting Manufacturing Co. Ltd. | Bravoled | BL-HB03-200W-277-5K | Indoor Luminaires | High-Bay | High-Bay Luminaires for Commercial and Industrial Buildings | Standard | FALSE | [9 empty] | 41204 | Not Yet Verified | Not Yet Verified | NotYetVerified |  | 3 | 16000 | 80 | 200 |  | 0.95 | 5000 | 80
P000005R0 | Bravoled Lighting Manufacturing Co. Ltd. | Bravoled | BL-HB03-150W-277-5K | Indoor Luminaires | High-Bay | High-Bay Luminaires for Commercial and Industrial Buildings | Standard | FALSE | [9 empty] | 41204 | Not Yet Verified | Not Yet Verified | NotYetVerified |  | 3 | 12450 | 83 | 150 |  |  | 5000 | 80
P000017NG | Relume Technologies | Relume Technologies | ISB400-W1-AC-CW-UL1-*-*-*-*-*-XX | Indoor Luminaires | High-Bay | High-Bay Luminaires for Commercial and Industrial Buildings | Standard | TRUE | 12707 | 87.6 | 145.1 | 10 | 0.967 | 5606 | 69 | 5 |  | 41201 |  |  | NotYetVerified |  | 3 | 12707 | 88 | 145.1 |  | 0.98 | 5000
PMVXGUEQ | Relume Technologies | Relume Technologies | SB-400-A-CW-UL1-*-* | Indoor Luminaires | High-Bay | High-Bay Luminaires for Commercial and Industrial Buildings | Standard | FALSE | [9 empty] | 41201 |  |  | NotYetVerified |  | 3 | 12707 | 88 | 145.1 |  | 0.98 | 5000
P000005XF | CEAK LED | BFL2 LED Highbay | CBH-21-120-NW-100-277-ALUM | Indoor Luminaires | High-Bay | High-Bay Luminaires for Commercial and Industrial Buildings | Standard | TRUE | 12150 | 100.11 | 121.37 | 12.4 | 0.929 | 4971 | 69 | 5 | 36000 | 41199 |  |  | NotYetVerified |  | 3 | 12000 | 100.11 | 120 |  | 0.9 | 5000 | 70
P000016O1 | Precision Paragon [P2] | precision Paragon [P2] | QHC-135W-277-60C-700-51K-AAO | Indoor Luminaires | High-Bay | High-Bay Aisle Luminaires | Standard | TRUE | 12484 | 94.77 | 131.72 | 14 | 0.94 | 4813 | 69 | 5 |  | 41198 |  |  | NotYetVerified |  | 3 |  |  | 135 |  |  | 5100
P000010W9 | MaxLite Inc | MaxLite | MLHB150LED50 | Indoor Luminaires | High-Bay | High-Bay Luminaires for Commercial and Industrial Buildings | Standard | TRUE | 11464 | 79.82 | 143.62 | 14 | 0.92 | 5255 | 78 | 5 | 50000 | 41197 |  |  | NotYetVerified |  | 3 | 11460 | 80 | 150 |  | 0.95 | 5000 | 78
P000005CL | Hubbell Lighting | Beacon Products | AUR3/180NB-410/5K/BL/UNV | Indoor Luminaires | High-Bay | High-Bay Luminaires for Commercial and Industrial Buildings | Standard | TRUE | 39925 | 97.28 | 410.4 | 13.07 | 0.934 | 5164 | 69 | 5 | 161000 | 41186 |  |  | NotYetVerified |  | 3 |  |  | 450
P00000WPH | Infinilux Corporation | Infinilux HB Series | HBEX36A | Indoor Luminaires | High-Bay | High-Bay Luminaires for Commercial and Industrial Buildings | Standard | TRUE | 17204 | 78.9 | 218 | 10.12 | 0.952 | 5256 | 81 | 5 | 190000 | 41183 |  |  | NotYetVerified |  | 3 | 17590 | 80 | 218 |  | 0.9 |  | 75
P00000WPJ | Infinilux Corporation | Infinilux HB Series | HBES36A | Indoor Luminaires | High-Bay | High-Bay Luminaires for Commercial and Industrial Buildings | Standard | FALSE | [9 empty] | 41183 |  |  | NotYetVerified |  | 3 | 17590 | 80 | 218 |  | 0.9 |  | 75
P00000WPI | Infinilux Corporation | Infinilux HB Series | HBEW36A | Indoor Luminaires | High-Bay | High-Bay Luminaires for Commercial and Industrial Buildings | Standard | FALSE | [9 empty] | 41183 |  |  | NotYetVerified |  | 3 | 17590 | 80 | 218 |  | 0.9 |  | 75
P000010QJ | Lumenor Energy Services LLC | Lumenor Energy Services | LES-T8-94.5W-10645 -120-240V | Indoor Luminaires | High-Bay | High-Bay Luminaires for Commercial and Industrial Buildings | Standard | TRUE | 10645 | 112.6 | 94.5 | 12.21 | 0.987 | 5300 | 75 | 5 | 50000 | 41180 |  |  | NotYetVerified |  | 3
P000012CL | Orion Energy Systems Inc | Orion | LEDE86A4xx | Indoor Luminaires | High-Bay | High-Bay Luminaires for Commercial and Industrial Buildings | Standard | TRUE | 10830 | 85.34 | 126.9 | 21.86 | 0.93 | 4936 | 75 | 5 | 36000 | 41178 |  |  | NotYetVerified |  | 3 | 10830 | 88 | 123 |  | 0.9 | 4800 | 72
P000012CP | Orion Energy Systems Inc | Orion | LEDE86G3IA4Oxx | Indoor Luminaires | High-Bay | High-Bay Luminaires for Commercial and Industrial Buildings | Standard | FALSE | [9 empty] | 41178 |  |  | NotYetVerified |  | 3 | 10830 | 88 | 123 |  | 0.9 | 4800 | 72
P000012CN | Orion Energy Systems Inc | Orion | LEDE86G3xx | Indoor Luminaires | High-Bay | High-Bay Luminaires for Commercial and Industrial Buildings | Standard | FALSE | [9 empty] | 41178 |  |  | NotYetVerified |  | 3 | 10830 | 88 | 123 |  | 0.9 | 4800 | 72
P000012CM | Orion Energy Systems Inc | Orion | LEDE86A3xx | Indoor Luminaires | High-Bay | High-Bay Luminaires for Commercial and Industrial Buildings | Standard | FALSE | [9 empty] | 41178 |  |  | NotYetVerified |  | 3 | 10830 | 88 | 123 |  | 0.9 | 4800 | 72
P000016M2 | POSCOLED Co. LTD | Econuri | PHBCHA15N3C00 | Indoor Luminaires | High-Bay | High-Bay Luminaires for Commercial and Industrial Buildings | Standard | TRUE | 11113 | 96.42 | 115.26 | 7 | 0.92 | 5432 | 87 | 5 | 40000 | 41177 |  |  | NotYetVerified |  | 3
P000004JP | Albeo Technologies | HX-Series | HX-2ST50-xx10-xxx-xxx-xx | Indoor Luminaires | High-Bay | High-Bay Luminaires for Commercial and Industrial Buildings | Standard | TRUE | 12971 | 88.4 | 146.7 | 10.3 | 0.969 | 5074 | 68 | 5 | 60300 | 41176 |  |  | NotYetVerified |  | 3 | 13540 | 83 | 164 |  |  | 5000 | 74
P000004K7 | Albeo Technologies | HX-Series | HX-4ST50-xx10-xxx-xxx-xx | Indoor Luminaires | High-Bay | High-Bay Luminaires for Commercial and Industrial Buildings | Standard | TRUE | 26043 | 88.9 | 293 | 10.2 | 0.964 | 5089 | 68 | 5 | 60300 | 41176 |  |  | NotYetVerified |  | 3 | 25910 | 88 | 296 |  |  | 5000 | 74
P000004JT | Albeo Technologies | HX-Series | HX-3VH50-xx10-xxx-xxx-xx | Indoor Luminaires | High-Bay | High-Bay Luminaires for Commercial and Industrial Buildings | Standard | TRUE | 30622 | 84.7 | 361.6 | 14.1 | 0.947 | 5243 | 68 | 5 | 60300 | 41176 |  |  | NotYetVerified |  | 3 | 30280 | 79 | 389 |  |  | 5000 | 74
P000004KB | Albeo Technologies | HX-Series | HX-6VH50-xx10-xxx-xxx-xx | Indoor Luminaires | High-Bay | High-Bay Luminaires for Commercial and Industrial Buildings | Standard | TRUE | 61121 | 84 | 727.4 | 16.9 | 0.937 | 5330 | 68 | 5 | 60300 | 41176 |  |  | NotYetVerified |  | 3 | 60561 | 79 | 770 |  |  | 5000 | 74
P000004K2 | Albeo Technologies | HX-Series | HX-4VH50-xx10-xxx-xxx-xx | Indoor Luminaires | High-Bay | High-Bay Luminaires for Commercial and Industrial Buildings | Standard | TRUE | 41049 | 84.7 | 484.7 | 16.3 | 0.937 | 5267 | 68 | 5 | 60300 | 41176 |  |  | NotYetVerified |  | 3 | 40374 | 79 | 513 |  |  | 5000 | 74
P000004JK | Albeo Technologies | HX-Series | HX-2VH50-xx10-xxx-xxx-xx | Indoor Luminaires | High-Bay | High-Bay Luminaires for Commercial and Industrial Buildings | Standard | TRUE | 20211 | 83.4 | 242.3 | 15.7 | 0.937 | 5196 | 68 | 5 | 60300 | 41176 |  |  | NotYetVerified |  | 3 | 20187 | 79 | 257 |  |  | 5000 | 74
P000004JS | Albeo Technologies | HX-Series | HX-3HO50-xx10-xxx-xxx-xx | Indoor Luminaires | High-Bay | High-Bay Luminaires for Commercial and Industrial Buildings | Standard | TRUE | 27136 | 90.3 | 300.5 | 15.8 | 0.935 | 5213 | 68 | 5 | 60300 | 41176 |  |  | NotYetVerified |  | 3 | 26768 | 84 | 318 |  |  | 5000 | 74
P000004JY | Albeo Technologies | HX-Series | HX-3ST50-xx10-xxx-xxx-xx | Indoor Luminaires | High-Bay | High-Bay Luminaires for Commercial and Industrial Buildings | Standard | TRUE | 19727 | 90.7 | 217.5 | 17.6 | 0.928 | 4957 | 68 | 5 | 60300 | 41176 |  |  | NotYetVerified |  | 3 | 20310 | 85 | 238 |  |  | 5000 | 74
P000004KG | Albeo Technologies | HX-Series | HX-6ST50-xx10-xxx-xxx-xx | Indoor Luminaires | High-Bay | High-Bay Luminaires for Commercial and Industrial Buildings | Standard | TRUE | 39470 | 91.2 | 432.9 | 17.8 | 0.926 | 4975 | 68 | 5 | 60300 | 41176 |  |  | NotYetVerified |  | 3 | 40630 | 85 | 476 |  |  | 5000 | 74
P000004JJ | Albeo Technologies | HX-Series | HX-2HO50-xx10-xxx-xxx-xx | Indoor Luminaires | High-Bay | High-Bay Luminaires for Commercial and Industrial Buildings | Standard | TRUE | 18032 | 90.3 | 199.8 | 18.2 | 0.922 | 5173 | 68 | 5 | 60300 | 41176 |  |  | NotYetVerified |  | 3 | 17845 | 84 | 212 |  |  | 5000 | 74
P000004KA | Albeo Technologies | HX-Series | HX-6HO50-xx10-xxx-xxx-xx | Indoor Luminaires | High-Bay | High-Bay Luminaires for Commercial and Industrial Buildings | Standard | TRUE | 54246 | 90.3 | 600.9 | 18.9 | 0.921 | 5278 | 68 | 5 | 60300 | 41176 |  |  | NotYetVerified |  | 3 | 53536 | 84 | 635 |  |  | 5000 | 74
P000004K1 | Albeo Technologies | HX-Series | HX-4HO50-xx10-xxx-xxx-xx | Indoor Luminaires | High-Bay | High-Bay Luminaires for Commercial and Industrial Buildings | Standard | TRUE | 36036 | 91 | 395.8 | 18.7 | 0.919 | 5246 | 68 | 5 | 60300 | 41176 |  |  | NotYetVerified |  | 3 | 35691 | 84 | 423 |  |  | 5000 | 74
P000004KF | Albeo Technologies | HX-Series | HX-6VH50-xx20-xxx-xxx-xx | Indoor Luminaires | High-Bay | High-Bay Luminaires for Commercial and Industrial Buildings | Standard | FALSE | [9 empty] | 41176 | Not Yet Verified | Not Yet Verified | NotYetVerified |  | 3 | 60561 | 79 | 770 |  |  | 5000 | 74
P000004KE | Albeo Technologies | HX-Series | HX-6VH50-xx40-xxx-xxx-xx | Indoor Luminaires | High-Bay | High-Bay Luminaires for Commercial and Industrial Buildings | Standard | FALSE | [9 empty] | 41176 | Not Yet Verified | Not Yet Verified | NotYetVerified |  | 3 | 60561 | 79 | 770 |  |  | 5000 | 74
P000004KD | Albeo Technologies | HX-Series | HX-6HO50-xx20-xxx-xxx-xx | Indoor Luminaires | High-Bay | High-Bay Luminaires for Commercial and Industrial Buildings | Standard | FALSE | [9 empty] | 41176 | Not Yet Verified | Not Yet Verified | NotYetVerified |  | 3 | 53536 | 84 | 635 |  |  | 5000 | 74
P000004KC | Albeo Technologies | HX-Series | HX-6HO50-xx40-xxx-xxx-xx | Indoor Luminaires | High-Bay | High-Bay Luminaires for Commercial and Industrial Buildings | Standard | FALSE | [9 empty] | 41176 | Not Yet Verified | Not Yet Verified | NotYetVerified |  | 3 | 53536 | 84 | 635 |  |  | 5000 | 74
P000004KI | Albeo Technologies | HX-Series | HX-6ST50-xx20-xxx-xxx-xx | Indoor Luminaires | High-Bay | High-Bay Luminaires for Commercial and Industrial Buildings | Standard | FALSE | [9 empty] | 41176 | Not Yet Verified | Not Yet Verified | NotYetVerified |  | 3 | 40630 | 85 | 476 |  |  | 5000 | 74
P000004KH | Albeo Technologies | HX-Series | HX-6ST50-xx40-xxx-xxx-xx | Indoor Luminaires | High-Bay | High-Bay Luminaires for Commercial and Industrial Buildings | Standard | FALSE | [9 empty] | 41176 | Not Yet Verified | Not Yet Verified | NotYetVerified |  | 3 | 40630 | 85 | 476 |  |  | 5000 | 74
P000004K6 | Albeo Technologies | HX-Series | HX-4VH50-xx20-xxx-xxx-xx | Indoor Luminaires | High-Bay | High-Bay Luminaires for Commercial and Industrial Buildings | Standard | FALSE | [9 empty] | 41176 | Not Yet Verified | Not Yet Verified | NotYetVerified |  | 3 | 40374 | 79 | 513 |  |  | 5000 | 74
P000004K5 | Albeo Technologies | HX-Series | HX-4VH50-xx40-xxx-xxx-xx | Indoor Luminaires | High-Bay | High-Bay Luminaires for Commercial and Industrial Buildings | Standard | FALSE | [9 empty] | 41176 | Not Yet Verified | Not Yet Verified | NotYetVerified |  | 3 | 40374 | 79 | 513 |  |  | 5000 | 74
P000004K4 | Albeo Technologies | HX-Series | HX-4HO50-xx20-xxx-xxx-xx | Indoor Luminaires | High-Bay | High-Bay Luminaires for Commercial and Industrial Buildings | Standard | FALSE | [9 empty] | 41176 | Not Yet Verified | Not Yet Verified | NotYetVerified |  | 3 | 35691 | 84 | 423 |  |  | 5000 | 74
P000004K3 | Albeo Technologies | HX-Series | HX-4HO50-xx40-xxx-xxx-xx | Indoor Luminaires | High-Bay | High-Bay Luminaires for Commercial and Industrial Buildings | Standard | FALSE | [9 empty] | 41176 | Not Yet Verified | Not Yet Verified | NotYetVerified |  | 3 | 35691 | 84 | 423 |  |  | 5000 | 74
P000004JX | Albeo Technologies | HX-Series | HX-3VH50-xx20-xxx-xxx-xx | Indoor Luminaires | High-Bay | High-Bay Luminaires for Commercial and Industrial Buildings | Standard | FALSE | [9 empty] | 41176 | Not Yet Verified | Not Yet Verified | NotYetVerified |  | 3 | 30280 | 79 | 389 |  |  | 5000 | 74
P000004JW | Albeo Technologies | HX-Series | HX-3VH50-xx40-xxx-xxx-xx | Indoor Luminaires | High-Bay | High-Bay Luminaires for Commercial and Industrial Buildings | Standard | FALSE | [9 empty] | 41176 | Not Yet Verified | Not Yet Verified | NotYetVerified |  | 3 | 30280 | 79 | 389 |  |  | 5000 | 74
P000004JV | Albeo Technologies | HX-Series | HX-3HO50-xx20-xxx-xxx-xx | Indoor Luminaires | High-Bay | High-Bay Luminaires for Commercial and Industrial Buildings | Standard | FALSE | [9 empty] | 41176 | Not Yet Verified | Not Yet Verified | NotYetVerified |  | 3 | 26768 | 84 | 318 |  |  | 5000 | 74
P000004JU | Albeo Technologies | HX-Series | HX-3HO50-xx40-xxx-xxx-xx | Indoor Luminaires | High-Bay | High-Bay Luminaires for Commercial and Industrial Buildings | Standard | FALSE | [9 empty] | 41176 | Not Yet Verified | Not Yet Verified | NotYetVerified |  | 3 | 26768 | 84 | 318 |  |  | 5000 | 74
P000004K9 | Albeo Technologies | HX-Series | HX-4ST50-xx20-xxx-xxx-xx | Indoor Luminaires | High-Bay | High-Bay Luminaires for Commercial and Industrial Buildings | Standard | FALSE | [9 empty] | 41176 | Not Yet Verified | Not Yet Verified | NotYetVerified |  | 3 | 25910 | 88 | 296 |  |  | 5000 | 74
P000004K8 | Albeo Technologies | HX-Series | HX-4ST50-xx40-xxx-xxx-xx | Indoor Luminaires | High-Bay | High-Bay Luminaires for Commercial and Industrial Buildings | Standard | FALSE | [9 empty] | 41176 | Not Yet Verified | Not Yet Verified | NotYetVerified |  | 3 | 25910 | 88 | 296 |  |  | 5000 | 74
P000004K0 | Albeo Technologies | HX-Series | HX-3ST50-xx20-xxx-xxx-xx | Indoor Luminaires | High-Bay | High-Bay Luminaires for Commercial and Industrial Buildings | Standard | FALSE | [9 empty] | 41176 | Not Yet Verified | Not Yet Verified | NotYetVerified |  | 3 | 20310 | 85 | 238 |  |  | 5000 | 74
P000004JZ | Albeo Technologies | HX-Series | HX-3ST50-xx40-xxx-xxx-xx | Indoor Luminaires | High-Bay | High-Bay Luminaires for Commercial and Industrial Buildings | Standard | FALSE | [9 empty] | 41176 | Not Yet Verified | Not Yet Verified | NotYetVerified |  | 3 | 20310 | 85 | 238 |  |  | 5000 | 74
P000004JO | Albeo Technologies | HX-Series | HX-2VH50-xx20-xxx-xxx-xx | Indoor Luminaires | High-Bay | High-Bay Luminaires for Commercial and Industrial Buildings | Standard | FALSE | [9 empty] | 41176 | Not Yet Verified | Not Yet Verified | NotYetVerified |  | 3 | 20187 | 79 | 257 |  |  | 5000 | 74
P000004JN | Albeo Technologies | HX-Series | HX-2VH50-xx40-xxx-xxx-xx | Indoor Luminaires | High-Bay | High-Bay Luminaires for Commercial and Industrial Buildings | Standard | FALSE | [9 empty] | 41176 | Not Yet Verified | Not Yet Verified | NotYetVerified |  | 3 | 20187 | 79 | 257 |  |  | 5000 | 74
P000004JM | Albeo Technologies | HX-Series | HX-2HO50-xx20-xxx-xxx-xx | Indoor Luminaires | High-Bay | High-Bay Luminaires for Commercial and Industrial Buildings | Standard | FALSE | [9 empty] | 41176 | Not Yet Verified | Not Yet Verified | NotYetVerified |  | 3 | 17845 | 84 | 212 |  |  | 5000 | 74
P000004JL | Albeo Technologies | HX-Series | HX-2HO50-xx40-xxx-xxx-xx | Indoor Luminaires | High-Bay | High-Bay Luminaires for Commercial and Industrial Buildings | Standard | FALSE | [9 empty] | 41176 | Not Yet Verified | Not Yet Verified | NotYetVerified |  | 3 | 17845 | 84 | 212 |  |  | 5000 | 74
P00000Q4A | Dialight | Durosite | HBGC5P - 480V | Indoor Luminaires | High-Bay | High-Bay Luminaires for Commercial and Industrial Buildings | Standard | TRUE | 14722 | 91.27 | 161.3 | 10.12 | 0.938 | 6002 | 70 | 5 | 100000 | 41173 |  |  | NotYetVerified |  | 3 | [5 empty] | 5650
P0000103X | LiLEDs (Shanghai) Company | LiLEDs | RADIANT100H | Indoor Luminaires | High-Bay | High-Bay Luminaires for Commercial and Industrial Buildings | Standard | TRUE | 11090 | 78 | 141.3 | 10.74 | 0.9057 | 5608 | 71 | 5 | 50000 | 41172 |  |  | NotYetVerified |  | 3 | 11090 | 78 | 150 |  | 0.99 | 5500 | 71
P00000YJV | KMW Inc. | GigaTera | LUNA-98 (LN098-A50) | Indoor Luminaires | High-Bay | High-Bay Luminaires for Commercial and Industrial Buildings | Standard | TRUE | 10560 | 106.3 | 99.34 | 19.6 | 0.9117 | 5032 | 85 | 5 | 50000 | 41171 |  |  | NotYetVerified |  | 3 |  |  |  |  | 0.9
P00000RQ6 | Fine Technix Co. Ltd | Fine Technix | HL150UU-P3NC1 | Indoor Luminaires | High-Bay | High-Bay Luminaires for Commercial and Industrial Buildings | Standard | TRUE | 12383 | 85.4 | 145 | 13.54 | 0.929 | 5207 | 76 | 5 |  | 41157 |  |  | NotYetVerified |  | 3 |  |  |  |  | 0.9
P00001DXP | XtraLight Manufacturing Ltd. | XtraLight | LHB-LED-3-15-375-N-5-XUINXXXXXW | Indoor Luminaires | High-Bay | High-Bay Luminaires for Commercial and Industrial Buildings | Standard | TRUE | 35471 | 100.52 | 352.87 | 6 | 0.96 | 5227 | 72 | 5 | 54000 | 41148 |  |  | NotYetVerified |  | 3 |  |  |  |  | 0.96 | 5227
P00001DXO | XtraLight Manufacturing Ltd. | XtraLight | LHB-LED-4-08-192-T-5-XUINXXXXXW | Indoor Luminaires | High-Bay | High-Bay Luminaires for Commercial and Industrial Buildings | Standard | TRUE | 17424 | 92.16 | 189.06 | 6 | 0.96 | 4947 | 71 | 5 | 54000 | 41148 |  |  | NotYetVerified |  | 3 |  |  |  |  | 0.96 | 4947
P000005YF | Cireon LLC | Cireon | ON3-072-AG-AK-AB | Indoor Luminaires | High-Bay | High-Bay Luminaires for Commercial and Industrial Buildings | Standard | TRUE | 11656 | 80.1 | 145.6 | 9.1 | 0.97 | 5135 | 69 | 10 | 35000 | 41145 |  |  | NotYetVerified |  | 3 |  |  | 160 |  | 0.95
P00000YJZ | KMW Inc. | GigaTera | LUNA-130 (LN130-A50) | Indoor Luminaires | High-Bay | High-Bay Luminaires for Commercial and Industrial Buildings | Standard | TRUE | 12926 | 97.2 | 133 | 19.76 | 0.935 | 5061 | 83 | 5 | 50000 | 41145 |  |  | NotYetVerified |  | 3 |  |  |  |  | 0.9
P000019AC | SimplyLEDs | ANELLO | CLG-150-C-AP | Indoor Luminaires | High-Bay | High-Bay Luminaires for Commercial and Industrial Buildings | Standard | TRUE | 13639.02 | 95 | 143.77 | 12 | 0.95 | 5354 | 74 | 5 | 120000 | 41143 |  |  | NotYetVerified |  | 3 | 13639 | 95 | 144 | 12 | 0.9 | 5000 | 74
P00000YK0 | KMW Inc. | GigaTera | LUNA-160 (LN160-A50) | Indoor Luminaires | High-Bay | High-Bay Luminaires for Commercial and Industrial Buildings | Standard | TRUE | 15722 | 98.3 | 160 | 19.82 | 0.951 | 5106 | 83 | 5 | 50000 | 41136 |  |  | NotYetVerified |  | 3 | 15722 | 98.3 | 160 |  |  | 5000
P00000YRL | LED International Lighting Inc. | LED International Lighting | CH3-2/TC/T/UNV | Indoor Luminaires | High-Bay | High-Bay Luminaires for Commercial and Industrial Buildings | Standard | TRUE | 10500 | 80.26 | 130.8 | 16.5 | 0.885 | 5398 | 76.4 | 5 | 60500 | 41131 |  |  | NotYetVerified |  | 3 | 10500 | 80.4 | 126 |  |  | 5200 | 76.4
P00000ZWL | Lighting Science Group Corp. | Forefront | FRFT HB160 NW P4 M MVOLT XXX XXX XXX XXX | Indoor Luminaires | High-Bay | High-Bay Luminaires for Commercial and Industrial Buildings | Standard | TRUE | 12810 | 79.81 | 160.51 | 16.92 | 0.903 | 3932 | 71.37 | 5 |  | 41116 |  |  | NotYetVerified |  | 3 | 12357 | 77.2313 | 160 |  | 0.9 | 4000
P00000ZX3 | Lighting Science Group Corp. | Forefront | FRFT HB240 NW P4 M MVOLT XXX XXX XXX XXX | Indoor Luminaires | High-Bay | High-Bay Luminaires for Commercial and Industrial Buildings | Standard | TRUE | 18890 | 79.41 | 237.88 | 16.15 | 0.888 | 3996 | 72.23 | 5 |  | 41116 |  |  | NotYetVerified |  | 3 | 17808 | 74.2 | 240 |  | 0.9 | 4000
P00000ZX5 | Lighting Science Group Corp. | Forefront | FRFT HB240 NW P4 W MVOLT XXX XXX XXX XXX | Indoor Luminaires | High-Bay | High-Bay Luminaires for Commercial and Industrial Buildings | Standard | FALSE | [9 empty] | 41116 |  |  | NotYetVerified |  | 3 | 19264 | 80.2667 | 240 |  | 0.9 | 4000
P00000ZX6 | Lighting Science Group Corp. | Forefront | FRFT HB240 NW P4 R2 MVOLT XXX XX XXX XXX | Indoor Luminaires | High-Bay | High-Bay Luminaires for Commercial and Industrial Buildings | Standard | FALSE | [9 empty] | 41116 |  |  | NotYetVerified |  | 3 | 18720 | 78 | 240 |  | 0.9 | 4000
P00000ZX4 | Lighting Science Group Corp. | Forefront | FRFT HB240 NW P4 A MVOLT XXX XXX XXX XXX | Indoor Luminaires | High-Bay | High-Bay Luminaires for Commercial and Industrial Buildings | Standard | FALSE | [9 empty] | 41116 |  |  | NotYetVerified |  | 3 | 18708 | 77.95 | 240 |  | 0.9 | 4000
P00000ZWO | Lighting Science Group Corp. | Forefront | FRFT HB200 NW P4 A MVOLT XXX XXX XXX XXX | Indoor Luminaires | High-Bay | High-Bay Luminaires for Commercial and Industrial Buildings | Standard | FALSE | [9 empty] | 41116 |  |  | NotYetVerified |  | 3 | 17460 | 87.3 | 200 |  | 0.9 | 4000
P00000ZWQ | Lighting Science Group Corp. | Forefront | FRFT HB200 NW P4 W MVOLT XXX XXX XXX XXX | Indoor Luminaires | High-Bay | High-Bay Luminaires for Commercial and Industrial Buildings | Standard | FALSE | [9 empty] | 41116 |  |  | NotYetVerified |  | 3 | 15840 | 79.2 | 200 |  | 0.9 | 4000
P00000ZWM | Lighting Science Group Corp. | Forefront | FRFT HB160 NW P4 A MVOLT XXX XXX XXX XXX | Indoor Luminaires | High-Bay | High-Bay Luminaires for Commercial and Industrial Buildings | Standard | FALSE | [9 empty] | 41116 |  |  | NotYetVerified |  | 3 | 13764 | 86.025 | 160 |  | 0.9 | 4000
P00000ZWN | Lighting Science Group Corp. | Forefront | FRFT HB160 NW P4 W MVOLT XXX XXX XXX XXX | Indoor Luminaires | High-Bay | High-Bay Luminaires for Commercial and Industrial Buildings | Standard | FALSE | [9 empty] | 41116 |  |  | NotYetVerified |  | 3 | 13052 | 81.575 | 160 |  | 0.9 | 4000
P000004JG | Albeo Technologies | HX-Series | HX-1VH50-xx1x-xxx-xxx | Indoor Luminaires | High-Bay | High-Bay Luminaires for Commercial and Industrial Buildings | Standard | TRUE | 10665 | 85.3 | 125 | 11.71 | 0.959 | 4959 | 68 | 5 | 60300 | 41086 |  |  | NotYetVerified |  | 3 |  |  | 125 |  |  | 5000
P000004JE | Albeo Technologies | HX-Series | HX-1HO50-xx1x-xxx-xxx | Indoor Luminaires | High-Bay | High-Bay Luminaires for Commercial and Industrial Buildings | Standard | TRUE | 9520 | 91.2 | 104.4 | 13.33 | 0.95 | 4927 | 68 | 5 | 60300 | 41086 |  |  | NotYetVerified |  | 3 |  |  | 104.4 |  |  | 5000
P000002UX | Acuity Brands Lighting | Lithonia Lighting | IBL 24L ND SD125 XX LP750 DLC | Indoor Luminaires | High-Bay | High-Bay Luminaires for Commercial and Industrial Buildings | Standard | TRUE | 22596 | 92.83 | 243.4 | 10.2 | 0.93 | 5276 | 77 | 5 | 60000 | 41086 |  |  | NotYetVerified |  | 3 | 22853.8 | 94.2 | 242.6 | 10.2 | 0.99 | 5276 | 77.4
P000002UW | Acuity Brands Lighting | Lithonia Lighting | IBL 24L WD SD125 [120277MVOLTHVOLT] LP740 | Indoor Luminaires | High-Bay | High-Bay Luminaires for Commercial and Industrial Buildings | Standard | TRUE | 21144 | 86.39 | 244.75 | 10.2 | 0.93 | 4168 | 74 | 5 | 60000 | 41086 |  |  | NotYetVerified | Updated on 3/31/2017 | 3 | 21322.3 | 87.4 | 243.9 | 10.2 | 0.99 | 4168 | 74.2
P000002VH | Acuity Brands Lighting | Lithonia Lighting | IBL 24L WD XX LP750 DLC | Indoor Luminaires | High-Bay | High-Bay Luminaires for Commercial and Industrial Buildings | Standard | FALSE | [9 empty] | 41086 | Not Yet Verified | Not Yet Verified | NotYetVerified |  | 3 | 25327.69 | 103.49 | 244.73 | 10.2 | 0.99 | 5276 | 77.4
P000002VJ | Acuity Brands Lighting | Lithonia Lighting | IBL 24L ND XX LP750 DLC | Indoor Luminaires | High-Bay | High-Bay Luminaires for Commercial and Industrial Buildings | Standard | FALSE | [9 empty] | 41086 | Not Yet Verified | Not Yet Verified | NotYetVerified |  | 3 | 24744.36 | 101.52 | 243.73 | 10.2 | 0.99 | 5276 | 77.4
P000002VI | Acuity Brands Lighting | Lithonia Lighting | IBL 24L WD SD125 XX LP750 DLC | Indoor Luminaires | High-Bay | High-Bay Luminaires for Commercial and Industrial Buildings | Standard | FALSE | [9 empty] | 41086 | Not Yet Verified | Not Yet Verified | NotYetVerified |  | 3 | 21415.12 | 87.79 | 243.93 | 10.2 | 0.99 | 5276 | 77.4
P000002VD | Acuity Brands Lighting | Lithonia Lighting | IBL 18L WD XX LP750 DLC | Indoor Luminaires | High-Bay | High-Bay Luminaires for Commercial and Industrial Buildings | Standard | FALSE | [9 empty] | 41086 | Not Yet Verified | Not Yet Verified | NotYetVerified |  | 3 | 20354.73 | 103.52 | 196.63 | 10.2 | 0.99 | 5276 | 77.4
P000002VF | Acuity Brands Lighting | Lithonia Lighting | IBL 18L ND XX LP750 DLC | Indoor Luminaires | High-Bay | High-Bay Luminaires for Commercial and Industrial Buildings | Standard | FALSE | [9 empty] | 41086 | Not Yet Verified | Not Yet Verified | NotYetVerified |  | 3 | 19885.93 | 101.55 | 195.83 | 10.2 | 0.99 | 5276 | 77.4
P000002VG | Acuity Brands Lighting | Lithonia Lighting | IBL 18L ND SD125 XX LP750 DLC | Indoor Luminaires | High-Bay | High-Bay Luminaires for Commercial and Industrial Buildings | Standard | FALSE | [9 empty] | 41086 | Not Yet Verified | Not Yet Verified | NotYetVerified |  | 3 | 18366.61 | 94.21 | 194.95 | 10.2 | 0.99 | 5276 | 77.4
P000002VE | Acuity Brands Lighting | Lithonia Lighting | IBL 18L WD SD125 XX LP750 DLC | Indoor Luminaires | High-Bay | High-Bay Luminaires for Commercial and Industrial Buildings | Standard | FALSE | [9 empty] | 41086 | Not Yet Verified | Not Yet Verified | NotYetVerified |  | 3 | 17210.37 | 87.81 | 195.99 | 10.2 | 0.99 | 5276 | 77.4
P000002V9 | Acuity Brands Lighting | Lithonia Lighting | IBL 12L WD XX LP750 DLC | Indoor Luminaires | High-Bay | High-Bay Luminaires for Commercial and Industrial Buildings | Standard | FALSE | [9 empty] | 41086 | Not Yet Verified | Not Yet Verified | NotYetVerified |  | 3 | 12906.25 | 106.09 | 121.66 | 10.2 | 0.99 | 5276 | 77.4
P000002VB | Acuity Brands Lighting | Lithonia Lighting | IBL 12L ND XX LP750 DLC | Indoor Luminaires | High-Bay | High-Bay Luminaires for Commercial and Industrial Buildings | Standard | FALSE | [9 empty] | 41086 | Not Yet Verified | Not Yet Verified | NotYetVerified |  | 3 | 12609 | 104.07 | 121.16 | 10.2 | 0.99 | 5276 | 77.4
P000002VC | Acuity Brands Lighting | Lithonia Lighting | IBL 12L ND SD125 XX LP750 DLC | Indoor Luminaires | High-Bay | High-Bay Luminaires for Commercial and Industrial Buildings | Standard | FALSE | [9 empty] | 41086 | Not Yet Verified | Not Yet Verified | NotYetVerified |  | 3 | 11645.65 | 96.55 | 120.61 | 10.2 | 0.99 | 5276 | 77.4
P000002VA | Acuity Brands Lighting | Lithonia Lighting | IBL 12L WD SD125 XX LP750 DLC | Indoor Luminaires | High-Bay | High-Bay Luminaires for Commercial and Industrial Buildings | Standard | FALSE | [9 empty] | 41086 | Not Yet Verified | Not Yet Verified | NotYetVerified |  | 3 | 10912.52 | 89.99 | 121.26 | 10.2 | 0.99 | 5276 | 77.4
P000002V3 | Acuity Brands Lighting | Lithonia Lighting | IBL 18L WD SD125 XX LP740 DLC | Indoor Luminaires | High-Bay | High-Bay Luminaires for Commercial and Industrial Buildings | Standard | FALSE | [9 empty] | 41086 | Not Yet Verified | Not Yet Verified | NotYetVerified |  | 3 | 17135.77 | 87.44 | 195.97 | 10.2 | 0.99 | 4168 | 74.2
P000002UZ | Acuity Brands Lighting | Lithonia Lighting | IBL 12L WD SD125 XX LP740 DLC | Indoor Luminaires | High-Bay | High-Bay Luminaires for Commercial and Industrial Buildings | Standard | FALSE | [9 empty] | 41086 | Not Yet Verified | Not Yet Verified | NotYetVerified |  | 3 | 10865.21 | 89.61 | 121.24 | 10.2 | 0.99 | 4168 | 74.2
P000002V8 | Acuity Brands Lighting | Lithonia Lighting | IBL 24L ND SD125 [120277MVOLTHVOLT] LP740 | Indoor Luminaires | High-Bay | High-Bay Luminaires for Commercial and Industrial Buildings | Standard | FALSE | [9 empty] | 41086 | Not Yet Verified | Not Yet Verified | NotYetVerified | Updated on 3/31/2017 | 3 | 22754.78 | 93.8 | 242.6 | 10.2 | 0.99 | 4119 | 74
P000002V5 | Acuity Brands Lighting | Lithonia Lighting | IBL 18L ND SD125 XX LP740 DLC | Indoor Luminaires | High-Bay | High-Bay Luminaires for Commercial and Industrial Buildings | Standard | FALSE | [9 empty] | 41086 | Not Yet Verified | Not Yet Verified | NotYetVerified |  | 3 | 18287 | 93.82 | 194.92 | 10.2 | 0.99 | 4119 | 74
P000002V1 | Acuity Brands Lighting | Lithonia Lighting | IBL 12L ND SD125 XX LP740 DLC | Indoor Luminaires | High-Bay | High-Bay Luminaires for Commercial and Industrial Buildings | Standard | FALSE | [9 empty] | 41086 | Not Yet Verified | Not Yet Verified | NotYetVerified |  | 3 | 11595.17 | 96.14 | 120.6 | 10.2 | 0.99 | 4119 | 74
P000002V6 | Acuity Brands Lighting | Lithonia Lighting | IBL 24L WD XX LP740 DLC | Indoor Luminaires | High-Bay | High-Bay Luminaires for Commercial and Industrial Buildings | Standard | FALSE | [9 empty] | 41086 | Not Yet Verified | Not Yet Verified | NotYetVerified |  | 3 | 25217.9 | 103.06 | 244.7 | 10.2 | 0.99 | 4111 | 74
P000002V2 | Acuity Brands Lighting | Lithonia Lighting | IBL 18L WD XX LP740 DLC | Indoor Luminaires | High-Bay | High-Bay Luminaires for Commercial and Industrial Buildings | Standard | FALSE | [9 empty] | 41086 | Not Yet Verified | Not Yet Verified | NotYetVerified |  | 3 | 20266.49 | 103.08 | 196.61 | 10.2 | 0.99 | 4111 | 74
P000002UY | Acuity Brands Lighting | Lithonia Lighting | IBL 12L WD XX LP740 DLC | Indoor Luminaires | High-Bay | High-Bay Luminaires for Commercial and Industrial Buildings | Standard | FALSE | [9 empty] | 41086 | Not Yet Verified | Not Yet Verified | NotYetVerified |  | 3 | 12850.3 | 105.64 | 121.64 | 10.2 | 0.99 | 4111 | 74
P000002V7 | Acuity Brands Lighting | Lithonia Lighting | IBL 24L ND XX LP740 DLC | Indoor Luminaires | High-Bay | High-Bay Luminaires for Commercial and Industrial Buildings | Standard | FALSE | [9 empty] | 41086 | Not Yet Verified | Not Yet Verified | NotYetVerified |  | 3 | 24637.1 | 101.1 | 243.7 | 10.2 | 0.99 | 4105 | 73.9
P000002V4 | Acuity Brands Lighting | Lithonia Lighting | IBL 18L ND XX LP740 DLC | Indoor Luminaires | High-Bay | High-Bay Luminaires for Commercial and Industrial Buildings | Standard | FALSE | [9 empty] | 41086 | Not Yet Verified | Not Yet Verified | NotYetVerified |  | 3 | 19799.73 | 101.12 | 195.81 | 10.2 | 0.99 | 4105 | 73.9
P000002V0 | Acuity Brands Lighting | Lithonia Lighting | IBL 12L ND XX LP740 DLC | Indoor Luminaires | High-Bay | High-Bay Luminaires for Commercial and Industrial Buildings | Standard | FALSE | [9 empty] | 41086 | Not Yet Verified | Not Yet Verified | NotYetVerified |  | 3 | 12554.35 | 103.63 | 121.14 | 10.2 | 0.99 | 4105 | 73.9
P00000UV2 | Hubbell Lighting | Hubbell Industrial | FB-150LU-5K-AL23-BL | Indoor Luminaires | High-Bay | High-Bay Luminaires for Commercial and Industrial Buildings | Standard | TRUE | 10273 | 81.07 | 126.7 | 6.88 | 0.993 | 5221 | 68 | 5 | 60000 | 41082 |  |  | NotYetVerified |  | 3 | 7500 | 50 | 150 |  | 0.85 | 5000 | 72
P00001BBJ | TRASTAR | Duralight | JXM-ST-HB-1 | Indoor Luminaires | High-Bay | High-Bay Luminaires for Commercial and Industrial Buildings | Standard | FALSE | [9 empty] | 41079 |  |  | NotYetVerified |  | 3 | 15500 | 91.12 | 170 |  | 0.9
P00000ZFT | LEDtronics Inc. | Ledtronics | HBL001-4x60W-XPW-001 | Indoor Luminaires | High-Bay | High-Bay Luminaires for Commercial and Industrial Buildings | Standard | TRUE | 10619 | 109.78 | 96.73 | 16.3 | 0.912 | 5158 | 74.1 | 5 |  | 41073 |  |  | NotYetVerified |  | 3 | 10621 | 109 | 97 |  | 0.99 |  | 70
P000010TI | Lusio Solid State Lighting a division of LightWild | Lusio | LW-LUSIO-ES-BAY-2M-NW-BAFY [120V ONLY] | Indoor Luminaires | High-Bay | High-Bay Luminaires for Commercial and Industrial Buildings | Standard | TRUE | 10820 | 95.7 | 113 | 5.12 | 0.998 | 3874 | 73.7 | 5 | 70000 | 41066 |  |  | NotYetVerified |  | 3 | 10800 | 92 | 118 |  | 0.9 | 3985 | 70
P000010TH | Lusio Solid State Lighting a division of LightWild | Lusio | LW-LUSIO-ES-BAY-6M-CW-BAFN [120V ONLY] | Indoor Luminaires | High-Bay | High-Bay Luminaires for Commercial and Industrial Buildings | Standard | TRUE | 34760 | 101 | 345.3 | 5.03 | 0.998 | 5124 | 71.5 | 5 | 70000 | 41066 |  |  | NotYetVerified |  | 3 | 34900 | 96 | 363 |  | 0.9 | 5200 | 70
P000010TG | Lusio Solid State Lighting a division of LightWild | Lusio | LW-LUSIO-ES-BAY-4MS-NW-BAFY [120V ONLY] | Indoor Luminaires | High-Bay | High-Bay Luminaires for Commercial and Industrial Buildings | Standard | TRUE | 10360 | 90.8 | 114.1 | 5.03 | 0.998 | 3879 | 73.8 | 5 | 70000 | 41066 |  |  | NotYetVerified |  | 3 | 10600 | 90 | 118 |  | 0.9 | 3985 | 70
P000010TV | Lusio Solid State Lighting a division of LightWild | Lusio | LW-LUSIO-ES-BAY-6M-CW-BAFY [120V ONLY] | Indoor Luminaires | High-Bay | High-Bay Luminaires for Commercial and Industrial Buildings | Standard | FALSE | [9 empty] | 41066 |  |  | NotYetVerified |  | 3 | 34900 | 96 | 363 |  | 0.9 | 5200 | 70
P000010TR | Lusio Solid State Lighting a division of LightWild | Lusio | LW-LUSIO-ES-BAY-2M-CW-BAFN [120V ONLY] | Indoor Luminaires | High-Bay | High-Bay Luminaires for Commercial and Industrial Buildings | Standard | FALSE | [9 empty] | 41066 |  |  | NotYetVerified |  | 3 | 11800 | 96 | 121 |  | 0.9 | 5200 | 70
P000010TS | Lusio Solid State Lighting a division of LightWild | Lusio | LW-LUSIO-ES-BAY-2M-CW-BAFY [120V ONLY] | Indoor Luminaires | High-Bay | High-Bay Luminaires for Commercial and Industrial Buildings | Standard | FALSE | [9 empty] | 41066 |  |  | NotYetVerified |  | 3 | 11700 | 97 | 121 |  | 0.9 | 5200 | 70
P000010TT | Lusio Solid State Lighting a division of LightWild | Lusio | LW-LUSIO-ES-BAY-4M-CW-BAFN [120V ONLY] | Indoor Luminaires | High-Bay | High-Bay Luminaires for Commercial and Industrial Buildings | Standard | FALSE | [9 empty] | 41066 |  |  | NotYetVerified |  | 3 | 11000 | 91 | 121 |  | 0.9 | 5200 | 70
P000010TQ | Lusio Solid State Lighting a division of LightWild | Lusio | LW-LUSIO-ES-BAY-4MS-CW-BAFY [120V ONLY] | Indoor Luminaires | High-Bay | High-Bay Luminaires for Commercial and Industrial Buildings | Standard | FALSE | [9 empty] | 41066 |  |  | NotYetVerified |  | 3 | 11000 | 91 | 121 |  | 0.9 | 5200 | 70
P000010TU | Lusio Solid State Lighting a division of LightWild | Lusio | LW-LUSIO-ES-BAY-4M-CW-BAFY [120V ONLY] | Indoor Luminaires | High-Bay | High-Bay Luminaires for Commercial and Industrial Buildings | Standard | FALSE | [9 empty] | 41066 |  |  | NotYetVerified |  | 3 | 10900 | 90 | 121 |  | 0.9 | 5200 | 70
P000010TP | Lusio Solid State Lighting a division of LightWild | Lusio | LW-LUSIO-ES-BAY-4MS-CW-BAFN [120V ONLY] | Indoor Luminaires | High-Bay | High-Bay Luminaires for Commercial and Industrial Buildings | Standard | FALSE | [9 empty] | 41066 |  |  | NotYetVerified |  | 3 | 10900 | 90 | 121 |  | 0.9 | 5200 | 70
P000010TM | Lusio Solid State Lighting a division of LightWild | Lusio | LW-LUSIO-ES-BAY-6M-NW-BAFN [120V ONLY] | Indoor Luminaires | High-Bay | High-Bay Luminaires for Commercial and Industrial Buildings | Standard | FALSE | [9 empty] | 41066 |  |  | NotYetVerified |  | 3 | 33800 | 95 | 354 |  | 0.9 | 3985 | 70
P000010TL | Lusio Solid State Lighting a division of LightWild | Lusio | LW-LUSIO-ES-BAY-6M-NW-BAFY [120V ONLY] | Indoor Luminaires | High-Bay | High-Bay Luminaires for Commercial and Industrial Buildings | Standard | FALSE | [9 empty] | 41066 |  |  | NotYetVerified |  | 3 | 32500 | 92 | 354 |  | 0.9 | 3985 | 70
P000010TK | Lusio Solid State Lighting a division of LightWild | Lusio | LW-LUSIO-ES-BAY-2M-NW-BAFN [120V ONLY] | Indoor Luminaires | High-Bay | High-Bay Luminaires for Commercial and Industrial Buildings | Standard | FALSE | [9 empty] | 41066 |  |  | NotYetVerified |  | 3 | 11300 | 96 | 118 |  | 0.9 | 3985 | 70
P000010TN | Lusio Solid State Lighting a division of LightWild | Lusio | LW-LUSIO-ES-BAY-4M-NW-BAFN [120V ONLY] | Indoor Luminaires | High-Bay | High-Bay Luminaires for Commercial and Industrial Buildings | Standard | FALSE | [9 empty] | 41066 |  |  | NotYetVerified |  | 3 | 10700 | 91 | 118 |  | 0.9 | 3985 | 70
P000010TJ | Lusio Solid State Lighting a division of LightWild | Lusio | LW-LUSIO-ES-BAY-4MS-NW-BAFN [120V ONLY] | Indoor Luminaires | High-Bay | High-Bay Luminaires for Commercial and Industrial Buildings | Standard | FALSE | [9 empty] | 41066 |  |  | NotYetVerified |  | 3 | 10700 | 91 | 118 |  | 0.9 | 3985 | 70
P000010TO | Lusio Solid State Lighting a division of LightWild | Lusio | LW-LUSIO-ES-BAY-4M-NW-BAFY [120V ONLY] | Indoor Luminaires | High-Bay | High-Bay Luminaires for Commercial and Industrial Buildings | Standard | FALSE | [9 empty] | 41066 |  |  | NotYetVerified |  | 3 | 10600 | 90 | 118 |  | 0.9 | 3985 | 70
P00000Q6J | Digital Lumens | Digital Lumens | ILE-3-13 Narrow[277V ONLY] | Indoor Luminaires | High-Bay | High-Bay Aisle Luminaires | Standard | TRUE | 12970 | 93.51 | 138.7 | 12.22 | 0.913 | 4753.8 | 71.8 | 5 | 50000 | 41065 |  |  | NotYetVerified |  | 3 | 13000 | 94 | 140 |  | 0.9 | 5000 | 70
P000000O7 | Acuity Brands Lighting | Lithonia Lighting | PTN 18000L ND HD125 LP740 | Indoor Luminaires | High-Bay | High-Bay Luminaires for Commercial and Industrial Buildings | Standard | TRUE | 18439 | 83.29 | 221.4 | 6.69 | 0.98 | 4023 | 73.5 | 5 | 60000 | 41061 |  |  | NotYetVerified |  | 3 | 18000 | 82 | 219 |  |  | 4000 | 67
P00000Q6F | Digital Lumens | ILE | ILE-3-13-W (5000K) | Indoor Luminaires | High-Bay | High-Bay Luminaires for Commercial and Industrial Buildings | Standard | TRUE | 12900 | 116.21 | 111 | 15.63 | 0.8798 | 5061 | 70.11 | 5 | 66000 | 41061 |  |  | Yes | Updated on 10/31/2016 | 4 | 12900 | 116 | 111 | 15.63 | 0.88 | 5102 | 71
P00000Q6H | Digital Lumens | ILE | ILE-3-13-N (5000K) | Indoor Luminaires | High-Bay | High-Bay Luminaires for Commercial and Industrial Buildings | Standard | FALSE | [9 empty] | 41061 |  |  | Yes | Updated on 10/31/2016 | 4 | 13790 | 116 | 118 | 9.6 | 0.96 | 5102 | 71
P000000OI | Acuity Brands Lighting | Lithonia Lighting | PTN 18000L WD HD125 LP750 | Indoor Luminaires | High-Bay | High-Bay Luminaires for Commercial and Industrial Buildings | Standard | FALSE | [9 empty] | 41061 | Not Yet Verified | Not Yet Verified | NotYetVerified |  | 3 | 18000 | 82 | 219 |  |  | 5000 | 67
P000000OH | Acuity Brands Lighting | Lithonia Lighting | PTN 18000L WD LP750 | Indoor Luminaires | High-Bay | High-Bay Luminaires for Commercial and Industrial Buildings | Standard | FALSE | [9 empty] | 41061 | Not Yet Verified | Not Yet Verified | NotYetVerified |  | 3 | 18000 | 82 | 219 |  |  | 5000 | 67
P000000OG | Acuity Brands Lighting | Lithonia Lighting | PTN 18000L ND HD125 LP750 | Indoor Luminaires | High-Bay | High-Bay Luminaires for Commercial and Industrial Buildings | Standard | FALSE | [9 empty] | 41061 | Not Yet Verified | Not Yet Verified | NotYetVerified |  | 3 | 18000 | 82 | 219 |  |  | 5000 | 67
P000000OF | Acuity Brands Lighting | Lithonia Lighting | PTN 18000L ND LP750 | Indoor Luminaires | High-Bay | High-Bay Luminaires for Commercial and Industrial Buildings | Standard | FALSE | [9 empty] | 41061 | Not Yet Verified | Not Yet Verified | NotYetVerified |  | 3 | 18000 | 82 | 219 |  |  | 5000 | 67
P000000OE | Acuity Brands Lighting | Lithonia Lighting | PTN 18000L FD HD125 LP750 | Indoor Luminaires | High-Bay | High-Bay Luminaires for Commercial and Industrial Buildings | Standard | FALSE | [9 empty] | 41061 | Not Yet Verified | Not Yet Verified | NotYetVerified |  | 3 | 18000 | 82 | 219 |  |  | 5000 | 67
P000000OD | Acuity Brands Lighting | Lithonia Lighting | PTN 18000L FD LP750 | Indoor Luminaires | High-Bay | High-Bay Luminaires for Commercial and Industrial Buildings | Standard | FALSE | [9 empty] | 41061 | Not Yet Verified | Not Yet Verified | NotYetVerified |  | 3 | 18000 | 82 | 219 |  |  | 5000 | 67
P000000OC | Acuity Brands Lighting | Lithonia Lighting | PTN 18000L WD HD125 LP740 | Indoor Luminaires | High-Bay | High-Bay Luminaires for Commercial and Industrial Buildings | Standard | FALSE | [9 empty] | 41061 | Not Yet Verified | Not Yet Verified | NotYetVerified |  | 3 | 18000 | 82 | 219 |  |  | 4000 | 67
P000000OB | Acuity Brands Lighting | Lithonia Lighting | PTN 18000L WD LP740 | Indoor Luminaires | High-Bay | High-Bay Luminaires for Commercial and Industrial Buildings | Standard | FALSE | [9 empty] | 41061 | Not Yet Verified | Not Yet Verified | NotYetVerified |  | 3 | 18000 | 82 | 219 |  |  | 4000 | 67
P000000OA | Acuity Brands Lighting | Lithonia Lighting | PTN 18000L ND LP740 | Indoor Luminaires | High-Bay | High-Bay Luminaires for Commercial and Industrial Buildings | Standard | FALSE | [9 empty] | 41061 | Not Yet Verified | Not Yet Verified | NotYetVerified |  | 3 | 18000 | 82 | 219 |  |  | 4000 | 67
P000000O9 | Acuity Brands Lighting | Lithonia Lighting | PTN 18000L FD HD125 LP740 | Indoor Luminaires | High-Bay | High-Bay Luminaires for Commercial and Industrial Buildings | Standard | FALSE | [9 empty] | 41061 | Not Yet Verified | Not Yet Verified | NotYetVerified |  | 3 | 18000 | 82 | 219 |  |  | 4000 | 67
P000000O8 | Acuity Brands Lighting | Lithonia Lighting | PTN 18000L FD LP740 | Indoor Luminaires | High-Bay | High-Bay Luminaires for Commercial and Industrial Buildings | Standard | FALSE | [9 empty] | 41061 | Not Yet Verified | Not Yet Verified | NotYetVerified |  | 3 | 18000 | 82 | 219 |  |  | 4000 | 67
P000004J4 | Albeo Technologies | H-Series | H-432850-xx1xxxx-xx | Indoor Luminaires | High-Bay | High-Bay Luminaires for Commercial and Industrial Buildings | Standard | TRUE | 27952 | 89.8 | 311.1 | 15.1 | 0.944 | 4792 | 68 | 5 |  | 41054 |  |  | NotYetVerified |  | 3 | 25910 | 87.5 | 296 |  |  | 5000
P000004JC | Albeo Technologies | H-Series | H-C98450-xx1xxxx-xx | Indoor Luminaires | High-Bay | High-Bay Luminaires for Commercial and Industrial Buildings | Standard | TRUE | 82893 | 88.9 | 932.4 | 15.6 | 0.942 | 4823 | 68 | 5 |  | 41054 |  |  | NotYetVerified |  | 3 | 77720 | 87.5 | 888 |  |  | 5000
P000004J8 | Albeo Technologies | H-Series | H-865650-xx1xxxx-xx | Indoor Luminaires | High-Bay | High-Bay Luminaires for Commercial and Industrial Buildings | Standard | TRUE | 55918 | 89.9 | 621.7 | 16.21 | 0.941 | 4825 | 68 | 5 |  | 41054 |  |  | NotYetVerified |  | 3 | 51820 | 87.5 | 592 |  |  | 5000
P000004J6 | Albeo Technologies | H-Series | H-649250-xx1xxxx-xx | Indoor Luminaires | High-Bay | High-Bay Luminaires for Commercial and Industrial Buildings | Standard | TRUE | 41891 | 90.6 | 464.6 | 17.44 | 0.932 | 4804 | 68 | 5 |  | 41054 |  |  | NotYetVerified |  | 3 | 40630 | 85.4 | 476 |  |  | 5000
P000004JA | Albeo Technologies | H-Series | H-973850-xx1xxxx-xx | Indoor Luminaires | High-Bay | High-Bay Luminaires for Commercial and Industrial Buildings | Standard | TRUE | 62403 | 90.1 | 692.4 | 17.19 | 0.932 | 4838 | 68 | 5 |  | 41054 |  |  | NotYetVerified |  | 3 | 60940 | 85.4 | 714 |  |  | 5000
P00000Q1C | Dialight | Durosite | HB1C4N | Indoor Luminaires | High-Bay | High-Bay Luminaires for Commercial and Industrial Buildings | Standard | TRUE | 11418 | 79.3 | 144 | 7.83 | 0.945 | 5341 | 75.3 | 5 |  | 41029 |  |  | NotYetVerified |  | 3 | 11800 | 79 | 150 |  | 0.9 |  | 70
P000000I4 | Acuity Brands Lighting | Holophane | HLH12LF1XXXXXLP750XXXXDLCXXXXXXXXXXXXXXX | Indoor Luminaires | High-Bay | High-Bay Aisle Luminaires | Standard | TRUE | 13031 | 87.9 | 148.1 | 6.69 | 0.98 | 4989 | 74 | 5 | 60000 | 41023 |  |  | NotYetVerified |  | 3 | 12000 | 82.2 | 146 |  |  | 5000 | 67
P000000I7 | Acuity Brands Lighting | Holophane | HLH12LF1HD125XXXXXLP750XXXXDLCXXXXXXXXXXXXXXX | Indoor Luminaires | High-Bay | High-Bay Luminaires for Commercial and Industrial Buildings | Standard | TRUE | 12301 | 82.9 | 148.4 | 6.69 | 0.98 | 4944 | 72.3 | 5 | 60000 | 41023 |  |  | NotYetVerified |  | 3 | 12000 | 82.2 | 146 |  |  | 5000 | 67
P000000I3 | Acuity Brands Lighting | Holophane | HLH12LT1XXXXXLP740XXXXDLCXXXXXXXXXXXXXXX | Indoor Luminaires | High-Bay | High-Bay Aisle Luminaires | Standard | TRUE | 12890 | 88.9 | 145 | 6.69 | 0.98 | 3973 | 72.2 | 5 | 60000 | 41023 |  |  | NotYetVerified |  | 3 | 12000 | 82.2 | 146 |  |  | 4000 | 67
P000000I8 | Acuity Brands Lighting | Holophane | HLH12LS1HD125XXXXXLP740XXXXDLCXXXXXXXXXXXXXXX | Indoor Luminaires | High-Bay | High-Bay Luminaires for Commercial and Industrial Buildings | Standard | TRUE | 12068 | 81.8 | 147.5 | 6.69 | 0.98 | 3951 | 74 | 5 | 60000 | 41023 |  |  | NotYetVerified |  | 3 | 12000 | 82.2 | 146 |  |  | 4000 | 67
P000000IM | Acuity Brands Lighting | Holophane | HLH12LS1HD125XXXXXLP750XXXXDLCXXXXXXXXXXXXXXX | Indoor Luminaires | High-Bay | High-Bay Luminaires for Commercial and Industrial Buildings | Standard | FALSE | [9 empty] | 41023 | Not Yet Verified | Not Yet Verified | NotYetVerified |  | 3 | 12000 | 82.2 | 146 |  |  | 5000 | 67
P000000IL | Acuity Brands Lighting | Holophane | HLH12LS1XXXXXLP750XXXXDLCXXXXXXXXXXXXXXX | Indoor Luminaires | High-Bay | High-Bay Luminaires for Commercial and Industrial Buildings | Standard | FALSE | [9 empty] | 41023 | Not Yet Verified | Not Yet Verified | NotYetVerified |  | 3 | 12000 | 82.2 | 146 |  |  | 5000 | 67
P000000IJ | Acuity Brands Lighting | Holophane | HLH12LN1HD125XXXXXLP750XXXXDLCXXXXXXXXXXXXXXX | Indoor Luminaires | High-Bay | High-Bay Luminaires for Commercial and Industrial Buildings | Standard | FALSE | [9 empty] | 41023 | Not Yet Verified | Not Yet Verified | NotYetVerified |  | 3 | 12000 | 82.2 | 146 |  |  | 5000 | 67
P000000II | Acuity Brands Lighting | Holophane | HLH12LN1XXXXXLP750XXXXDLCXXXXXXXXXXXXXXX | Indoor Luminaires | High-Bay | High-Bay Luminaires for Commercial and Industrial Buildings | Standard | FALSE | [9 empty] | 41023 | Not Yet Verified | Not Yet Verified | NotYetVerified |  | 3 | 12000 | 82.2 | 146 |  |  | 5000 | 67
P000000IF | Acuity Brands Lighting | Holophane | HLH12LT1HD125XXXXXLP750XXXXDLCXXXXXXXXXXXXXXX | Indoor Luminaires | High-Bay | High-Bay Luminaires for Commercial and Industrial Buildings | Standard | FALSE | [9 empty] | 41023 | Not Yet Verified | Not Yet Verified | NotYetVerified |  | 3 | 12000 | 82.2 | 146 |  |  | 5000 | 67
P000000IE | Acuity Brands Lighting | Holophane | HLH12LT1XXXXXLP750XXXXDLCXXXXXXXXXXXXXXX | Indoor Luminaires | High-Bay | High-Bay Luminaires for Commercial and Industrial Buildings | Standard | FALSE | [9 empty] | 41023 | Not Yet Verified | Not Yet Verified | NotYetVerified |  | 3 | 12000 | 82.2 | 146 |  |  | 5000 | 67
P000000IB | Acuity Brands Lighting | Holophane | HLH12LF1XXXXXLP750XXXXDLCXXXXXXXXXXXXXXX | Indoor Luminaires | High-Bay | High-Bay Luminaires for Commercial and Industrial Buildings | Standard | FALSE | [9 empty] | 41023 | Not Yet Verified | Not Yet Verified | NotYetVerified |  | 3 | 12000 | 82.2 | 146 |  |  | 5000 | 67
P000000I6 | Acuity Brands Lighting | Holophane | HLH12LT1XXXXXLP750XXXXDLCXXXXXXXXXXXXXXX | Indoor Luminaires | High-Bay | High-Bay Aisle Luminaires | Standard | FALSE | [9 empty] | 41023 | Not Yet Verified | Not Yet Verified | NotYetVerified |  | 3 | 12000 | 82.2 | 146 |  |  | 5000 | 67
P000000IK | Acuity Brands Lighting | Holophane | HLH12LS1XXXXXLP740XXXXDLCXXXXXXXXXXXXXXX | Indoor Luminaires | High-Bay | High-Bay Luminaires for Commercial and Industrial Buildings | Standard | FALSE | [9 empty] | 41023 | Not Yet Verified | Not Yet Verified | NotYetVerified |  | 3 | 12000 | 82.2 | 146 |  |  | 4000 | 67
P000000IH | Acuity Brands Lighting | Holophane | HLH12LN1HD125XXXXXLP740XXXXDLCXXXXXXXXXXXXXXX | Indoor Luminaires | High-Bay | High-Bay Luminaires for Commercial and Industrial Buildings | Standard | FALSE | [9 empty] | 41023 | Not Yet Verified | Not Yet Verified | NotYetVerified |  | 3 | 12000 | 82.2 | 146 |  |  | 4000 | 67
P000000IG | Acuity Brands Lighting | Holophane | HLH12LN1XXXXXLP740XXXXDLCXXXXXXXXXXXXXXX | Indoor Luminaires | High-Bay | High-Bay Luminaires for Commercial and Industrial Buildings | Standard | FALSE | [9 empty] | 41023 | Not Yet Verified | Not Yet Verified | NotYetVerified |  | 3 | 12000 | 82.2 | 146 |  |  | 4000 | 67
P000000ID | Acuity Brands Lighting | Holophane | HLH12LT1HD125XXXXXLP740XXXXDLCXXXXXXXXXXXXXXX | Indoor Luminaires | High-Bay | High-Bay Luminaires for Commercial and Industrial Buildings | Standard | FALSE | [9 empty] | 41023 | Not Yet Verified | Not Yet Verified | NotYetVerified |  | 3 | 12000 | 82.2 | 146 |  |  | 4000 | 67
P000000IC | Acuity Brands Lighting | Holophane | HLH12LT1XXXXXLP740XXXXDLCXXXXXXXXXXXXXXX | Indoor Luminaires | High-Bay | High-Bay Luminaires for Commercial and Industrial Buildings | Standard | FALSE | [9 empty] | 41023 | Not Yet Verified | Not Yet Verified | NotYetVerified |  | 3 | 12000 | 82.2 | 146 |  |  | 4000 | 67
P000000IA | Acuity Brands Lighting | Holophane | HLH12LF1HD125XXXXXLP740XXXXDLCXXXXXXXXXXXXXXX | Indoor Luminaires | High-Bay | High-Bay Luminaires for Commercial and Industrial Buildings | Standard | FALSE | [9 empty] | 41023 | Not Yet Verified | Not Yet Verified | NotYetVerified |  | 3 | 12000 | 82.2 | 146 |  |  | 4000 | 67
P000000I9 | Acuity Brands Lighting | Holophane | HLH12LF1XXXXXLP740XXXXDLCXXXXXXXXXXXXXXX | Indoor Luminaires | High-Bay | High-Bay Luminaires for Commercial and Industrial Buildings | Standard | FALSE | [9 empty] | 41023 | Not Yet Verified | Not Yet Verified | NotYetVerified |  | 3 | 12000 | 82.2 | 146 |  |  | 4000 | 67
P000000I5 | Acuity Brands Lighting | Holophane | HLH12LF1XXXXXLP740XXXXDLCXXXXXXXXXXXXXXX | Indoor Luminaires | High-Bay | High-Bay Aisle Luminaires | Standard | FALSE | [9 empty] | 41023 | Not Yet Verified | Not Yet Verified | NotYetVerified |  | 3 | 12000 | 82.2 | 146 |  |  | 4000 | 67
P0000069S | Cool Lumens | Cool HighBay | HB2011-05-50-5/40-20 | Indoor Luminaires | High-Bay | High-Bay Luminaires for Commercial and Industrial Buildings | Standard | TRUE | 24151 | 86.2 | 280.1 | 6.42 | 0.965 | 5084 | 73 | 5 | 50000 | 41018 |  |  | NotYetVerified |  | 3 | 24350 | 89.19 | 273 |  |  | 5000
P0000069R | Cool Lumens | Cool HighBay | HB2011-05-50-5/40-20-22.5-OC | Indoor Luminaires | High-Bay | High-Bay Aisle Luminaires | Standard | TRUE | 23110 | 84.7 | 273 | 9.7 | 0.948 | 5147 | 73 | 5 | 50000 | 41018 |  |  | NotYetVerified |  | 3 | 24350 | 89.2 | 273 |  |  | 5000
P00000Q6Y | Digital Lumens | Digital Lumens | ILE-3-26 Narrow[277V ONLY] | Indoor Luminaires | High-Bay | High-Bay Aisle Luminaires | Standard | TRUE | 25840 | 97.14 | 266 | 9.26 | 0.959 | 4782.6 | 72.8 | 5 | 50000 | 41010 |  |  | NotYetVerified |  | 3 | 26000 | 98 | 270 |  | 0.9 | 5000 | 70
P00000Q6W | Digital Lumens | Digital Lumens | ILE-3-18 Narrow[277V ONLY] | Indoor Luminaires | High-Bay | High-Bay Aisle Luminaires | Standard | TRUE | 18560 | 97.32 | 190.71 | 8.84 | 0.951 | 4741.1 | 71.9 | 5 | 50000 | 41010 |  |  | NotYetVerified |  | 3 | 18000 | 98 | 190 |  | 0.9 | 5000 | 70
P00000Q6P | Digital Lumens | ILE | ILE-3-26-N (5000K) | Indoor Luminaires | High-Bay | High-Bay Luminaires for Commercial and Industrial Buildings | Standard | TRUE | 24560 | 114.66 | 214.19 | 10.12 | 0.9409 | 5096 | 70.86 | 5 | 66000 | 41010 |  |  | Yes | Updated on 10/31/2016 | 4 | 24650 | 116 | 213 | 6.75 | 0.98 | 5096 | 71
P00000Q6Q | Digital Lumens | ILE | ILE-3-18-N (5000K) | Indoor Luminaires | High-Bay | High-Bay Luminaires for Commercial and Industrial Buildings | Standard | FALSE | [9 empty] | 41010 |  |  | Yes | Updated on 10/31/2016 | 4 | 17850 | 119 | 149 | 7.49 | 0.97 | 5084 | 70
P00000Q6L | Digital Lumens | ILE | ILE-3-18-W (5000K) | Indoor Luminaires | High-Bay | High-Bay Luminaires for Commercial and Industrial Buildings | Standard | FALSE | [9 empty] | 41010 |  |  | Yes | Updated on 10/31/2016 | 4 | 17790 | 123 | 144 | 10.51 | 0.93 | 5058 | 70
P00000Q6R | Digital Lumens | ILE | ILE-3-26-W (5000K) | Indoor Luminaires | High-Bay | High-Bay Luminaires for Commercial and Industrial Buildings | Standard | FALSE | [9 empty] | 41010 |  |  | Yes | Updated on 10/31/2016 | 4 | 26220 | 119 | 221 | 10.61 | 0.94 | 5036 | 70
P0000197I | SIMKAR Corporation | Apogee 2 | AP2MHOUx (Narrow Spread)[120V ONLY] | Indoor Luminaires | High-Bay | High-Bay Luminaires for Commercial and Industrial Buildings | Standard | TRUE | 22790 | 81.8 | 278.6 | 5.44 | 0.993 | 5206 | 81.7 | 5 | 158000 | 40968 |  |  | NotYetVerified |  | 3 | 23100 | 83 | 279 |  | 0.9 | 5000
P0000197D | SIMKAR Corporation | Apogee 2 | AP2SHOUx (Narrow Spread)[120V ONLY] | Indoor Luminaires | High-Bay | High-Bay Luminaires for Commercial and Industrial Buildings | Standard | TRUE | 14900 | 81 | 183.9 | 5.33 | 0.993 | 5149 | 82 | 5 | 158000 | 40968 |  |  | NotYetVerified |  | 3 | 14900 | 81 | 184 |  | 0.9 | 5000
P0000197O | SIMKAR Corporation | Apogee 2 | AP2LHOUx (Narrow Spread)[120V ONLY] | Indoor Luminaires | High-Bay | High-Bay Luminaires for Commercial and Industrial Buildings | Standard | TRUE | 27500 | 82.7 | 332.6 | 6.31 | 0.992 | 5178 | 82 | 5 | 158000 | 40968 |  |  | NotYetVerified |  | 3 | 27300 | 82 | 333 |  | 0.9 | 5000
P0000197C | SIMKAR Corporation | Apogee 2 | AP2SESUx (Narrow Spread)[120V ONLY] | Indoor Luminaires | High-Bay | High-Bay Luminaires for Commercial and Industrial Buildings | Standard | TRUE | 9397 | 101 | 93.15 | 8.99 | 0.977 | 4951 | 81.1 | 5 | 158000 | 40968 |  |  | NotYetVerified |  | 3 | 9300 | 100 | 93 |  | 0.9 | 5000
P0000197T | SIMKAR Corporation | Apogee 2 | AP2LHOUx (Wide Spread) | Indoor Luminaires | High-Bay | High-Bay Luminaires for Commercial and Industrial Buildings | Standard | FALSE | [9 empty] | 40968 |  |  | NotYetVerified |  | 3 | 27300 | 82 | 333 |  | 0.9 | 5000
P0000197S | SIMKAR Corporation | Apogee 2 | AP2LHOUx (Medium Spread) | Indoor Luminaires | High-Bay | High-Bay Luminaires for Commercial and Industrial Buildings | Standard | FALSE | [9 empty] | 40968 |  |  | NotYetVerified |  | 3 | 27300 | 82 | 333 |  | 0.9 | 5000
P0000197N | SIMKAR Corporation | Apogee 2 | AP2MHOUx (Wide Spread) | Indoor Luminaires | High-Bay | High-Bay Luminaires for Commercial and Industrial Buildings | Standard | FALSE | [9 empty] | 40968 |  |  | NotYetVerified |  | 3 | 23100 | 83 | 279 |  | 0.9 | 5000
P0000197M | SIMKAR Corporation | Apogee 2 | AP2MHOUx (Medium Spread) | Indoor Luminaires | High-Bay | High-Bay Luminaires for Commercial and Industrial Buildings | Standard | FALSE | [9 empty] | 40968 |  |  | NotYetVerified |  | 3 | 23100 | 83 | 279 |  | 0.9 | 5000
P0000197R | SIMKAR Corporation | Apogee 2 | AP2LESUx (Wide Spread) | Indoor Luminaires | High-Bay | High-Bay Luminaires for Commercial and Industrial Buildings | Standard | FALSE | [9 empty] | 40968 |  |  | NotYetVerified |  | 3 | 17100 | 102 | 168 |  | 0.9 | 5000
P0000197Q | SIMKAR Corporation | Apogee 2 | AP2LESUx (Medium Spread) | Indoor Luminaires | High-Bay | High-Bay Luminaires for Commercial and Industrial Buildings | Standard | FALSE | [9 empty] | 40968 |  |  | NotYetVerified |  | 3 | 17100 | 102 | 168 |  | 0.9 | 5000
P0000197P | SIMKAR Corporation | Apogee 2 | AP2LESUx (Narrow Spread) | Indoor Luminaires | High-Bay | High-Bay Luminaires for Commercial and Industrial Buildings | Standard | FALSE | [9 empty] | 40968 |  |  | NotYetVerified |  | 3 | 17100 | 102 | 168 |  | 0.9 | 5000
P0000197H | SIMKAR Corporation | Apogee 2 | AP2SHOUx (Wide Spread) | Indoor Luminaires | High-Bay | High-Bay Luminaires for Commercial and Industrial Buildings | Standard | FALSE | [9 empty] | 40968 |  |  | NotYetVerified |  | 3 | 14900 | 81 | 184 |  | 0.9 | 5000
P0000197G | SIMKAR Corporation | Apogee 2 | AP2SHOUx (Medium Spread) | Indoor Luminaires | High-Bay | High-Bay Luminaires for Commercial and Industrial Buildings | Standard | FALSE | [9 empty] | 40968 |  |  | NotYetVerified |  | 3 | 14900 | 81 | 184 |  | 0.9 | 5000
P0000197L | SIMKAR Corporation | Apogee 2 | AP2MESUx (Wide Spread) | Indoor Luminaires | High-Bay | High-Bay Luminaires for Commercial and Industrial Buildings | Standard | FALSE | [9 empty] | 40968 |  |  | NotYetVerified |  | 3 | 14500 | 103 | 141 |  | 0.9 | 5000
P0000197K | SIMKAR Corporation | Apogee 2 | AP2MESUx (Medium Spread) | Indoor Luminaires | High-Bay | High-Bay Luminaires for Commercial and Industrial Buildings | Standard | FALSE | [9 empty] | 40968 |  |  | NotYetVerified |  | 3 | 14500 | 103 | 141 |  | 0.9 | 5000
P0000197J | SIMKAR Corporation | Apogee 2 | AP2MESUx (Narrow Spread) | Indoor Luminaires | High-Bay | High-Bay Luminaires for Commercial and Industrial Buildings | Standard | FALSE | [9 empty] | 40968 |  |  | NotYetVerified |  | 3 | 14500 | 103 | 141 |  | 0.9 | 5000
P0000197F | SIMKAR Corporation | Apogee 2 | AP2SESUx (Wide Spread) | Indoor Luminaires | High-Bay | High-Bay Luminaires for Commercial and Industrial Buildings | Standard | FALSE | [9 empty] | 40968 |  |  | NotYetVerified |  | 3 | 9300 | 100 | 93 |  | 0.9 | 5000
P0000197E | SIMKAR Corporation | Apogee 2 | AP2SESUx (Medium Spread) | Indoor Luminaires | High-Bay | High-Bay Luminaires for Commercial and Industrial Buildings | Standard | FALSE | [9 empty] | 40968 |  |  | NotYetVerified |  | 3 | 9300 | 100 | 93 |  | 0.9 | 5000
P00000Q1G | Dialight | Durosite | HB1C5N | Indoor Luminaires | High-Bay | High-Bay Luminaires for Commercial and Industrial Buildings | Standard | TRUE | 11188 | 77.7 | 144 | 7.38 | 0.956 | 5402 | 72.6 | 5 | 100000 | 40939 |  |  | NotYetVerified |  | 3 | 11500 | 79 | 146 |  | 0.9 | 5650 | 72
P00000R1I | Ephesus Lighting Inc. | Altus Series | ALT12KNxxx[All voltages]FRC5WTA | Indoor Luminaires | High-Bay | High-Bay Luminaires for Commercial and Industrial Buildings | Standard | TRUE | 10559 | 85.78 | 123.1 | 12.01 | 0.947 | 5543 | 77.8 | 5 | 225000 | 40935 |  |  | NotYetVerified |  | 3 | 10850 | 90 | 120 |  | 0.95 | 5000 | 80
P00000Q1B | Dialight | Durosite | HBGC4P | Indoor Luminaires | High-Bay | High-Bay Luminaires for Commercial and Industrial Buildings | Standard | TRUE | 13928 | 86.5 | 161 | 9.17 | 0.94 | 5106 | 70 | 5 | 100000 | 40919 |  |  | NotYetVerified |  | 3 | 14000 | 90 | 153 |  |  | 5650 | 72
P000010A7 | LSI Industries | LSI Industries | XHB3 S 128 LED 450 CW UE HM6 WHT | Indoor Luminaires | High-Bay | High-Bay Luminaires for Commercial and Industrial Buildings | Standard | TRUE | 16361 | 93 | 176.6 | 9.7 | 0.994 | 5373 | 75 | 5 | 60000 | 40914 |  |  | NotYetVerified |  | 3 |  |  | 128 |  |  | 5255
P000010A6 | LSI Industries | LSI Industries | XHB3 S 104 LED 450 CW UE HM6 WHT | Indoor Luminaires | High-Bay | High-Bay Luminaires for Commercial and Industrial Buildings | Standard | TRUE | 13047 | 89 | 145.6 | 10.1 | 0.984 | 5694 | 77 | 5 | 60000 | 40914 |  |  | NotYetVerified |  | 3 |  |  | 104 |  |  | 5255
P000016O0 | Precision Paragon [P2] | precision Paragon [P2] | QHB-145W-277-60C-700-50K-AAO | Indoor Luminaires | High-Bay | High-Bay Aisle Luminaires | Standard | TRUE | 11436 | 77.7 | 147.2 | 2.43 | 0.987 | 5044 | 75 | 5 | 60500 | 40884 |  |  | NotYetVerified |  | 3 |  |  | 145 |  |  | 5000
P000000NO | Acuity Brands Lighting | Lithonia Lighting | PTN 12000L FD LP750 | Indoor Luminaires | High-Bay | High-Bay Aisle Luminaires | Standard | TRUE | 13031 | 87.9 | 148.1 | 6.69 | 0.98 | 4989 | 74 | 5 | 60000 | 40883 |  |  | NotYetVerified |  | 3 | 12000 | 82.2 | 146 |  |  | 5000 | 67
P000000NR | Acuity Brands Lighting | Lithonia Lighting | PTN 12000L FD HD125 LP750 | Indoor Luminaires | High-Bay | High-Bay Luminaires for Commercial and Industrial Buildings | Standard | TRUE | 12301 | 82.9 | 148.4 | 6.69 | 0.98 | 4944 | 72.3 | 5 | 60000 | 40883 |  |  | NotYetVerified |  | 3 | 12000 | 82.2 | 146 |  |  | 5000 | 67
P000000NN | Acuity Brands Lighting | Lithonia Lighting | PTN 12000L ND LP740 | Indoor Luminaires | High-Bay | High-Bay Aisle Luminaires | Standard | TRUE | 12890 | 88.9 | 145 | 6.69 | 0.98 | 3973 | 72.2 | 5 | 60000 | 40883 |  |  | NotYetVerified |  | 3 | 12000 | 82.2 | 146 |  |  | 4000 | 67
P000000NS | Acuity Brands Lighting | Lithonia Lighting | PTN 12000L MD HD125 LP740 | Indoor Luminaires | High-Bay | High-Bay Luminaires for Commercial and Industrial Buildings | Standard | TRUE | 12068 | 81.8 | 147.5 | 6.69 | 0.98 | 3951 | 74 | 5 | 60000 | 40883 |  |  | NotYetVerified |  | 3 | 12000 | 82.2 | 146 |  |  | 4000 | 67
P000000O6 | Acuity Brands Lighting | Lithonia Lighting | PTN 12000L MD HD125 LP750 | Indoor Luminaires | High-Bay | High-Bay Luminaires for Commercial and Industrial Buildings | Standard | FALSE | [9 empty] | 40883 | Not Yet Verified | Not Yet Verified | NotYetVerified |  | 3 | 12000 | 82.2 | 146 |  |  | 5000 | 67
P000000O5 | Acuity Brands Lighting | Lithonia Lighting | PTN 12000L MD LP750 | Indoor Luminaires | High-Bay | High-Bay Luminaires for Commercial and Industrial Buildings | Standard | FALSE | [9 empty] | 40883 | Not Yet Verified | Not Yet Verified | NotYetVerified |  | 3 | 12000 | 82.2 | 146 |  |  | 5000 | 67
P000000O3 | Acuity Brands Lighting | Lithonia Lighting | PTN 12000L WD HD125 LP750 | Indoor Luminaires | High-Bay | High-Bay Luminaires for Commercial and Industrial Buildings | Standard | FALSE | [9 empty] | 40883 | Not Yet Verified | Not Yet Verified | NotYetVerified |  | 3 | 12000 | 82.2 | 146 |  |  | 5000 | 67
P000000O2 | Acuity Brands Lighting | Lithonia Lighting | PTN 12000L WD LP750 | Indoor Luminaires | High-Bay | High-Bay Luminaires for Commercial and Industrial Buildings | Standard | FALSE | [9 empty] | 40883 | Not Yet Verified | Not Yet Verified | NotYetVerified |  | 3 | 12000 | 82.2 | 146 |  |  | 5000 | 67
P000000NZ | Acuity Brands Lighting | Lithonia Lighting | PTN 12000L ND HD125 LP750 | Indoor Luminaires | High-Bay | High-Bay Luminaires for Commercial and Industrial Buildings | Standard | FALSE | [9 empty] | 40883 | Not Yet Verified | Not Yet Verified | NotYetVerified |  | 3 | 12000 | 82.2 | 146 |  |  | 5000 | 67
P000000NY | Acuity Brands Lighting | Lithonia Lighting | PTN 12000L ND LP750 | Indoor Luminaires | High-Bay | High-Bay Luminaires for Commercial and Industrial Buildings | Standard | FALSE | [9 empty] | 40883 | Not Yet Verified | Not Yet Verified | NotYetVerified |  | 3 | 12000 | 82.2 | 146 |  |  | 5000 | 67
P000000NV | Acuity Brands Lighting | Lithonia Lighting | PTN 12000L FD LP750 | Indoor Luminaires | High-Bay | High-Bay Luminaires for Commercial and Industrial Buildings | Standard | FALSE | [9 empty] | 40883 | Not Yet Verified | Not Yet Verified | NotYetVerified |  | 3 | 12000 | 82.2 | 146 |  |  | 5000 | 67
P000000NQ | Acuity Brands Lighting | Lithonia Lighting | PTN 12000L ND LP750 | Indoor Luminaires | High-Bay | High-Bay Aisle Luminaires | Standard | FALSE | [9 empty] | 40883 | Not Yet Verified | Not Yet Verified | NotYetVerified |  | 3 | 12000 | 82.2 | 146 |  |  | 5000 | 67
P000000O4 | Acuity Brands Lighting | Lithonia Lighting | PTN 12000L MD LP740 | Indoor Luminaires | High-Bay | High-Bay Luminaires for Commercial and Industrial Buildings | Standard | FALSE | [9 empty] | 40883 | Not Yet Verified | Not Yet Verified | NotYetVerified |  | 3 | 12000 | 82.2 | 146 |  |  | 4000 | 67
P000000O1 | Acuity Brands Lighting | Lithonia Lighting | PTN 12000L WD HD125 LP740 | Indoor Luminaires | High-Bay | High-Bay Luminaires for Commercial and Industrial Buildings | Standard | FALSE | [9 empty] | 40883 | Not Yet Verified | Not Yet Verified | NotYetVerified |  | 3 | 12000 | 82.2 | 146 |  |  | 4000 | 67
P000000O0 | Acuity Brands Lighting | Lithonia Lighting | PTN 12000L WD LP740 | Indoor Luminaires | High-Bay | High-Bay Luminaires for Commercial and Industrial Buildings | Standard | FALSE | [9 empty] | 40883 | Not Yet Verified | Not Yet Verified | NotYetVerified |  | 3 | 12000 | 82.2 | 146 |  |  | 4000 | 67
P000000NX | Acuity Brands Lighting | Lithonia Lighting | PTN 12000L ND HD125 LP740 | Indoor Luminaires | High-Bay | High-Bay Luminaires for Commercial and Industrial Buildings | Standard | FALSE | [9 empty] | 40883 | Not Yet Verified | Not Yet Verified | NotYetVerified |  | 3 | 12000 | 82.2 | 146 |  |  | 4000 | 67
P000000NW | Acuity Brands Lighting | Lithonia Lighting | PTN 12000L ND LP740 | Indoor Luminaires | High-Bay | High-Bay Luminaires for Commercial and Industrial Buildings | Standard | FALSE | [9 empty] | 40883 | Not Yet Verified | Not Yet Verified | NotYetVerified |  | 3 | 12000 | 82.2 | 146 |  |  | 4000 | 67
P000000NU | Acuity Brands Lighting | Lithonia Lighting | PTN 12000L FD HD125 LP740 | Indoor Luminaires | High-Bay | High-Bay Luminaires for Commercial and Industrial Buildings | Standard | FALSE | [9 empty] | 40883 | Not Yet Verified | Not Yet Verified | NotYetVerified |  | 3 | 12000 | 82.2 | 146 |  |  | 4000 | 67
P000000NT | Acuity Brands Lighting | Lithonia Lighting | PTN 12000L FD LP740 | Indoor Luminaires | High-Bay | High-Bay Luminaires for Commercial and Industrial Buildings | Standard | FALSE | [9 empty] | 40883 | Not Yet Verified | Not Yet Verified | NotYetVerified |  | 3 | 12000 | 82.2 | 146 |  |  | 4000 | 67
P000000NP | Acuity Brands Lighting | Lithonia Lighting | PTN 12000L FD LP740 | Indoor Luminaires | High-Bay | High-Bay Aisle Luminaires | Standard | FALSE | [9 empty] | 40883 | Not Yet Verified | Not Yet Verified | NotYetVerified |  | 3 | 12000 | 82.2 | 146 |  |  | 4000 | 67
P00000ZYY | Lighting Science Group Corp. | Lighting Science Baylight | IHB2 NW W MVOLT XXX XX XXX | Indoor Luminaires | High-Bay | High-Bay Luminaires for Commercial and Industrial Buildings | Standard | TRUE | 24083.1 | 81.2 | 296.6 | 1.6 | 0.994 | 3946.5 | 71.3 | 5 | 60000 | 40858 |  |  | NotYetVerified |  | 3 | 24000 | 80 | 300 |  | 0.9 | 4000 | 70
P000004J2 | Albeo Technologies | H-Series | H-324650-xx1xxxx-xx | Indoor Luminaires | High-Bay | High-Bay Luminaires for Commercial and Industrial Buildings | Standard | TRUE | 19313 | 82.2 | 235 | 12.6 | 0.905 | 4760 | 74 | 5 | 80000 | 40850 |  |  | NotYetVerified |  | 3 | 20100 | 81.7 | 246 |  |  | 5000
P000004J0 | Albeo Technologies | H-Series | H-216450-xx1xxxx-xx | Indoor Luminaires | High-Bay | High-Bay Luminaires for Commercial and Industrial Buildings | Standard | TRUE | 12597 | 84.5 | 149.1 | 12.6 | 0.905 | 4760 | 74 | 5 | 80000 | 40850 |  |  | NotYetVerified |  | 3 | 13400 | 81.7 | 164 |  |  | 5000
P000004J3 | Albeo Technologies | H-Series | H-324650-xxAxxxx-xx | Indoor Luminaires | High-Bay | High-Bay Luminaires for Commercial and Industrial Buildings | Standard | FALSE | [9 empty] | 40850 | Not Yet Verified | Not Yet Verified | NotYetVerified |  | 3 | 20100 | 81.7 | 246 |  |  | 5000
P000004J1 | Albeo Technologies | H-Series | H-216450-xxAxxxx-xx | Indoor Luminaires | High-Bay | High-Bay Luminaires for Commercial and Industrial Buildings | Standard | FALSE | [9 empty] | 40850 | Not Yet Verified | Not Yet Verified | NotYetVerified |  | 3 | 13400 | 81.7 | 164 |  |  | 5000
P00000Q6V | Digital Lumens | Digital Lumens | ILE-HB-3-65-15 | Indoor Luminaires | High-Bay | High-Bay Luminaires for Commercial and Industrial Buildings | Standard | TRUE | 14210.9 | 83.35 | 170.5 | 2 | 0.943 | 5992 | 70.2 | 5 | 36000 | 40847 |  |  | NotYetVerified |  | 3 | 14850 | 85 | 175 |  | 0.9 | 5700 | 70
P00001AWX | Technical Consumer Products | TCP | TCPRADIANT100H | Indoor Luminaires | High-Bay | High-Bay Luminaires for Commercial and Industrial Buildings | Standard | TRUE | 11090 | 78 | 141.3 | 10.74 | 0.9057 | 5608 | 71 | 5 | 50000 | 40829 |  |  | NotYetVerified |  | 3 | 11090 | 78 | 150 |  | 0.99 | 5500 | 71
P000018B2 | Sansi Technology Inc. | SANSI | C0820-HBLB | Indoor Luminaires | High-Bay | High-Bay Luminaires for Commercial and Industrial Buildings | Standard | TRUE | 11003 | 93 | 117.8 | 14.93 | 0.898 | 4756 | 68.8 | 5 | 50000 | 40798 |  |  | NotYetVerified |  | 3 | 11114 | 92.6 | 120 |  |  | 5000 | 70
P000018AU | Sansi Technology Inc. | SANSI | C0820-HBA | Indoor Luminaires | High-Bay | High-Bay Aisle Luminaires | Standard | TRUE | 10997.6 | 93 | 118 | 14.93 | 0.898 | 4756 | 68.8 | 5 | 50000 | 40798 |  |  | NotYetVerified |  | 3 | 11114 | 92.6 | 120 |  |  | 5000 | 70
P000018B9 | Sansi Technology Inc. | SANSI | C0820-240-HBLB | Indoor Luminaires | High-Bay | High-Bay Luminaires for Commercial and Industrial Buildings | Standard | FALSE | [9 empty] | 40798 |  |  | NotYetVerified |  | 3 | 24000 | 100 | 240 | 15 | 0.9 | 5000 | 65
P000018B1 | Sansi Technology Inc. | SANSI | C0820-240-HBA | Indoor Luminaires | High-Bay | High-Bay Aisle Luminaires | Standard | FALSE | [9 empty] | 40798 |  |  | NotYetVerified |  | 3 | 24000 | 100 | 240 | 15 | 0.9 | 5000 | 65
P000018B8 | Sansi Technology Inc. | SANSI | C0820-220-HBLB | Indoor Luminaires | High-Bay | High-Bay Luminaires for Commercial and Industrial Buildings | Standard | FALSE | [9 empty] | 40798 |  |  | NotYetVerified |  | 3 | 21780 | 99 | 220 | 15 | 0.9 | 5000 | 65
P000018B0 | Sansi Technology Inc. | SANSI | C0820-220-HBA | Indoor Luminaires | High-Bay | High-Bay Aisle Luminaires | Standard | FALSE | [9 empty] | 40798 |  |  | NotYetVerified |  | 3 | 21780 | 99 | 220 | 15 | 0.9 | 5000 | 65
P000018B7 | Sansi Technology Inc. | SANSI | C0820-200-HBLB | Indoor Luminaires | High-Bay | High-Bay Luminaires for Commercial and Industrial Buildings | Standard | FALSE | [9 empty] | 40798 |  |  | NotYetVerified |  | 3 | 19800 | 99 | 200 | 15 | 0.9 | 5000 | 65
P000018AZ | Sansi Technology Inc. | SANSI | C0820-200-HBA | Indoor Luminaires | High-Bay | High-Bay Aisle Luminaires | Standard | FALSE | [9 empty] | 40798 |  |  | NotYetVerified |  | 3 | 19800 | 99 | 200 | 15 | 0.9 | 5000 | 65
P000018B6 | Sansi Technology Inc. | SANSI | C0820-180-HBLB | Indoor Luminaires | High-Bay | High-Bay Luminaires for Commercial and Industrial Buildings | Standard | FALSE | [9 empty] | 40798 |  |  | NotYetVerified |  | 3 | 17820 | 99 | 180 | 15 | 0.9 | 5000 | 65
P000018AY | Sansi Technology Inc. | SANSI | C0820-180-HBA | Indoor Luminaires | High-Bay | High-Bay Aisle Luminaires | Standard | FALSE | [9 empty] | 40798 |  |  | NotYetVerified |  | 3 | 17820 | 99 | 180 | 15 | 0.9 | 5000 | 65
P000018B5 | Sansi Technology Inc. | SANSI | C0820-150-HBLB | Indoor Luminaires | High-Bay | High-Bay Luminaires for Commercial and Industrial Buildings | Standard | FALSE | [9 empty] | 40798 |  |  | NotYetVerified |  | 3 | 14790 | 98.6 | 150 | 15 | 0.9 | 5000 | 65
P000018AX | Sansi Technology Inc. | SANSI | C0820-150-HBA | Indoor Luminaires | High-Bay | High-Bay Aisle Luminaires | Standard | FALSE | [9 empty] | 40798 |  |  | NotYetVerified |  | 3 | 14790 | 98.6 | 150 | 15 | 0.9 | 5000 | 65
P000018B4 | Sansi Technology Inc. | SANSI | C0820-140-HBLB | Indoor Luminaires | High-Bay | High-Bay Luminaires for Commercial and Industrial Buildings | Standard | FALSE | [9 empty] | 40798 |  |  | NotYetVerified |  | 3 | 13790 | 98.5 | 140 | 15 | 0.9 | 5000 | 65
P000018AW | Sansi Technology Inc. | SANSI | C0820-140-HBA | Indoor Luminaires | High-Bay | High-Bay Aisle Luminaires | Standard | FALSE | [9 empty] | 40798 |  |  | NotYetVerified |  | 3 | 13790 | 98.5 | 140 | 15 | 0.9 | 5000 | 65
P000018B3 | Sansi Technology Inc. | SANSI | C0820-120-HBLB | Indoor Luminaires | High-Bay | High-Bay Luminaires for Commercial and Industrial Buildings | Standard | FALSE | [9 empty] | 40798 |  |  | NotYetVerified |  | 3 | 11820 | 98.5 | 120 | 15 | 0.9 | 5000 | 65
P000018AV | Sansi Technology Inc. | SANSI | C0820-120-HBA | Indoor Luminaires | High-Bay | High-Bay Aisle Luminaires | Standard | FALSE | [9 empty] | 40798 |  |  | NotYetVerified |  | 3 | 11820 | 98.5 | 120 | 15 | 0.9 | 5000 | 65
P0000186J | S3J Electronics | S3J | WHBL-1305277 | Indoor Luminaires | High-Bay | High-Bay Luminaires for Commercial and Industrial Buildings | Standard | TRUE | 10280 | 81.1 | 126.8 | 12.5 | 0.973 | 5911 | 70.9 | 5 | 80000 | 40645 |  |  | NotYetVerified |  | 3 | 10000 | 80 | 130 |  | 0.95 | 5700 | 70